## nodes
index | zone | slack | lat | lon | name
n7723 | AT | FALSE | 47.3631 | 11.0905
n3754 | DE | FALSE | 48.6374 | 12.1729 | Altheim
n3755 | DE | FALSE | 47.9412 | 11.9792 | Marienberg
n3756 | DE | FALSE | 48.7924 | 11.5013 | Irsching
n3757 | DE | FALSE | 48.348 | 11.261 | Oberbachern
n3758 | DE | FALSE | 48.0772 | 11.1841 | Oberbrunn
n3759 | DE | FALSE | 48.2777 | 11.3557 | Menzing
n3760 | DE | FALSE | 48.8521 | 11.3626 | Ingolstadt
n3761 | DE | FALSE | 48.5457 | 11.7787 | Zolling
n3762 | DE | FALSE | 48.3225 | 11.6812 | Neufinsing
n3763 | DE | FALSE | 48.2667 | 11.5892 | Föhring
n3764 | DE | FALSE | 48.3143 | 11.8254 | Ottenhofen
n3765 | DE | FALSE | 48.8683 | 11.8419 | Sittling
n3766 | DE | FALSE | 48.9928 | 12.0341 | Regensburg
n3767 | DE | FALSE | 48.2009 | 12.6288 | Pirach
n3768 | DE | FALSE | 48.6592 | 12.2923 | Isar
n3769 | DE | FALSE | 48.3325 | 12.9295 | Simbach
n3770 | DE | FALSE | 48.6765 | 13.0353 | Pleinting
n3771 | DE | FALSE | 47.5283 | 11.1223 | Krün
n3772 | DE | FALSE | 48.8014 | 12.7414 | Plattling
n3823 | AT | FALSE | 48.2558 | 13.082 | St. Peter
n3965 | DE | FALSE | 47.7079 | 7.8717 | Wehr
n3966 | DE | FALSE | 48.1038 | 7.7138 | Eichstetten
n3967 | DE | FALSE | 47.5988 | 7.9335 | Kühmoos
n3968 | DE | FALSE | 47.7061 | 8.1491 | Gurtweil
n3969 | DE | FALSE | 47.6497 | 8.2054 | Tiengen
n3970 | DE | FALSE | 48.0744 | 8.3867 | Villingen
n3971 | DE | FALSE | 48.4993 | 7.8786 | Weier
n3972 | DE | FALSE | 48.7625 | 8.2452 | Kuppenheim
n3973 | DE | FALSE | 48.9928 | 8.4238 | Daxlanden
n3974 | DE | FALSE | 49.0091 | 8.3263 | Karlsruhe West
n3975 | DE | FALSE | 47.8104 | 8.9621 | Stockach
n3976 | DE | FALSE | 47.7892 | 8.7918 | Beuren
n3977 | DE | FALSE | 48.0799 | 8.5281 | Trossingen
n3978 | DE | FALSE | 48.7815 | 8.568 | Birkenfeld
n3979 | DE | FALSE | 48.5166 | 8.7492 | Oberjettingen
n3980 | DE | FALSE | 48.2448 | 8.8618 | Engstlatt
n3981 | DE | FALSE | 48.806 | 8.925 | Pulverdingen
n3982 | DE | FALSE | 48.243 | 9.8437 | Delmensingen
n3983 | DE | FALSE | 48.0377 | 9.3961 | Herbertingen
n3984 | DE | FALSE | 47.7088 | 9.6062 | Grünkraut
n3985 | DE | FALSE | 47.6228 | 9.7325 | Obermooweiler
n3986 | DE | FALSE | 48.5921 | 9.2807 | Wendlingen
n3987 | DE | FALSE | 48.4848 | 9.245 | Metzingen
n3988 | DE | FALSE | 48.8213 | 9.1338 | Hoheneck
n3989 | DE | FALSE | 48.7363 | 9.3288 | Endersbach
n3990 | DE | FALSE | 48.3973 | 9.6007 | Laichingen
n3991 | DE | FALSE | 48.6211 | 9.5746 | Bünzwangen
n3992 | DE | FALSE | 49.028 | 9.3521 | Neckarwestheim
n3993 | DE | FALSE | 47.9522 | 10.1926 | Memmingen
n3994 | DE | FALSE | 47.7421 | 10.3491 | Leupolz
n3995 | DE | FALSE | 47.6321 | 10.2653 | Rauhenzell
n3996 | DE | FALSE | 48.5639 | 10.4219 | Gundremmingen
n3997 | DE | FALSE | 48.4939 | 10.1706 | Niederstotzingen
n3998 | DE | FALSE | 48.199 | 10.0635 | Vöhringen
n3999 | DE | FALSE | 48.7924 | 10.0951 | Goldshöfe
n4000 | DE | FALSE | 48.622 | 10.2049 | Rotensohl
n4001 | DE | FALSE | 48.4246 | 10.86 | Lechhausen
n4002 | DE | FALSE | 48.3152 | 10.7831 | Oberottmarshausen
n4003 | DE | FALSE | 48.6284 | 10.8298 | Meitingen
n4004 | DE | FALSE | 48.4993 | 10.8284 | Gersthofen
n4005 | DE | FALSE | 48.6701 | 9.2999 | Altbach
n4007 | DE | FALSE | 48.6438 | 8.0228 | Bühl
n4008 | DE | FALSE | 48.9469 | 8.5226 | Oberwald
n4010 | DE | FALSE | 48.7725 | 9.2299 | Mühlhausen
n4023 | AT | FALSE | 47.1374 | 9.7916 | Bürs
n4029 | AT | FALSE | 47.2625 | 10.7309 | Westtirol
n4092 | FR | FALSE | 47.6413 | 7.4117 | Sierentz
n4097 | FR | FALSE | 48.0386 | 7.4748 | Vogelgrun
n4118 | FR | FALSE | 47.8952 | 7.3938 | Muhlbach
n4261 | CH | FALSE | 47.4959 | 7.9692 | Laufenburg
n4264 | CH | FALSE | 47.5144 | 7.7097 | Asphard
n4342 | CH | FALSE | 47.4801 | 8.27 | Beznau
n4382 | DE | FALSE | 47.5938 | 7.8748 | Schwörstadt
n5005 | CZ | FALSE | 50.2305 | 13.439 | Hradec Východ
n5010 | DE | FALSE | 51.3169 | 12.4846 | Lippendorf
n5011 | DE | FALSE | 51.3949 | 11.9435 | Schkopau
n5012 | DE | FALSE | 52.4652 | 12.935 | Reuter West
n5015 | DE | FALSE | 50.2156 | 11.18 | Redwitz
n5016 | DE | FALSE | 49.4547 | 11.3063 | Ludersheim
n5017 | DE | FALSE | 50.6582 | 11.5329 | Hohenwarte
n5018 | DE | FALSE | 51.6052 | 11.456 | Klostermansfeld
n5019 | DE | FALSE | 52.0111 | 11.7224 | Förderstedt
n5020 | DE | FALSE | 52.1714 | 11.1072 | Helmstedt
n5021 | DE | FALSE | 52.2278 | 11.7458 | Wolmirstedt
n5022 | DE | FALSE | 51.1871 | 14.1847 | Schmölln
n5023 | DE | FALSE | 50.6137 | 12.7867 | Zwönitz
n5024 | DE | FALSE | 50.2718 | 11.7801 | Mechlenreuth
n5025 | DE | FALSE | 49.6881 | 12.0493 | Etzenricht
n5026 | DE | FALSE | 49.3502 | 12.0314 | Schwandorf
n5027 | DE | FALSE | 50.7669 | 12.0795 | Weida
n5028 | DE | FALSE | 50.5815 | 11.7224 | Remptendorf
n5029 | DE | FALSE | 50.9818 | 11.4546 | Vieselbach
n5030 | DE | FALSE | 50.877 | 11.7334 | Großschwabhausen
n5031 | DE | FALSE | 50.8502 | 12.8018 | Röhrsdorf
n5032 | DE | FALSE | 50.5937 | 12.339 | Herlasgrün
n5033 | DE | FALSE | 50.7938 | 12.5327 | Crossen
n5034 | DE | FALSE | 51.1165 | 12.6947 | Eula
n5035 | DE | FALSE | 50.8484 | 13.0408 | Niederwiesa
n5036 | DE | FALSE | 51.0138 | 13.8153 | Dresden-Süd
n5037 | DE | FALSE | 52.568 | 12.74 | Teufelsbruch
n5038 | DE | FALSE | 51.7585 | 12.1811 | Marke
n5039 | DE | FALSE | 51.3083 | 12.6851 | Taucha
n5040 | DE | FALSE | 52.0972 | 11.8625 | Magdeburg
n5041 | DE | FALSE | 52.332 | 12.1399 | Brandenburg West
n5042 | DE | FALSE | 52.5647 | 12.3775 | Wustermark
n5043 | DE | FALSE | 52.0972 | 13.3621 | Thyrow
n5044 | DE | FALSE | 51.8943 | 13.9142 | Ragow
n5045 | DE | FALSE | 51.2997 | 13.4473 | Streumen
n5046 | DE | FALSE | 51.7942 | 14.3976 | Preilack
n5047 | DE | FALSE | 52.2564 | 13.8304 | Wuhlheide
n5048 | DE | FALSE | 52.4066 | 13.0367 | Charlottenburg
n5049 | DE | FALSE | 52.4376 | 13.4431 | Friedrichshain
n5050 | DE | FALSE | 52.4661 | 13.8936 | Neuenhagen
n5051 | DE | FALSE | 51.5327 | 14.4415 | Graustein
n5052 | DE | FALSE | 51.3632 | 14.48 | Bärwalde
n5053 | DE | FALSE | 51.1466 | 14.8096 | Hagenwerder
n5054 | DE | FALSE | 52.1251 | 14.6173 | Eisenhüttenstadt
n5056 | DE | FALSE | 52.4091 | 12.8169 | Reuter
n5057 | DE | FALSE | 52.4259 | 13.6436 | Marzahn
n5059 | DE | FALSE | 51.2688 | 12.3843 | Pulgar
n5060 | DE | FALSE | 50.4907 | 11.147 | Altenfeld
n5061 | DE | FALSE | 51.7304 | 14.5953 | Jänschwalde
n5062 | DE | FALSE | 51.501 | 14.2067 | Schwarze Pumpe
n5063 | DE | FALSE | 51.2928 | 14.6722 | Boxberg
n5065 | DE | FALSE | 51.7338 | 13.1671 | Windpark Schönewalde
n5066 | DE | FALSE | 50.6059 | 12.9735 | Markersbach
n5067 | DE | FALSE | 51.094 | 13.5818 | Niederwartha
n5068 | DE | FALSE | 51.4155 | 11.8076 | Lauchstädt
n5069 | DE | FALSE | 51.0241 | 13.13 | Freiberg/Nord
n5074 | PL | FALSE | 51.069 | 15.0883 | Mikułowa
n5082 | DE | FALSE | 50.6686 | 11.3503 | Stahlwerk Thüringen
n5084 | DE | FALSE | 52.3026 | 13.1685 | Mitte
n5095 | DE | FALSE | 52.1857 | 11.9051 | Sandtorstraße
n5098 | DE | FALSE | 52.2598 | 14.4141 | Heinersdorf
n5099 | DE | FALSE | 49.4628 | 6.7401 | Diefflen
n5101 | DE | FALSE | 49.3403 | 7.0299 | Weiher
n5102 | DE | FALSE | 51.5498 | 6.714 | Voerde
n5105 | DE | FALSE | 49.4824 | 8.4059 | BASF
n5106 | DE | FALSE | 49.6934 | 8.5364 | Biblis
n5109 | DE | FALSE | 52.1731 | 8.925 | Veltheim
n5110 | DE | FALSE | 52.5304 | 9.1681 | Landesbergen
n5111 | DE | FALSE | 51.94 | 9.4208 | Grohnde
n5112 | DE | FALSE | 51.8146 | 9.9303 | Erzhausen
n5113 | DE | FALSE | 52.2446 | 10.1802 | Mehrum
n5114 | DE | FALSE | 52.1175 | 10.4439 | Hallendorf
n5115 | DE | FALSE | 52.1133 | 10.9657 | Buschhaus
n5125 | DE | FALSE | 49.9097 | 9.3604 | Aschaffenburg
n5140 | DE | FALSE | 49.352 | 6.6769 | Hütte
n5141 | DE | FALSE | 49.4315 | 6.6248 | Saarwellingen
n5142 | DE | FALSE | 49.991 | 6.2567 | Bauler
n5143 | DE | FALSE | 49.9654 | 6.5273 | Niederstedem
n5144 | DE | FALSE | 49.689 | 6.6481 | Trier
n5145 | DE | FALSE | 50.4033 | 6.5685 | Dahlem
n5146 | DE | FALSE | 49.4065 | 7.7014 | Otterbach
n5147 | DE | FALSE | 49.4217 | 7.2578 | Bexbach
n5148 | DE | FALSE | 49.3877 | 6.942 | Uchtelfangen
n5149 | DE | FALSE | 49.3269 | 7.3608 | Homburg
n5150 | DE | FALSE | 50.095 | 7.0038 | Wengerohr
n5151 | DE | FALSE | 50.3761 | 7.3814 | Weißenthurm
n5152 | DE | FALSE | 50.3227 | 7.5847 | Koblenz
n5153 | DE | FALSE | 49.2041 | 8.4114 | Philippsburg
n5154 | DE | FALSE | 49.7963 | 7.7248 | Niederhausen
n5155 | DE | FALSE | 50.0395 | 8.3524 | Marxheim
n5156 | DE | FALSE | 49.9026 | 8.3936 | Bischofsheim
n5157 | DE | FALSE | 50.3971 | 8.112 | Limburg
n5158 | DE | FALSE | 51.0949 | 6.7909 | St. Peter
n5159 | DE | FALSE | 50.9965 | 6.5465 | Niederaußem
n5160 | DE | FALSE | 50.832 | 6.2787 | Zukunft
n5161 | DE | FALSE | 50.9152 | 6.2361 | Siersdorf
n5162 | DE | FALSE | 50.8302 | 6.4655 | Oberzier
n5163 | DE | FALSE | 50.9342 | 6.5135 | Paffendorf
n5164 | DE | FALSE | 50.9956 | 6.6797 | Rommerskirchen
n5165 | DE | FALSE | 51.2215 | 6.3666 | Dülken
n5166 | DE | FALSE | 51.1638 | 6.7003 | Norf
n5167 | DE | FALSE | 51.0612 | 6.552 | Neurath
n5168 | DE | FALSE | 51.1139 | 6.6289 | Gohrpunkt
n5169 | DE | FALSE | 51.2456 | 6.5863 | Osterath
n5170 | DE | FALSE | 51.3461 | 6.6014 | Mündelheim
n5171 | DE | FALSE | 51.6189 | 6.2677 | Pfalzdorf
n5172 | DE | FALSE | 51.4549 | 6.5918 | Utfort
n5173 | DE | FALSE | 51.63 | 6.6165 | Niederrhein
n5174 | DE | FALSE | 51.7143 | 7.8305 | Gersteinwerk
n5175 | DE | FALSE | 51.5139 | 7.3141 | Dortmund
n5176 | DE | FALSE | 51.2069 | 7.1315 | Linde
n5177 | DE | FALSE | 51.0509 | 6.9928 | Opladen
n5178 | DE | FALSE | 50.7738 | 6.9228 | Sechtem
n5179 | DE | FALSE | 51.175 | 6.8706 | Eller
n5180 | DE | FALSE | 51.1251 | 6.9585 | Ohligs
n5181 | DE | FALSE | 50.7877 | 7.1548 | Siegburg
n5182 | DE | FALSE | 50.632 | 7.0985 | Ließem
n5183 | DE | FALSE | 50.8883 | 7.0285 | Gremberghoven
n5184 | DE | FALSE | 50.8978 | 7.2153 | Bollenacker
n5185 | DE | FALSE | 51.4951 | 7.0244 | Scholven
n5186 | DE | FALSE | 51.4591 | 6.8513 | Büscherhof
n5187 | DE | FALSE | 51.3298 | 6.8184 | Selbeck
n5188 | DE | FALSE | 51.4095 | 6.9379 | Eiberg
n5189 | DE | FALSE | 51.5378 | 6.8349 | unknown
n5190 | DE | FALSE | 51.5847 | 6.9818 | Polsum
n5191 | DE | FALSE | 51.4129 | 7.1356 | Witten
n5192 | DE | FALSE | 51.3426 | 7.1548 | Hattingen
n5193 | DE | FALSE | 51.4061 | 7.2798 | Witten
n5194 | DE | FALSE | 51.6598 | 7.0656 | Kusenhorst
n5195 | DE | FALSE | 51.4703 | 7.1823 | Bochum
n5196 | DE | FALSE | 51.5395 | 7.229 | Pöppinghausen
n5197 | DE | FALSE | 51.0587 | 8.0008 | Altenkleusheim
n5198 | DE | FALSE | 50.8129 | 7.9211 | Dauersberg
n5199 | DE | FALSE | 50.9775 | 7.5188 | Bomig
n5200 | DE | FALSE | 50.884 | 8.0585 | Eiserfeld
n5201 | DE | FALSE | 50.9299 | 8.2466 | Setzer Wiese
n5202 | DE | FALSE | 51.3512 | 7.4721 | Koepchenwerk
n5203 | DE | FALSE | 51.3486 | 7.6959 | Bixterheide
n5204 | DE | FALSE | 51.4275 | 7.3965 | Garenfeld
n5205 | DE | FALSE | 51.4925 | 7.5037 | Harpen
n5207 | DE | FALSE | 51.6538 | 8.0695 | Lippborg
n5208 | DE | FALSE | 52.2127 | 7.1288 | Gronau
n5209 | DE | FALSE | 52.4644 | 7.2675 | Emsland
n5210 | DE | FALSE | 52.3437 | 8.2851 | Wehrendorf
n5211 | DE | FALSE | 51.9747 | 7.6767 | Roxel
n5212 | DE | FALSE | 52.248 | 7.7069 | Ibbenbüren
n5213 | DE | FALSE | 52.0415 | 8.2068 | Hesseln
n5214 | DE | FALSE | 52.2824 | 7.9308 | Westerkappeln
n5215 | DE | FALSE | 52.2539 | 8.145 | Lüstringen
n5216 | DE | FALSE | 49.3001 | 8.605 | Neurott
n5217 | DE | FALSE | 49.283 | 8.4801 | Altlußheim
n5218 | DE | FALSE | 49.1143 | 8.5419 | Bruchsal
n5219 | DE | FALSE | 49.2086 | 8.5899 | Wiesloch
n5220 | DE | FALSE | 49.2759 | 8.9648 | Hüffenhardt
n5221 | DE | FALSE | 49.1566 | 9.2986 | Heilbronn
n5222 | DE | FALSE | 49.2633 | 9.5471 | Kupferzell
n5223 | DE | FALSE | 50.5431 | 9.6721 | Dipperz
n5224 | DE | FALSE | 50.1435 | 8.8097 | Dörnigheim
n5225 | DE | FALSE | 49.9892 | 8.535 | Kelsterbach
n5226 | DE | FALSE | 49.3815 | 8.5446 | Rheinau
n5227 | DE | FALSE | 49.4324 | 8.5007 | BASF
n5228 | DE | FALSE | 49.6036 | 8.4732 | Bürstadt
n5229 | DE | FALSE | 49.5306 | 8.6806 | Weinheim
n5230 | DE | FALSE | 49.9318 | 8.8 | Urberach
n5231 | DE | FALSE | 50.1153 | 8.5309 | Kriftel
n5232 | DE | FALSE | 50.7894 | 8.454 | Dillenburg
n5233 | DE | FALSE | 51.1587 | 8.3881 | Arpe
n5234 | DE | FALSE | 50.2428 | 8.7602 | Karben
n5235 | DE | FALSE | 50.6573 | 8.7053 | Gießen/Nord
n5236 | DE | FALSE | 51.3855 | 8.6929 | Nehden
n5237 | DE | FALSE | 49.5163 | 8.9456 | Beerfelden
n5238 | DE | FALSE | 50.095 | 8.9731 | Großkrotzenburg
n5239 | DE | FALSE | 49.7209 | 9.5004 | Trennfeld
n5240 | DE | FALSE | 49.6036 | 9.3631 | Höpfingen
n5241 | DE | FALSE | 51.0293 | 9.2587 | Borken
n5242 | DE | FALSE | 51.0845 | 9.0253 | Waldeck
n5243 | DE | FALSE | 51.3443 | 8.8962 | Twistetal
n5244 | DE | FALSE | 50.8597 | 9.6213 | Mecklar
n5245 | DE | FALSE | 51.1948 | 9.5293 | Bergshausen
n5246 | DE | FALSE | 51.3066 | 9.5526 | Sandershausen
n5247 | DE | FALSE | 52.3907 | 8.8934 | Ovenstädt
n5248 | DE | FALSE | 52.0136 | 8.7589 | Bechterdissen
n5249 | DE | FALSE | 51.8977 | 8.4293 | Gütersloh
n5250 | DE | FALSE | 51.6683 | 8.8152 | Paderborn-Süd
n5251 | DE | FALSE | 52.0263 | 8.6092 | Bielefeld Ost
n5252 | DE | FALSE | 52.1048 | 8.6655 | Eickum
n5253 | DE | FALSE | 51.984 | 8.9525 | Lage
n5254 | DE | FALSE | 51.7075 | 8.6916 | Elsen
n5255 | DE | FALSE | 52.2455 | 9.1228 | Meißen
n5256 | DE | FALSE | 52.2774 | 9.6529 | Hannover West
n5257 | DE | FALSE | 49.9574 | 10.7845 | Oberhaid
n5258 | DE | FALSE | 49.9874 | 9.9248 | Bergrheinfeld
n5259 | DE | FALSE | 49.9503 | 10.0813 | Grafenrheinfeld
n5260 | DE | FALSE | 49.4074 | 10.8037 | Raitersaich
n5261 | DE | FALSE | 51.6274 | 9.749 | Hardegsen
n5262 | DE | FALSE | 51.4668 | 9.8328 | Göttingen
n5263 | DE | FALSE | 51.9807 | 9.7751 | Godenau
n5264 | DE | FALSE | 50.9429 | 10.3931 | Eisenach
n5265 | DE | FALSE | 49.6285 | 11.0234 | Kriegenbrunn
n5266 | DE | FALSE | 49.9927 | 11.0262 | Würgau
n5267 | DE | FALSE | 51.4745 | 11.0179 | Wolkramshausen
n5268 | DE | FALSE | 52.3798 | 9.8891 | Lahe
n5269 | DE | FALSE | 52.3379 | 10.0223 | Lehrte
n5270 | DE | FALSE | 52.1983 | 9.9467 | Algermissen
n5271 | DE | FALSE | 52.2858 | 10.3011 | Klein Ilsede
n5272 | DE | FALSE | 52.3387 | 10.8311 | Hattorf
n5273 | DE | FALSE | 52.1983 | 10.5112 | Gleidingen
n5274 | DE | FALSE | 52.2581 | 10.4535 | Wahle
n5276 | DE | FALSE | 49.9397 | 10.2599 | Eltmann
n5277 | DE | FALSE | 52.3152 | 7.7014 | Ibbenbüren
n5278 | DE | FALSE | 50.8554 | 6.7305 | Goldenberg
n5279 | DE | FALSE | 51.5805 | 9.3947 | Würgassen
n5280 | DE | FALSE | 50.1479 | 8.6188 | Frankfurt-Südwest
n5281 | DE | FALSE | 50.4068 | 11.0468 | Goldisthal
n5282 | DE | FALSE | 50.6625 | 8.4842 | Aßlar
n5283 | DE | FALSE | 50.1311 | 10.0305 | Schweinfurt
n5284 | DE | FALSE | 50.8163 | 6.0425 | Verlautenheide
n5285 | DE | FALSE | 49.8238 | 6.6989 | Quint
n5286 | DE | FALSE | 52.3068 | 10.6801 | Braunschweig Nord
n5287 | DE | FALSE | 51.8001 | 8.2452 | Enniger
n5288 | DE | FALSE | 51.7653 | 9.2491 | Vörden
n5291 | LU | FALSE | 49.7138 | 6.2622 | Heisdorf
n5296 | LU | FALSE | 49.9901 | 6.0576 | Vianden
n5297 | LU | FALSE | 49.7813 | 6.1098 | Roost
n5298 | LU | FALSE | 49.8911 | 6.1757 | Flebour
n5323 | FR | FALSE | 49.1826 | 6.2526 | Vigy
n5324 | FR | FALSE | 49.1323 | 6.6756 | St. Avold
n5334 | NL | FALSE | 51.1793 | 5.9106 | Maasbracht
n5340 | NL | FALSE | 52.1992 | 6.703 | Hengelo
n5348 | DE | FALSE | 49.2929 | 6.6989 | Ensdorf
n5356 | DE | FALSE | 49.1053 | 9.3301 | GKN 2
n5357 | DE | FALSE | 49.9433 | 7.8566 | Waldlaubershaim
n5363 | DE | FALSE | 49.1557 | 9.0623 | Großgartach
n5365 | DE | FALSE | 49.9274 | 9.9083 | Bergrheinfeld/West
n5368 | DE | FALSE | 49.9795 | 8.98 | Dettingen
n6068 | DK | FALSE | 55.4454 | 11.9614 | Bjæverskov
n6078 | DE | FALSE | 53.5632 | 11.4629 | Görries
n6079 | DE | FALSE | 53.457 | 13.9815 | Pasewalk
n6080 | DE | FALSE | 53.066 | 11.9463 | Perleberg
n6081 | DE | FALSE | 52.6422 | 13.049 | Hennigsdorf
n6082 | DE | FALSE | 52.593 | 13.4102 | Malchow
n6083 | DE | FALSE | 53.0891 | 14.252 | Vierraden
n6084 | DE | FALSE | 54.1437 | 12.1283 | Rostock
n6085 | DE | FALSE | 54.0674 | 12.2731 | Bentwisch
n6086 | DE | FALSE | 53.7593 | 12.2058 | Güstrow
n6088 | DE | FALSE | 54.2588 | 13.0669 | Lüdershagen
n6089 | DE | FALSE | 53.8379 | 13.141 | Siedenbrünzow
n6090 | DE | FALSE | 54.1126 | 13.6011 | Lubmin
n6092 | DE | FALSE | 53.1962 | 13.7686 | Windpark Bertikow
n6093 | DE | FALSE | 53.3342 | 12.2539 | Windpark Putlitz
n6096 | DE | FALSE | 53.5501 | 11.7979 | Wessin
n6097 | DE | FALSE | 52.7338 | 11.7595 | Stendal West
n6098 | DE | FALSE | 54.5808 | 12.5436 | Baltic 1
n6100 | PL | FALSE | 53.1649 | 14.4415 | Krajnik
n6111 | SE | FALSE | 55.5814 | 13.1891 | Arrie
n6118 | DE | FALSE | 54.7159 | 12.8705 | Baltic 2
n6138 | DE | FALSE | 53.7925 | 13.3031 | Windpark Iven
n6141 | DE | FALSE | 53.6218 | 13.3511 | Windpark Altentreptow/Nord
n6149 | DE | FALSE | 53.5746 | 13.2166 | Altentreptow/Süd
n6150 | DE | FALSE | 53.2734 | 12.3967 | Putlitz/Süd
n6151 | DE | FALSE | 53.5689 | 12.2745 | Parchim/Süd
n6152 | DE | FALSE | 52.8443 | 13.2083 | Gransee
n6157 | DK | FALSE | 55.017 | 9.5155 | Ensted
n6158 | DK | FALSE | 55.0744 | 9.2958 | Kassø
n6190 | DE | FALSE | 53.5207 | 8.1258 | Wilhelmshaven
n6191 | DE | FALSE | 53.1089 | 8.3249 | Huntorf
n6192 | DE | FALSE | 53.1031 | 8.557 | Farge
n6193 | DE | FALSE | 53.829 | 9.3823 | Brokdorf
n6197 | DE | FALSE | 53.4308 | 7.2125 | Emden/Borßum
n6198 | DE | FALSE | 52.7936 | 7.2276 | Niederlangen
n6199 | DE | FALSE | 53.0577 | 7.3759 | Diele
n6200 | DE | FALSE | 53.3743 | 7.2565 | Emden
n6201 | DE | FALSE | 53.555 | 8.0022 | Maade
n6202 | DE | FALSE | 53.6153 | 8.0887 | Voslapp
n6203 | DE | FALSE | 52.9188 | 8.0708 | Cloppenburg Ost
n6204 | DE | FALSE | 53.3005 | 8.1216 | Conneforde
n6205 | DE | FALSE | 52.9478 | 8.4663 | Ganderkesee
n6206 | DE | FALSE | 52.5914 | 8.3688 | St. Hülfe
n6207 | DE | FALSE | 53.3424 | 8.3922 | Unterweser
n6208 | DE | FALSE | 52.9908 | 8.8783 | Blockland
n6209 | DE | FALSE | 52.8202 | 8.9827 | Wechold
n6210 | DE | FALSE | 53.9068 | 9.2422 | Brunsbüttel
n6211 | DE | FALSE | 53.0437 | 9.234 | Sottrum
n6212 | DE | FALSE | 53.9076 | 9.4057 | Wilster
n6213 | DE | FALSE | 53.6869 | 9.4482 | Abbenfleth
n6214 | DE | FALSE | 53.4153 | 9.5169 | Dollern
n6215 | DE | FALSE | 53.9617 | 9.5691 | Itzehoe
n6216 | DE | FALSE | 53.0065 | 10.3958 | Stadorf
n6217 | DE | FALSE | 53.812 | 9.9481 | Hamburg-Nord
n6218 | DE | FALSE | 53.678 | 9.6776 | Kummerfeld
n6219 | DE | FALSE | 53.4439 | 9.8836 | Hamburg-Süd
n6220 | DE | FALSE | 54.3053 | 9.76 | Audorf
n6221 | DE | FALSE | 53.7219 | 9.9715 | unknown
n6222 | DE | FALSE | 53.568 | 10.2544 | Hamburg-Ost
n6223 | DE | FALSE | 54.3348 | 10.1184 | Kiel/West
n6224 | DE | FALSE | 54.25 | 10.1624 | Kiel-Süd
n6225 | DE | FALSE | 53.4357 | 10.459 | Krümmel
n6226 | DE | FALSE | 53.2644 | 10.4411 | Lüneburg
n6227 | DE | FALSE | 53.8339 | 10.5482 | Lübeck
n6228 | DE | FALSE | 53.9472 | 10.882 | Herrenwyk
n6229 | DE | FALSE | 53.872 | 10.757 | Siems
n6231 | DE | FALSE | 52.9023 | 7.1933 | Rhede
n6232 | DE | FALSE | 52.6997 | 7.2441 | Meppen
n6233 | DE | FALSE | 53.4676 | 9.0019 | Alfstedt
n6234 | DE | FALSE | 54.7421 | 9.407 | Flensburg
n6235 | DE | FALSE | 53.4962 | 9.9989 | Moorburg
n6245 | NL | FALSE | 53.0115 | 6.9763 | Meeden
n7830 | DE | FALSE | 48.8096 | 9.3577
n6254 | DE | FALSE | 53.5689 | 9.3494 | Stade
n6255 | DE | FALSE | 53.6186 | 9.4455 | Götzdorf
n6257 | DE | FALSE | 53.665 | 7.5188 | Hagermarsch
n6259 | DE | FALSE | 54.3838 | 10.3244 | Kiel
n6268 | DE | FALSE | 54.2508 | 8.0571 | HelWin alpha
n6273 | DE | FALSE | 53.9399 | 6.9667 | Alpha Ventus
n6276 | DE | FALSE | 54.3221 | 6.8513 | BorWin alpha
n6277 | DE | FALSE | 54.9224 | 7.7879 | SylWin alpha
n6278 | DE | FALSE | 53.6918 | 6.4806 | Riffgat
n6286 | DE | FALSE | 53.9318 | 9.3274 | Büttel
n6287 | DE | FALSE | 52.8476 | 7.1617 | Dörpen/West
n6288 | DE | FALSE | 54.7928 | 9.2532 | Jardelund
n6289 | DE | FALSE | 53.7211 | 9.3246 | Bützfleth
n6292 | DE | FALSE | 52.5914 | 8.8152 | Ohlensehlen
n6293 | DE | FALSE | 53.0255 | 8.5927 | Farge
n7544 | DE | FALSE | 51.2617 | 6.466
n7545 | DE | FALSE | 51.6385 | 7.6959
n7546 | DE | FALSE | 51.49 | 6.9249
n7547 | DE | FALSE | 49.135 | 8.6874
n7548 | DE | FALSE | 49.3047 | 8.6484
n7549 | DE | FALSE | 52.3538 | 9.2794
n7550 | DE | FALSE | 51.8171 | 13.0833
n7551 | DE | FALSE | 49.5364 | 8.5459
n7552 | DE | FALSE | 47.6164 | 9.6634
n7553 | DE | FALSE | 49.7715 | 6.5602
n7931 | DE | FALSE | 50.0563 | 9.0692
n7938 | DE | FALSE | 53.4016 | 7.1557
n7939 | DE | FALSE | 49.4565 | 8.5977
n7940 | DE | FALSE | 49.4344 | 7.6051
n7942 | DE | FALSE | 49.0934 | 9.1229
n7943 | DE | FALSE | 52.0269 | 11.8608
n7944 | DE | FALSE | 47.6272 | 7.6121
n7946 | DE | FALSE | 49.9812 | 8.8524
n7948 | DE | FALSE | 52.7054 | 13.5195
n7949 | DE | FALSE | 47.6367 | 9.8024
n7950 | DE | FALSE | 48.7862 | 9.3485
n7951 | DE | FALSE | 48.6385 | 9.4363
n7952 | DE | FALSE | 47.9064 | 8.4139
n7953 | DE | FALSE | 47.9642 | 8.5034
n7954 | DE | FALSE | 48.7561 | 9.4423
n7955 | DE | FALSE | 50.9274 | 6.8076
n8187 | DE | FALSE | 53.6731 | 9.2752
n8188 | DE | FALSE | 50.8944 | 11.5974
n8190 | DE | FALSE | 52.6147 | 12.2333
n8369 | DE | FALSE | 52.7047 | 12.979
n8407 | DE | FALSE | 52.1141 | 14.4402
n8411 | DE | FALSE | 50.9593 | 13.1287
n8419 | DE | FALSE | 47.8002 | 8.8783
n8422 | DE | FALSE | 49.3985 | 7.1768
n8440 | DE | FALSE | 51.0103 | 10.345
n8449 | DE | FALSE | 52.7928 | 7.1301
n8450 | DE | FALSE | 51.5677 | 12.1715
n8456 | DE | FALSE | 53.5591 | 12.5533
n8472 | DE | FALSE | 50.2648 | 7.505
n8479 | DE | FALSE | 49.3493 | 6.8445
n8480 | DE | FALSE | 50.306 | 8.1244
n8488 | DE | FALSE | 53.5721 | 12.133
n8490 | DE | FALSE | 51.3915 | 6.5025
n8492 | DE | FALSE | 53.1888 | 13.9416
n8495 | DK | FALSE | 54.9137 | 9.4139
n8508 | DE | FALSE | 49.884 | 10.0209
n8519 | DE | FALSE | 49.608 | 10.0072
n8523 | DE | FALSE | 53.6251 | 11.7252
n8532 | DE | FALSE | 47.5283 | 11.2157
n8545 | DE | FALSE | 48.2814 | 10.0648
n8548 | DE | FALSE | 52.5037 | 7.3375
n8550 | DE | FALSE | 51.8256 | 13.1657
n8552 | DE | FALSE | 49.8353 | 6.6316
n8556 | DE | FALSE | 50.9939 | 8.0324
n8559 | DE | FALSE | 49.5626 | 8.4567
n8561 | DE | FALSE | 51.7687 | 7.9939
n8566 | DE | FALSE | 50.6634 | 12.9062
n8584 | DE | FALSE | 49.5466 | 6.6193
n8609 | DE | FALSE | 48.441 | 11.0207
n8611 | DE | FALSE | 51.8994 | 8.5446
n8615 | DE | FALSE | 48.3708 | 11.7375
n8621 | DE | FALSE | 51.9747 | 8.6449
n8628 | DE | FALSE | 52.2614 | 14.3179
n8629 | DE | FALSE | 53.8744 | 9.3947
n8630 | DE | FALSE | 51.8027 | 7.9417
n8635 | DE | FALSE | 53.617 | 9.6158
n8636 | DE | FALSE | 53.085 | 9.0253
n8641 | DE | FALSE | 52.1706 | 9.0706
n8644 | DE | FALSE | 49.4226 | 8.3084
n8645 | DE | FALSE | 49.8327 | 8.4828
n8647 | DE | FALSE | 51.0638 | 12.626
n8652 | DE | FALSE | 51.3889 | 8.8564
n8656 | DE | FALSE | 53.7487 | 13.277
n8662 | DE | FALSE | 50.8675 | 12.063
n8665 | DE | FALSE | 49.7822 | 9.5059
n8668 | DE | FALSE | 50.1954 | 8.7561
n8671 | DE | FALSE | 51.7653 | 12.9886
n8685 | DE | FALSE | 50.9524 | 13.8084
n8686 | DE | FALSE | 52.8384 | 13.3141
n8690 | DE | FALSE | 51.7687 | 9.771
n8691 | DE | FALSE | 53.6487 | 13.2742
n8693 | DE | FALSE | 52.4594 | 7.9692
n8696 | DE | FALSE | 48.4593 | 10.4535
n8704 | DE | FALSE | 53.2348 | 8.329
n8710 | DE | FALSE | 48.4511 | 9.1859
n8712 | CZ | FALSE | 49.8083 | 12.9549
n8718 | DE | FALSE | 53.0123 | 12.0753
n8726 | DE | FALSE | 48.8674 | 8.4773
n8727 | DE | FALSE | 51.0371 | 7.5462
n8733 | DE | FALSE | 50.9818 | 6.2279
n8734 | DE | FALSE | 48.3918 | 12.7881
n8738 | DE | FALSE | 52.3731 | 12.9357
n8739 | DE | FALSE | 53.1163 | 13.9307
n8745 | DE | FALSE | 50.8146 | 8.0598
n8747 | DE | FALSE | 51.1458 | 9.1255
n8751 | DE | FALSE | 52.5338 | 7.3897
n8762 | DE | FALSE | 49.2284 | 8.8948
n8764 | DE | FALSE | 52.4661 | 8.3743
n8765 | DE | FALSE | 50.6303 | 11.6016
n8777 | DE | FALSE | 51.6972 | 7.6932
n8791 | DE | FALSE | 54.258 | 10.0539
n8793 | DE | FALSE | 48.0166 | 10.7611
n8794 | DE | FALSE | 50.7712 | 6.8115
n8798 | DE | FALSE | 53.1822 | 8.4196
n8799 | DE | FALSE | 53.0676 | 8.4389
n8802 | DE | FALSE | 51.9553 | 8.4375
n8807 | DE | FALSE | 53.197 | 8.5954
n8808 | DE | FALSE | 49.5617 | 8.3057
n8813 | DE | FALSE | 53.2627 | 12.3184

## zones
index
AT
CH
CZ
DE
DK
FR
LU
NL
PL
SE

## heatareas
index

## plants
index | node | g_max | h_max | eta | tech | fuel | plant_type | lat | lon | heatarea | name | city | company | commissioned | status | storage_capacity
p0 | n5263 | 16.8 | 0 | 0.4026 | steam | biomass | conventional | 51.9848 | 9.8228 |  | Werkskraftwerk Sappi Alfeld | Alfeld | Sappi Alfeld GmbH | 1988 | operating
p1 | n8793 | 9.8 | 0 | 0.4103 | steam | biomass | conventional | 47.7971 | 10.8587 |  | HKW Altenstadt | Altenstadt | Heizkraftwerk Altenstadt GmbH & Co. KG | 1999 | operating
p2 | n6097 | 138.9 | 600 | 0.4138 | steam | biomass | conventional | 52.7271 | 12.0112 |  | Zellstoff Stendal GmbH | Arneburg | Zellstoff Stendal GmbH | 2004 | operating
p3 | n7931 | 1.1 | 0 | 0.4145 | steam | biomass | conventional | 49.9882 | 9.1558 |  | Blockheizkraftwerk 1 | Aschaffenburg | DS Smith Paper Deutschland GmbH | 2005 | operating
p4 | n7931 | 0.8 | 0 | 0.418 | steam | biomass | conventional | 49.9882 | 9.1558 |  | Blockheizkraftwerk 2 | Aschaffenburg | DS Smith Paper Deutschland GmbH | 2010 | operating
p5 | n5043 | 16 | 0 | 0.4124 | steam | biomass | conventional | 52.0778 | 13.5173 |  | UTB | Baruth/Mark | Pfleiderer Baruth GmbH | 2002 | operating
p6 | n7545 | 17.7 | 0 | 0.4145 | steam | biomass | conventional | 51.637 | 7.6188 |  | BMKW Bergkamen | Bergkamen | RWE Energiedienstleistungen GmbH | 2005 | operating
p7 | n5049 | 16.5 | 0 | 0.4145 | steam | biomass | conventional | 52.4253 | 13.5173 |  | HHKW Berlin-Neukölln | Berlin | RWE Energiedienstleistungen GmbH | 2005 | operating
p8 | n8492 | 20 | 0 | 0.4131 | steam | biomass | conventional | 53.2521 | 13.957 |  | ENERTRAG Netz GmbH (UW Bertikow) | Bertikow | ENERTRAG Aktiengesellschaft | 2003 | operating
p9 | n5262 | 18.1 | 0 | 0.4152 | steam | biomass | conventional | 51.4899 | 10.4131 |  | Biomassekraftwerk Bischofferode | Bischofferode | Stadtwerke Leipzig GmbH | 2006 | operating
p10 | n5236 | 18 | 0 | 0.404 | steam | biomass | conventional | 51.4067 | 8.6012 |  | Egger Kraftwerk Briilon | Brilon | Egger Kraftwerk Brilon GmbH | 1990 | operating
p11 | n3982 | 13.2 | 0 | 0.404 | steam | biomass | conventional | 48.267 | 9.7262 |  | Werkskraftwerk Sappi Ehingen | Ehingen | Sappi Ehingen GmbH | 1990 | operating
p12 | n3982 | 8 | 0 | 0.3837 | steam | biomass | conventional | 48.2669 | 9.7263 |  | Werkskraftwerk Sappi Ehingen | Ehingen | Sappi Ehingen GmbH | 1961 | operating
p13 | n6200 | 20 | 0 | 0.4145 | steam | biomass | conventional | 53.3422 | 7.2062 |  | Emden Biomasse | Emden | Statkraft Markets GmbH | 2005 | operating
p14 | n8449 | 20 | 0 | 0.4152 | steam | biomass | conventional | 52.6193 | 6.8693 |  | Biomasse-HKW | Emlichheim | RWE Vertrieb AG | 2006 | operating
p15 | n5155 | 12.6 | 0 | 0.4131 | steam | biomass | conventional | 50.0226 | 8.3772 |  | BMKW Flörsheim Wicker | Flörsheim Wicker | MVV Energie AG | 2003 | operating
p16 | n5224 | 12.4 | 0 | 0.4138 | steam | biomass | conventional | 50.1294 | 8.7679 |  | BKF | Frankfurt am Main | Mainova AG | 2004 | operating
p17 | n5249 | 12.1 | 0 | 0.4117 | steam | biomass | conventional | 51.9154 | 8.4003 |  | KWK Gütersloh | Gütersloh | Pfleiderer Gütersloh GmbH | 2001 | operating
p18 | n5202 | 20 | 0 | 0.4138 | steam | biomass | conventional | 51.4111 | 7.4917 |  | Biomasse-Verstromungs-Anlage | Hagen | Mark-E AG | 2004 | operating
p19 | n6235 | 20 | 0 | 0.4145 | steam | biomass | conventional | 53.5319 | 10.0746 |  | Müllverwertung Borsigstraße MVB | Hamburg | MVB Müllverwertung Borsigstraße GmbH | 2005 | operating
p20 | n5111 | 16.8 | 0 | 0.4124 | steam | biomass | conventional | 52.0988 | 9.3882 |  | Enertec Hameln | Hameln | Enertec Hameln GmbH | 2002 | operating
p21 | n8813 | 18.6 | 0 | 0.4124 | steam | biomass | conventional | 53.149 | 12.3797 |  | Energieanlage 3 | Heiligengrabe | Kronoply GmbH | 2002 | operating
p22 | n4000 | 14 | 0 | 0.4138 | steam | biomass | conventional | 48.6285 | 10.2009 |  | Bio HKW Herbrechtingen | Herbrechtingen | Biomasse-Heizkraftwerk-Herbrechtingen GmbH | 2004 | operating
p23 | n3974 | 78 | 0 | 0.418 | steam | biomass | conventional | 49.0393 | 8.3113 |  | Stora Enso Maxau | Karlsruhe | Stora Enso Maxau GmbH | 2010 | operating
p24 | n5057 | 17.1 | 0 | 0.4131 | steam | biomass | conventional | 52.3048 | 13.636 |  | BMKW Königs Wusterhausen | Königs Wusterhausen | MVV Energie AG | 2003 | operating
p25 | n3756 | 15.1 | 0 | 0.4159 | steam | biomass | conventional | 48.7912 | 11.5068 |  | BMHKW-BinderHolz | Kösching | BinderHolz Deutschland GmbH | 2007 | operating
p26 | n6079 | 17.8 | 0 | 0.4152 | steam | biomass | conventional | 53.3204 | 14.271 |  | BioEnergie Park Klarsee | Krackow | Geno Bioenergie Leasingfonds Erste GmbH & Co. KG | 2006 | operating
p27 | n5110 | 20 | 0 | 0.4145 | steam | biomass | conventional | 52.577 | 9.1101 |  | Landesbergen Biomasse | Landesbergen | Statkraft Markets GmbH | 2005 | operating
p28 | n5205 | 20 | 0 | 0.4152 | steam | biomass | conventional | 51.614 | 7.4813 |  | BMK Lünen | Lünen | STEAG New Energies GmbH | 2006 | operating
p29 | n8456 | 9.8 | 0 | 0.4131 | steam | biomass | conventional | 53.7419 | 12.783 |  | Biomasse-Heizkraftwerk Malchin | Malchin | envia THERM GmbH | 2003 | operating
p30 | n8559 | 17.9 | 0 | 0.4131 | steam | biomass | conventional | 49.5164 | 8.4602 |  | BMKW Mannheim | Mannheim | MVV Energie AG | 2003 | operating
p31 | n8559 | 59.2 | 0 | 0.411 | steam | biomass | conventional | 49.5349 | 8.4636 |  | SCA Mannheim | Mannheim | SCA HYGIENE PRODUCTS GmbH | 2000 | operating
p32 | n5016 | 15.6 | 0 | 0.4089 | steam | biomass | conventional | 49.2613 | 11.4516 |  | KWK Neumarkt | Neumarkt i.d. Oberpfalz | Pfleiderer Neumarkt GmbH | 1997 | operating
p33 | n6199 | 20 | 0 | 0.4131 | steam | biomass | conventional | 53.0972 | 7.3954 |  | Biomasse-HKW | Papenburg | EEV BioEnergie GmbH & Co. KG | 2003 | operating
p34 | n4008 | 12.3 | 0 | 0.4138 | steam | biomass | conventional | 48.8971 | 8.725 |  | Heizkraftwerk Pforzheim GmbH | Pforzheim | Heizkraftwerk Pforzheim GmbH | 2004 | operating
p35 | n5196 | 15 | 0 | 0.4138 | steam | biomass | conventional | 51.604 | 7.2508 |  | BMHKW-RE Recklinghausen | Recklinghausen | Ökotech Ingenieurgesellschaft mbh | 2004 | operating
p36 | n6083 | 13.3 | 0 | 0.4173 | steam | biomass | conventional | 53.0867 | 14.3194 |  | UPM Schwedt | Schwedt | UPM GmbH Werk Schwedt | 2009 | operating
p37 | n5368 | 14 | 0 | 0.4131 | steam | biomass | conventional | 49.9774 | 9.0687 |  | Heizkraftwerk der Sappi Stockstadt GmbH | Stockstadt | Sappi Stockstadt GmbH | 2003 | operating
p38 | n8545 | 8.7 | 0 | 0.4131 | steam | biomass | conventional | 48.397 | 9.9648 |  | BioHKW I | Ulm | Fernwärme Ulm GmbH | 2003 | operating
p39 | n8545 | 4.5 | 0 | 0.4194 | steam | biomass | conventional | 48.397 | 9.9648 |  | BioHKW II | Ulm | Fernwärme Ulm GmbH | 2012 | operating
p40 | n6204 | 1.9 | 0 | 0.4152 | steam | biomass | conventional | 53.4032 | 8.1282 |  | PKV Kraftwerk | Varel | Papier- u. Kartonfabrik Varel GmbH & Co. KG | 2006 | operating
p41 | n5155 | 6.7 | 0 | 0.4152 | steam | biomass | conventional | 50.0405 | 8.2532 |  | Wi-Biebrich | Wiesbaden | InfraServ GmbH & Co. Wiesbaden KG | 2006 | operating
p42 | n5038 | 18.1 | 0 | 0.4173 | steam | biomass | conventional | 51.8709 | 12.5695 |  | Biomasseheizkraftwerk Piesteritz | Wittenberg/ Piesteritz | Stadtwerke Leipzig GmbH | 2009 | operating
p43 | n3761 | 10 | 0 | 0.4131 | steam | biomass | conventional | 48.4553 | 11.8019 |  | Zolling | Zolling | ENGIE Deutschland AG | 2003 | operating
p44 | n3989 | 336 | 280 | 0.4175 | steam | hard coal | conventional | 48.7176 | 9.3749 |  | Heizkraftwerk Altbach/Deizisau | Altbach | EnBW Energie Baden-Württemberg AG | 1997 | operating
p45 | n3989 | 433 | 280 | 0.3875 | steam | hard coal | conventional | 48.7176 | 9.3749 |  | Heizkraftwerk Altbach/Deizisau | Altbach | EnBW Energie Baden-Württemberg AG | 1985 | operating
p46 | n5203 | 19 | 0 | 0.2325 | steam | hard coal | conventional | 51.3914 | 8.073 |  | Reno De Medici | Arnsberg | Reno De Medici Arnsberg GmbH | 1923 | operating
p47 | n7545 | 717 | 20 | 0.3775 | steam | hard coal | conventional | 51.637 | 7.6191 |  | Bergkamen | Bergkamen | RWE Generation SE | 1981 | operating
p48 | n6082 | 124 | 244 | 0.3475 | steam | hard coal | conventional | 52.5321 | 13.2461 |  | Reuter | Berlin | Vattenfall Europe Wärme Aktiengesellschaft | 1969 | operating
p49 | n6082 | 89 | 136 | 0.4 | steam | hard coal | conventional | 52.5374 | 13.3461 |  | Moabit | Berlin | Vattenfall Europe Wärme Aktiengesellschaft | 1990 | operating
p50 | n6082 | 282 | 363 | 0.3925 | steam | hard coal | conventional | 52.5351 | 13.2426 |  | Reuter West | Berlin | Vattenfall Europe Wärme AG | 1987 | operating
p51 | n6082 | 282 | 363 | 0.395 | steam | hard coal | conventional | 52.5351 | 13.2426 |  | Reuter West | Berlin | Vattenfall Europe Wärme AG | 1988 | operating
p52 | n8422 | 726 | 0 | 0.3825 | steam | hard coal | conventional | 49.3635 | 7.2371 |  | Kraftwerk Bexbach | Bexbach | STEAG GmbH | 1983 | operating
p53 | n5274 | 43.3 | 0 | 0.385 | steam | hard coal | conventional | 52.2786 | 10.5147 |  | HKW-Mitte | Braunschweig | Braunschweiger Versorgungs-AG & Co. KG | 1984 | operating
p54 | n6208 | 119 | 155 | 0.3975 | steam | hard coal | conventional | 53.0601 | 8.8733 |  | KW Hastedt | Bremen | swb Erzeugung GmbH & Co. KG | 1989 | operating
p55 | n6192 | 127 | 0 | 0.345 | steam | hard coal | conventional | 53.1248 | 8.7289 |  | KW Hafen | Bremen | swb Erzeugung GmbH & Co. KG | 1968 | shutdown_temporary
p56 | n6192 | 300 | 39 | 0.3725 | steam | hard coal | conventional | 53.1249 | 8.7287 |  | KW Hafen | Bremen | swb Erzeugung GmbH & Co. KG | 1979 | operating
p57 | n8807 | 350 | 26 | 0.3475 | steam | hard coal | conventional | 53.2021 | 8.5162 |  | Farge | Bremen | ENGIE Deutschland AG | 1969 | operating
p58 | n5186 | 95 | 139 | 0.3875 | steam | hard coal | conventional | 51.4293 | 6.752 |  | HKW I | Duisburg | Stadtwerke Duisburg AG | 1985 | operating
p59 | n5102 | 370 | 295 | 0.395 | steam | hard coal | conventional | 51.5267 | 6.7187 |  | KW Walsum | Duisburg | Steag GmbH | 1988 | operating
p60 | n5102 | 725 | 0 | 0.4575 | steam | hard coal | conventional | 51.5267 | 6.7187 |  | KW Walsum | Duisburg | Steag GmbH | 2013 | operating
p61 | n5348 | 283 | 60 | 0.4275 | steam | hard coal | conventional | 49.2932 | 6.7709 |  | Kraftwerk Ensdorf | Ensdorf | Gemeinschaft nach Bruchteilen der Saarstahl AG (SAG) und Saarschmiede GmbH Freiformschmiede (SSF) | 2001 | operating
p62 | n5348 | 106 | 66 | 0.3325 | steam | hard coal | conventional | 49.2932 | 6.7709 |  | Kraftwerk Ensdorf | Ensdorf | VSE AG, Kraftwerk Ensdorf | 1963 | operating
p63 | n5265 | 17.4 | 0 | 0.375 | steam | hard coal | conventional | 49.5928 | 11.0015 |  | HKW Erlangen | Erlangen | Erlanger Stadtwerke AG | 1980 | operating
p64 | n6234 | 27 | 0 | 0.405 | steam | hard coal | conventional | 54.8049 | 9.4324 |  | Heizkraftwerk FL | Flensburg | Stadtwerke Flensburg GmbH | 1992 | operating
p65 | n6234 | 29 | 0 | 0.395 | steam | hard coal | conventional | 54.8049 | 9.4324 |  | Heizkraftwerk FL | Flensburg | Stadtwerke Flensburg GmbH | 1988 | operating
p66 | n6234 | 33 | 0 | 0.3875 | steam | hard coal | conventional | 54.8049 | 9.4324 |  | Heizkraftwerk FL | Flensburg | Stadtwerke Flensburg GmbH | 1985 | operating
p67 | n5280 | 61.5 | 0 | 0.3975 | steam | hard coal | conventional | 50.0984 | 8.6531 |  | HKW West | Frankfurt am Main | Mainova AG | 1989 | operating
p68 | n5280 | 61.5 | 0 | 0.3975 | steam | hard coal | conventional | 50.0984 | 8.6531 |  | HKW West | Frankfurt am Main | Mainova AG | 1989 | operating
p69 | n5190 | 345 | 0 | 0.3475 | steam | hard coal | conventional | 51.6024 | 7.0099 |  | Scholven | Gelsenkirchen | Uniper Kraftwerke GmbH | 1969 | operating
p70 | n5190 | 345 | 0 | 0.345 | steam | hard coal | conventional | 51.6024 | 7.0099 |  | Scholven | Gelsenkirchen | Uniper Kraftwerke GmbH | 1968 | operating
p71 | n5190 | 70 | 0 | 0.3875 | steam | hard coal | conventional | 51.597 | 7.0045 |  | FWK Buer | Gelsenkirchen | Uniper Kraftwerke GmbH | 1985 | operating
p72 | n5238 | 510 | 300 | 0.405 | steam | hard coal | conventional | 50.0886 | 8.9534 |  | Staudinger | Großkrotzenburg | Uniper Kraftwerke GmbH | 1992 | operating
p73 | n6235 | 194 | 785 | 0.4075 | steam | hard coal | conventional | 53.5262 | 10.0632 |  | Tiefstack | Hamburg | Vattenfall Europe Wärme Aktiengesellschaft | 1993 | operating
p74 | n6235 | 800 | 120 | 0.4625 | steam | hard coal | conventional | 53.4862 | 9.9531 |  | Moorburg B | Hamburg | Vattenfall Kraftwerk Moorburg GmbH | 2015 | operating
p75 | n6235 | 800 | 120 | 0.4625 | steam | hard coal | conventional | 53.4862 | 9.9531 |  | Moorburg A | Hamburg | Vattenfall Kraftwerk Moorburg GmbH | 2015 | operating
p76 | n5207 | 765 | 0 | 0.46 | steam | hard coal | conventional | 51.6803 | 7.9697 |  | Westfalen | Hamm-Uentrop | RWE Generation SE | 2014 | special_case
p77 | n5207 | 764 | 0 | 0.46 | steam | hard coal | conventional | 51.6803 | 7.9697 |  | Westfalen | Hamm-Uentrop | RWE Generation SE | 2014 | operating
p78 | n5256 | 136 | 0 | 0.3975 | steam | hard coal | conventional | 52.42 | 9.6486 |  | GKH | Hannover | Stadtwerke Hannover AG | 1989 | operating
p79 | n5256 | 136 | 0 | 0.3975 | steam | hard coal | conventional | 52.42 | 9.6486 |  | GKH | Hannover | Stadtwerke Hannover AG | 1989 | operating
p80 | n5221 | 125 | 28 | 0.3375 | steam | hard coal | conventional | 49.1773 | 9.2063 |  | Heizkraftwerk Heilbronn | Heilbronn | EnBW Energie Baden-Württemberg AG | 1965 | operating
p81 | n5221 | 125 | 28 | 0.34 | steam | hard coal | conventional | 49.1773 | 9.2063 |  | Heizkraftwerk Heilbronn | Heilbronn | EnBW Energie Baden-Württemberg AG | 1966 | operating
p82 | n5221 | 778 | 550 | 0.3875 | steam | hard coal | conventional | 49.1773 | 9.2063 |  | Heizkraftwerk Heilbronn | Heilbronn | EnBW Energie Baden-Württemberg AG | 1985 | operating
p83 | n5196 | 280 | 0 | 0.34 | steam | hard coal | conventional | 51.5508 | 7.1875 |  | KW Herne | Herne | Steag GmbH | 1966 | operating
p84 | n5196 | 449 | 550 | 0.3975 | steam | hard coal | conventional | 51.5508 | 7.1875 |  | KW Herne | Herne | Steag GmbH | 1989 | operating
p85 | n5269 | 690 | 0 | 0.3725 | steam | hard coal | conventional | 52.315 | 10.0914 |  | KWM | Hohenhameln OT Mehrum | Stadtwerke Hannover AG | 1979 | operating
p86 | n5277 | 794 | 20 | 0.3875 | steam | hard coal | conventional | 52.2888 | 7.7479 |  | Ibbenbüren | Ibbenbüren | RWE Generation SE | 1985 | operating
p87 | n5231 | 66 | 0 | 0.3975 | steam | hard coal | conventional | 50.0918 | 8.5311 |  | Heizkraftwerk | Industriepark Höchst | Infraserv GmbH & Co. Höchst KG | 1989 | operating
p88 | n5146 | 13.4 | 0 | 0.415 | steam | hard coal | conventional | 49.4346 | 7.7582 |  | HKW Karcherstr. | Kaiserslautern | SWK - Stadtwerke Kaiserslautern | 1996 | operating
p89 | n3974 | 505 | 220 | 0.3875 | steam | hard coal | conventional | 49.0125 | 8.3028 |  | Rheinhafen-Dampfkraftwerk | Karlsruhe | EnBW Energie Baden-Württemberg AG | 1985 | operating
p90 | n3974 | 842 | 220 | 0.46 | steam | hard coal | conventional | 49.0125 | 8.3028 |  | Rheinhafen-Dampfkraftwerk | Karlsruhe | EnBW Energie Baden-Württemberg AG | 2014 | operating
p91 | n6223 | 323 | 295 | 0.35 | steam | hard coal | conventional | 54.3394 | 10.1766 |  | Gemeinschaftskraftwerk Kiel | Kiel | Gemeinschaftskraftwerk Kiel GmbH | 1970 | operating
p92 | n5170 | 26 | 0 | 0.3175 | steam | hard coal | conventional | 51.3698 | 6.6615 |  | Kraftwerk L 57 | Krefeld-Uerdingen | Currenta GmbH & Co. OHG | 1957 | operating
p93 | n5170 | 110 | 460 | 0.3525 | steam | hard coal | conventional | 51.3698 | 6.6615 |  | Kraftwerk N 230 | Krefeld-Uerdingen | Currenta GmbH & Co. OHG | 1971 | operating
p94 | n5170 | 103 | 0 | 0.33 | steam | hard coal | conventional | 51.3689 | 6.6541 |  | G-Kraftwerk | Leverkusen | Currenta GmbH & Co. OHG | 1962 | operating
p95 | n5205 | 149 | 0 | 0.33 | steam | hard coal | conventional | 51.614 | 7.4813 |  | KW Lünen | Lünen | Steag GmbH | 1962 | operating
p96 | n5205 | 324 | 0 | 0.3475 | steam | hard coal | conventional | 51.614 | 7.4813 |  | KW Lünen | Lünen | Steag GmbH | 1969 | operating
p97 | n5205 | 746 | 35 | 0.4575 | steam | hard coal | conventional | 51.6124 | 7.4653 |  | Trianel Kohlekraftwerk Lünen | Lünen | Trianel Kohlekraftwerk Lünen GmbH & Co. KG | 2013 | operating
p98 | n5227 | 255 | 0 | 0.4375 | steam | hard coal | conventional | 49.4457 | 8.4904 |  | GKM | Mannheim | Grosskraftwerk Mannheim AG | 2005 | operating
p99 | n5227 | 425 | 500 | 0.38 | steam | hard coal | conventional | 49.4457 | 8.4904 |  | GKM | Mannheim | Grosskraftwerk Mannheim AG | 1982 | operating
p100 | n5227 | 435 | 500 | 0.4075 | steam | hard coal | conventional | 49.4457 | 8.4904 |  | GKM | Mannheim | Grosskraftwerk Mannheim AG | 1993 | operating
p101 | n5227 | 843 | 0 | 0.4625 | steam | hard coal | conventional | 49.4457 | 8.4904 |  | GKM | Mannheim | Grosskraftwerk Mannheim AG | 2015 | operating
p102 | n5194 | 120 | 0 | 0.2725 | steam | hard coal | conventional | 51.6804 | 7.0969 |  | Kraftwerk I | Marl | Evonik Degussa GmbH | 1939 | operating
p103 | n5194 | 55.3 | 0 | 0.3525 | steam | hard coal | conventional | 51.6804 | 7.0969 |  | Kraftwerk I | Marl | Evonik Degussa GmbH | 1971 | operating
p104 | n5194 | 60.4 | 0 | 0.34 | steam | hard coal | conventional | 51.6804 | 7.0969 |  | Kraftwerk II | Marl | Evonik Degussa GmbH | 1966 | operating
p105 | n5194 | 60.2 | 0 | 0.3825 | steam | hard coal | conventional | 51.6804 | 7.0969 |  | Kraftwerk I | Marl | Evonik Degussa GmbH | 1983 | operating
p106 | n5224 | 54 | 0 | 0.4 | steam | hard coal | conventional | 50.0652 | 8.769 |  | Heizkraftwerk Offenbach | Offenbach | Energieversorgung Offenbach AG | 1990 | operating
p107 | n5247 | 875 | 0 | 0.3925 | steam | hard coal | conventional | 52.3828 | 8.996 |  | Heyden | Petershagen | Uniper Kraftwerke GmbH | 1987 | operating
p108 | n4008 | 26.9 | 0 | 0.4 | steam | hard coal | conventional | 48.8832 | 8.6653 |  | Heizkraftwerk Pforzheim GmbH | Pforzheim | Heizkraftwerk Pforzheim GmbH | 1990 | operating
p109 | n5101 | 655.6 | 30 | 0.365 | steam | hard coal | conventional | 49.3341 | 7.0314 |  | Weiher | Quierschied | Saar GmbH | 1976 | operating
p110 | n6084 | 514 | 150 | 0.41 | steam | hard coal | conventional | 54.1428 | 12.1329 |  | KNG Kraftwerk Rostock | Rostock | EnBW Energie Baden-Württemberg AG | 1994 | operating
p111 | n5101 | 50 | 0 | 0.395 | steam | hard coal | conventional | 49.2239 | 7.0149 |  | HKW Römerbrücke | Saarbrücken | Energie SaarLorLux AG | 1988 | operating
p112 | n5368 | 24.8 | 0 | 0.3475 | steam | hard coal | conventional | 49.9774 | 9.0687 |  | Heizkraftwerk der Sappi Stockstadt GmbH | Stockstadt | Sappi Stockstadt GmbH | 1969 | operating
p113 | n4010 | 22.6 | 0 | 0.4475 | steam | hard coal | conventional | 48.7825 | 9.2315 |  | Heizkraftwerk Stuttgart-Gaisburg | Stuttgart | EnBW Energie Baden-Württemberg AG | 2009 | operating
p114 | n4010 | 45 | 0 | 0.38 | steam | hard coal | conventional | 48.8158 | 9.2211 |  | Restmüll-Heizkraftwerk Stuttgart-Münster | Stuttgart | EnBW Energie Baden-Württemberg AG | 1982 | operating
p115 | n4010 | 45 | 0 | 0.385 | steam | hard coal | conventional | 48.8158 | 9.2211 |  | Restmüll-Heizkraftwerk Stuttgart-Münster | Stuttgart | EnBW Energie Baden-Württemberg AG | 1984 | operating
p116 | n6216 | 40 | 0 | 0.4 | steam | hard coal | conventional | 52.9752 | 10.5574 |  | Werk Uelzen | Uelzen | Nordzucker AG, Werk Uelzen | 1990 | special_case
p117 | n8545 | 20.7 | 0 | 0.37 | steam | hard coal | conventional | 48.397 | 9.9648 |  | Heizkraftwerk Magirusstraße | Ulm | Fernwärme Ulm GmbH | 1978 | operating
p118 | n3763 | 332.7 | 550 | 0.4025 | steam | hard coal | conventional | 48.1805 | 11.6396 |  | Nord 2 | Unterföhring | SWM Services GmbH | 1991 | operating
p119 | n5102 | 318 | 0 | 0.3525 | steam | hard coal | conventional | 51.5796 | 6.6789 |  | KW West | Voerde | Steag GmbH | 1971 | operating
p120 | n5102 | 322 | 0 | 0.3525 | steam | hard coal | conventional | 51.5796 | 6.6789 |  | KW West | Voerde | Steag GmbH | 1971 | operating
p121 | n5102 | 695 | 0 | 0.38 | steam | hard coal | conventional | 51.5765 | 6.6894 |  | KW Voerde | Voerde | Kraftwerk Voerde beschränkt haftende OHG | 1982 | operating
p122 | n5102 | 695 | 0 | 0.3875 | steam | hard coal | conventional | 51.5765 | 6.6894 |  | KW Voerde | Voerde | Kraftwerk Voerde beschränkt haftende OHG | 1985 | operating
p123 | n8479 | 179 | 210 | 0.38 | steam | hard coal | conventional | 49.249 | 6.8792 |  | Modellkraftwerk | Völklingen-Fenne | Saar GmbH | 1982 | operating
p124 | n8479 | 211 | 185 | 0.3975 | steam | hard coal | conventional | 49.249 | 6.8792 |  | Heizkraftwerk | Völklingen-Fenne | Saar GmbH | 1989 | operating
p125 | n7942 | 96 | 0 | 0.335 | steam | hard coal | conventional | 49.0175 | 9.1574 |  | Kraftwerk Walheim | Walheim | EnBW Energie Baden-Württemberg AG | 1964 | operating
p126 | n7942 | 148 | 0 | 0.3425 | steam | hard coal | conventional | 49.0175 | 9.1574 |  | Kraftwerk Walheim | Walheim | EnBW Energie Baden-Württemberg AG | 1967 | operating
p127 | n8635 | 123 | 0 | 0.33 | steam | hard coal | conventional | 53.567 | 9.7244 |  | Wedel | Wedel | Vattenfall Europe Wärme AG | 1962 | operating
p128 | n8635 | 137 | 423 | 0.3275 | steam | hard coal | conventional | 53.567 | 9.7244 |  | Wedel | Wedel | Vattenfall Europe Wärme AG | 1961 | operating
p129 | n5203 | 310 | 0 | 0.38 | steam | hard coal | conventional | 51.2764 | 7.7057 |  | Kraftwerk Werdohl-Elverlingsen | Werdohl | Mark-E AG | 1982 | operating
p130 | n8777 | 620 | 0 | 0.385 | steam | hard coal | conventional | 51.6725 | 7.7099 |  | Gersteinwerk | Werne | RWE Generation SE | 1984 | operating
p131 | n6190 | 757 | 0 | 0.365 | steam | hard coal | conventional | 53.5658 | 8.1462 |  | Wilhelmshaven | Wilhelmshaven | Uniper Kraftwerke GmbH | 1976 | operating
p132 | n6202 | 731 | 0 | 0.4625 | steam | hard coal | conventional | 53.5787 | 8.1327 |  | Kraftwerk Wilhelmshaven | Wilhelmshaven | ENGIE Deutschland AG | 2015 | operating
p133 | n5245 | 61.5 | 0 | 0.425 | steam | hard coal | conventional | 51.2529 | 9.438 |  | HKW Nord | Wolfsburg | Volkswagen AG | 2000 | operating
p134 | n5272 | 61.5 | 0 | 0.425 | steam | hard coal | conventional | 52.4328 | 10.7861 |  | HKW Nord | Wolfsburg | Volkswagen AG | 2000 | operating
p135 | n5245 | 138.5 | 140 | 0.3875 | steam | hard coal | conventional | 51.2529 | 9.438 |  | HKW West | Wolfsburg | Volkswagen AG | 1985 | operating
p136 | n5272 | 138.5 | 140 | 0.3875 | steam | hard coal | conventional | 52.4422 | 10.7645 |  | HKW West | Wolfsburg | Volkswagen AG | 1985 | operating
p137 | n5176 | 85 | 201 | 0.3975 | steam | hard coal | conventional | 51.2484 | 7.1187 |  | HKW Elberfeld | Wuppertal | WSW Energie & Wasser AG | 1989 | operating
p138 | n3761 | 472 | 150 | 0.39 | steam | hard coal | conventional | 48.4554 | 11.7995 |  | Zolling | Zolling | ENGIE Deutschland AG | 1986 | operating
p139 | n5207 | 152 | 0 | 0.3325 | steam | hard coal | conventional | 51.6778 | 7.9742 |  | Westfalen | Hamm-Uentrop | RWE Generation SE | 1963 | shutdown
p140 | n5207 | 152 | 0 | 0.3325 | steam | hard coal | conventional | 51.6778 | 7.9742 |  | Westfalen | Hamm-Uentrop | RWE Generation SE | 1963 | shutdown
p141 | n5186 | 133 | 0 | 0.3375 | steam | hard coal | conventional | 51.4293 | 6.752 |  | HKW II/B | Duisburg | Stadtwerke Duisburg AG | 1965 | shutdown
p142 | n5238 | 293 | 0 | 0.35 | steam | hard coal | conventional | 50.0886 | 8.9534 |  | Staudinger | Großkrotzenburg | Uniper Kraftwerke GmbH | 1970 | shutdown
p143 | n5109 | 93 | 0 | 0.3375 | steam | hard coal | conventional | 52.19 | 8.9332 |  | Kraftwerk Veltheim | Porta Westfalica | Gemeinschaftskraftwerk Veltheim GmbH | 1965 | shutdown
p144 | n3969 | 28 | 0 | 0.4475 | steam | hard coal | conventional | 47.5893 | 8.1326 |  | Papierfabrik Albbruck | Albbruck | Papierfabrik Albbruck GmbH | 2009 | shutdown
p145 | n5196 | 95 | 0 | 0.335 | steam | hard coal | conventional | 51.6295 | 7.3312 |  | Datteln | Datteln | Uniper Kraftwerke GmbH | 1964 | shutdown
p146 | n5196 | 95 | 0 | 0.335 | steam | hard coal | conventional | 51.6295 | 7.3312 |  | Datteln | Datteln | Uniper Kraftwerke GmbH | 1964 | shutdown
p147 | n5196 | 113 | 0 | 0.3475 | steam | hard coal | conventional | 51.6295 | 7.3312 |  | Datteln | Datteln | Uniper Kraftwerke GmbH | 1969 | shutdown
p148 | n5238 | 249 | 0 | 0.3375 | steam | hard coal | conventional | 50.0886 | 8.9534 |  | Staudinger | Großkrotzenburg | Uniper Kraftwerke GmbH | 1965 | shutdown
p149 | n5196 | 132 | 0 | 0.3175 | steam | hard coal | conventional | 51.5285 | 7.1778 |  | Shamrock | Herne | Uniper Kraftwerke GmbH | 1957 | shutdown
p150 | n5175 | 345 | 0 | 0.3525 | steam | hard coal | conventional | 51.5685 | 7.3492 |  | Knepper | Dortmund | Uniper Kraftwerke GmbH | 1971 | shutdown
p151 | n5102 | 129 | 0 | 0.3225 | steam | hard coal | conventional | 51.5286 | 6.7119 |  | KW Walsum | Duisburg | Steag GmbH | 1959 | shutdown
p152 | n5190 | 345 | 0 | 0.35 | steam | hard coal | conventional | 51.6024 | 7.0099 |  | Scholven | Gelsenkirchen | Uniper Kraftwerke GmbH | 1970 | shutdown
p153 | n5190 | 345 | 0 | 0.3525 | steam | hard coal | conventional | 51.6024 | 7.0099 |  | Scholven | Gelsenkirchen | Uniper Kraftwerke GmbH | 1971 | shutdown
p154 | n5190 | 676 | 0 | 0.3725 | steam | hard coal | conventional | 51.6024 | 7.0099 |  | Scholven | Gelsenkirchen | Uniper Kraftwerke GmbH | 1979 | shutdown
p155 | n5196 | 133 | 0 | 0.3325 | steam | hard coal | conventional | 51.5508 | 7.1875 |  | KW Herne | Herne | Steag GmbH | 1963 | shutdown
p156 | n5203 | 186 | 0 | 0.3525 | steam | hard coal | conventional | 51.2756 | 7.7064 |  | Kraftwerk Werdohl-Elverlingsen | Werdohl | Mark-E AG | 1971 | shutdown
p157 | n5109 | 303 | 0 | 0.35 | steam | hard coal | conventional | 52.19 | 8.9332 |  | Kraftwerk Veltheim | Porta Westfalica | Uniper Kraftwerke GmbH | 1970 | shutdown
p158 | n5227 | 202.5 | 0 | 0.34 | steam | hard coal | conventional | 49.4457 | 8.4904 |  | GKM | Mannheim | Grosskraftwerk Mannheim AG | 1966 | shutdown
p159 | n5227 | 202.5 | 0 | 0.35 | steam | hard coal | conventional | 49.4457 | 8.4904 |  | GKM | Mannheim | Grosskraftwerk Mannheim AG | 1970 | shutdown
p160 | n6234 | 35 | 0 | 0.38 | steam | hard coal | conventional | 54.8049 | 9.4324 |  | Heizkraftwerk FL | Flensburg | Stadtwerke Flensburg GmbH | 1982 | shutdown
p161 | n6234 | 23 | 0 | 0.37 | steam | hard coal | conventional | 54.8049 | 9.4324 |  | Heizkraftwerk FL | Flensburg | Stadtwerke Flensburg GmbH | 1978 | shutdown
p162 | n5207 | 284 | 0 | 0.3475 | steam | hard coal | conventional | 51.6803 | 7.9697 |  | Westfalen | Hamm-Uentrop | RWE Generation SE | 1969 | shutdown
p163 | n3969 | 79.5 | 0 | 0.8 | ror | hydro | hydro_ror | 47.5863 | 8.1321 |  | RADAG | Albbruck | Rheinkraftwerk Albbruck- Dogern AG | 1933 | operating
p164 | n5263 | 0.1 | 0 | 0.8 | ror | hydro | hydro_ror | 51.9851 | 9.8225 |  | Werkskraftwerk Sappi Alfeld | Alfeld | Sappi Alfeld GmbH | 1912 | operating
p165 | n5197 | 15 | 0 | 0.8 | ror | hydro | hydro_ror | 51.0932 | 7.8627 |  | Bigge | Attendorn | Lister- und Lennekraftwerke GmbH | 1965 | operating
p166 | n3769 | 40.4 | 0 | 0.8 | ror | hydro | hydro_ror | 48.3206 | 13.3161 |  | Egglfing | Bad Füssing | Innwerk AG | 1944 | operating
p167 | n3967 | 36.8 | 0 | 0.8 | ror | hydro | hydro_ror | 47.5585 | 7.9557 |  | Rheinkraftwerk Säckingen | Bad Säckingen | EnBW Energie Baden-Württemberg AG / Energiedienst AG | 1959 | operating
p168 | n3967 | 360 | 0 | 0.75 | psp | hydro | hydro_psp | 47.5654 | 7.954 |  | Säckingen | Bad Säckingen | Schluchseewerk Aktiengesellschaft | 1966 | operating | 3600
p169 | n3760 | 23.7 | 0 | 0.8 | ror | hydro | hydro_ror | 48.7508 | 11.2732 |  | Bergheim | Bergheim | Donau-Wasserkraft AG | 1970 | operating
p170 | n6208 | 9.9 | 0 | 0.8 | ror | hydro | hydro_ror | 53.0611 | 8.8649 |  | Weserkraftwerk Bremen | Bremen (Hastedt) | swb Erzeugung GmbH & Co. KG | 2012 | operating
p171 | n8793 | 10.3 | 0 | 0.8 | ror | hydro | hydro_ror | 47.7393 | 10.8257 |  | Dessau | Burggen | Uniper Kraftwerke GmbH | 1967 | operating
p172 | n3767 | 45 | 0 | 0.8 | ror | hydro | hydro_ror | 48.1769 | 12.8405 |  | Alzwerke GmbH | Burghausen | Wacker Chemie AG | 1922 | operating
p173 | n3986 | 11 | 0 | 0.8 | ror | hydro | hydro_ror | 48.5275 | 9.3488 |  | Dettingen | Dettingen | EnBW Energie Baden-Württemberg AG | 1927 | operating
p174 | n3768 | 15 | 0 | 0.8 | ror | hydro | hydro_ror | 48.634 | 12.4837 |  | Dingolfing | Dingolfing | Uniper Kraftwerke GmbH | 1957 | operating
p175 | n3969 | 24 | 0 | 0.8 | ror | hydro | hydro_ror | 47.5985 | 8.171 |  | WKW | Dogern | Rheinkraftwerk Albbruck- Dogern AG | 2009 | operating
p176 | n8747 | 143 | 0 | 0.75 | psp | hydro | hydro_psp | 51.1671 | 9.0468 |  | Waldeck1/Bringhausen | Edertal Hemfurth-Edersee | Uniper Kraftwerke GmbH | 1931 | operating | 1430
p177 | n8747 | 480 | 0 | 0.75 | psp | hydro | hydro_psp | 51.1671 | 9.0468 |  | Waldeck 2 | Edertal Hemfurth-Edersee | Uniper Kraftwerke GmbH | 1974 | operating | 4800
p178 | n8747 | 20 | 0 | 0.8 | ror | hydro | hydro_ror | 51.1671 | 9.0468 |  | Hemfurth | Edertal Hemfurth-Edersee | Uniper Kraftwerke GmbH | 1915 | operating
p179 | n3764 | 26 | 0 | 0.8 | ror | hydro | hydro_ror | 48.3586 | 11.8822 |  | Eitting | Eitting | Uniper Kraftwerke GmbH | 1925 | operating
p180 | n5150 | 16.4 | 0 | 0.8 | ror | hydro | hydro_ror | 50.1239 | 7.2259 |  | Fankel | Ellenz-Poltersdorf | RWE International S.E. | 1963 | operating
p181 | n4003 | 9.7 | 0 | 0.8 | ror | hydro | hydro_ror | 48.5967 | 10.8789 |  | Ellgau | Ellgau | Rhein-Main-Donau AG | 1952 | operating
p182 | n5150 | 18.4 | 0 | 0.8 | ror | hydro | hydro_ror | 49.9767 | 7.1278 |  | Enkirch | Enkirch | RWE International S.E. | 1966 | operating
p183 | n3769 | 36.5 | 0 | 0.8 | ror | hydro | hydro_ror | 48.2935 | 13.1585 |  | Ering | Ering | Innwerk AG | 1942 | operating
p184 | n5051 | 17.8 | 0 | 0.8 | ror | hydro | hydro_ror | 51.5365 | 14.3829 |  | Altheim | Essenbach | Uniper Kraftwerke GmbH | 1951 | operating
p185 | n5197 | 138 | 0 | 0.75 | psp | hydro | hydro_psp | 51.2248 | 7.9928 |  | Pumpspeicherwerk Rönkhausen | Finnentrop | Mark-E AG | 1969 | operating | 1380
p186 | n3972 | 22 | 0 | 0.8 | ror | hydro | hydro_ror | 48.6732 | 8.3557 |  | Rudolf-Fettweis-Werk | Forbach | EnBW Energie Baden-Württemberg AG | 1918 | operating
p187 | n3972 | 43 | 0 | 0.8 | ror | hydro | hydro_ror | 48.6694 | 8.353 |  | Rudolf-Fettweis-Werk | Forbach | EnBW Energie Baden-Württemberg AG | 1926 | operating
p188 | n8584 | 12.1 | 0 | 0.8 | ror | hydro | hydro_ror | 49.567 | 6.5923 |  | Serrig | Freudenburg | RWE International S.E. | 1985 | operating
p189 | n3767 | 25 | 0 | 0.8 | ror | hydro | hydro_ror | 48.154 | 12.3111 |  | Gars | Gars | VERBUND-Innkraftwerke GmbH | 1938 | operating
p190 | n6225 | 119.1 | 0 | 0.75 | psp | hydro | hydro_psp | 53.426 | 10.3359 |  | Geesthacht | Geesthacht | Vattenfall Europe Generation AG | 1958 | operating | 1191
p191 | n5125 | 164 | 0 | 0.75 | psp | hydro | hydro_psp | 50.0531 | 9.5814 |  | PSW Langenprozelten | Gemünden | Donau-Wasserkraft AG | 1974 | operating | 1640
p192 | n5060 | 1052 | 0 | 0.75 | psp | hydro | hydro_psp | 50.5098 | 11.0209 |  | Goldisthal | Goldisthal | Vattenfall Europe Generation AG | 2004 | operating | 10520
p193 | n5060 | 265 | 0 | 0.75 | psp | hydro | hydro_psp | 50.5098 | 11.0209 |  | Goldisthal | Goldisthal | Vattenfall Europe Generation AG | 2003 | operating | 2650
p194 | n5060 | 265 | 0 | 0.75 | psp | hydro | hydro_psp | 50.5098 | 11.0209 |  | Goldisthal | Goldisthal | Vattenfall Europe Generation AG | 2004 | operating | 2650
p195 | n5060 | 265 | 0 | 0.75 | psp | hydro | hydro_psp | 50.5098 | 11.0209 |  | Goldisthal | Goldisthal | Vattenfall Europe Generation AG | 2004 | operating | 2650
p196 | n7944 | 37.9 | 0 | 0.8 | ror | hydro | hydro_ror | 47.5524 | 7.6581 |  | KW Wyhlen | Grenzach-Wyhlen | Energiedienst AG | 1912 | operating
p197 | n3770 | 66 | 0 | 0.8 | ror | hydro | hydro_ror | 48.5196 | 13.7085 |  | Jochenstein | Griesbach | Innwerk AG | 1955 | operating
p198 | n5016 | 160 | 0 | 0.75 | psp | hydro | hydro_psp | 49.4871 | 11.4748 |  | Happurg | Happurg | Uniper Kraftwerke GmbH | 1958 | special_case | 1600
p199 | n3968 | 100 | 0 | 0.75 | psp | hydro | hydro_psp | 47.7546 | 8.1879 |  | Häusern | Häusern | Schluchseewerk Aktiengesellschaft | 1931 | operating | 1000
p200 | n5162 | 14 | 0 | 0.8 | ror | hydro | hydro_ror | 50.6285 | 6.4791 |  | Schwammenauel | Heimbach | RWE International S.E. | 1938 | operating
p201 | n5162 | 16 | 0 | 0.8 | ror | hydro | hydro_ror | 50.6286 | 6.4518 |  | Heimbach | Heimbach | RWE International S.E. | 1905 | operating
p202 | n5204 | 165 | 0 | 0.75 | psp | hydro | hydro_psp | 51.4105 | 7.4531 |  | Koepchenwerk | Herdecke | RWE Power AG | 1989 | operating | 1650
p203 | n3996 | 10 | 0 | 0.8 | ror | hydro | hydro_ror | 48.6032 | 10.5827 |  | Höchstädt | Höchstädt | Mittlere Donau Kraftwerke AG | 1982 | operating
p204 | n5017 | 59.8 | 0 | 0.8 | ror | hydro | hydro_ror | 50.6143 | 11.4921 |  | Hohenwarte 1 | Hohenwarte | Vattenfall Europe Generation AG | 1959 | operating
p205 | n5017 | 317.8 | 0 | 0.75 | psp | hydro | hydro_psp | 50.6038 | 11.4752 |  | Hohenwarte 2 | Hohenwarte | Vattenfall Europe Generation AG | 1966 | operating | 3178
p206 | n3972 | 146 | 0 | 0.8 | ror | hydro | hydro_ror | 48.8314 | 8.1122 |  | Rheinkraftwerk Iffezheim | Iffezheim | EnBW Energie Baden-Württemberg AG | 2013 | operating
p207 | n3756 | 19.8 | 0 | 0.8 | ror | hydro | hydro_ror | 48.7503 | 11.4122 |  | Ingolstadt | Ingolstadt | Donau-Wasserkraft AG | 1971 | operating
p208 | n8793 | 16.7 | 0 | 0.8 | ror | hydro | hydro_ror | 48.084 | 10.8649 |  | Kaufering | Kaufering | Uniper Kraftwerke GmbH | 1975 | operating
p209 | n3993 | 50 | 0 | 0.8 | ror | hydro | hydro_ror | 48.0638 | 10.1284 |  | Braunau-Simbach | Kirchdorf | Innwerk AG | 1953 | operating
p210 | n3993 | 14.2 | 0 | 0.8 | ror | hydro | hydro_ror | 48.0613 | 10.1284 |  | Unteropfingen | Kirchdorf | EnBW Energie Baden-Württemberg AG | 1959 | operating
p211 | n5152 | 16 | 0 | 0.8 | ror | hydro | hydro_ror | 50.3659 | 7.5817 |  | Koblenz | Koblenz | RWE International S.E. | 1951 | operating
p212 | n8532 | 124 | 0 | 0.8 | reservoir | hydro | hydro_res | 47.6314 | 11.3371 |  | Walchensee | Kochel am See | Uniper Kraftwerke GmbH | 1924 | operating | 1240
p213 | n5112 | 220 | 0 | 0.75 | psp | hydro | hydro_psp | 51.8991 | 9.9245 |  | Erzhausen | Kreiensen | Statkraft Markets GmbH | 1964 | operating | 2200
p214 | n3969 | 19 | 0 | 0.8 | ror | hydro | hydro_ror | 47.5714 | 8.3383 |  | Rheinkraftwerk Reckingen | Küssaberg | EnBW Energie Baden-Württemberg AG | 1938 | operating
p215 | n3996 | 10.1 | 0 | 0.8 | ror | hydro | hydro_ror | 48.5584 | 10.4118 |  | Faimingen | Lauingen | Obere Donau Kraftwerke AG | 1965 | operating
p216 | n3771 | 10.1 | 0 | 0.8 | ror | hydro | hydro_ror | 47.716 | 10.8258 |  | Urspring | Lechbruck | Uniper Kraftwerke GmbH | 1966 | operating
p217 | n3771 | 19.2 | 0 | 0.8 | ror | hydro | hydro_ror | 47.6927 | 10.7976 |  | Prem | Lechbruck | Uniper Kraftwerke GmbH | 1971 | operating
p218 | n8472 | 20 | 0 | 0.8 | ror | hydro | hydro_ror | 50.2747 | 7.459 |  | Lehmen | Lehmen | RWE International S.E. | 1962 | operating
p219 | n5066 | 1045.2 | 0 | 0.75 | psp | hydro | hydro_psp | 50.5194 | 12.8798 |  | Markersbach | Markersbach | Vattenfall Europe Generation AG | 1980 | operating | 10452
p220 | n5066 | 175 | 0 | 0.75 | psp | hydro | hydro_psp | 50.5194 | 12.8798 |  | Markersbach | Markersbach | Vattenfall Europe Generation AG | 1980 | operating | 1750
p221 | n5066 | 175 | 0 | 0.75 | psp | hydro | hydro_psp | 50.5194 | 12.8798 |  | Markersbach | Markersbach | Vattenfall Europe Generation AG | 1980 | operating | 1750
p222 | n5066 | 175 | 0 | 0.75 | psp | hydro | hydro_psp | 50.5194 | 12.8798 |  | Markersbach | Markersbach | Vattenfall Europe Generation AG | 1980 | operating | 1750
p223 | n5066 | 175 | 0 | 0.75 | psp | hydro | hydro_psp | 50.5194 | 12.8798 |  | Markersbach | Markersbach | Vattenfall Europe Generation AG | 1980 | operating | 1750
p224 | n5066 | 175 | 0 | 0.75 | psp | hydro | hydro_psp | 50.5194 | 12.8798 |  | Markersbach | Markersbach | Vattenfall Europe Generation AG | 1980 | operating | 1750
p225 | n4004 | 11.3 | 0 | 0.8 | ror | hydro | hydro_ror | 48.547 | 10.8651 |  | Meitingen | Meitingen | Bayerische Elektrizitätswerke GmbH | 1922 | operating
p226 | n4002 | 12 | 0 | 0.8 | ror | hydro | hydro_ror | 48.2704 | 10.9773 |  | Merching | Merching | Uniper Kraftwerke GmbH | 1978 | operating
p227 | n3987 | 90 | 0 | 0.8 | ror | hydro | hydro_ror | 48.505 | 9.2869 |  | Pumpspeicherkraftwerk Glems | Metzingen-Glems | EnBW Energie Baden-Württemberg AG | 1964 | operating
p228 | n3764 | 22.3 | 0 | 0.8 | ror | hydro | hydro_ror | 48.4413 | 11.9923 |  | Pfrombach | Moosburg-Pfrombach | Uniper Kraftwerke GmbH | 1929 | operating
p229 | n5271 | 16.4 | 0 | 0.8 | ror | hydro | hydro_ror | 52.5219 | 10.3604 |  | Müden | Müden | RWE International S.E. | 1965 | operating
p230 | n5150 | 16.4 | 0 | 0.8 | ror | hydro | hydro_ror | 50.0874 | 7.1358 |  | Neef | Neef | RWE International S.E. | 1966 | operating
p231 | n3760 | 20.2 | 0 | 0.8 | ror | hydro | hydro_ror | 48.7345 | 11.1438 |  | Bittenbrunn | Neuburg an der Donau | Donau-Wasserkraft AG | 1969 | operating
p232 | n3767 | 26.1 | 0 | 0.8 | ror | hydro | hydro_ror | 48.2486 | 12.6883 |  | Neuötting | Neuötting | VERBUND-Innkraftwerke GmbH | 1951 | operating
p233 | n3768 | 16.2 | 0 | 0.8 | ror | hydro | hydro_ror | 48.6039 | 12.3023 |  | Niederaichbach | Niederaichbach | Uniper Kraftwerke GmbH | 1951 | operating
p234 | n3768 | 14.8 | 0 | 0.8 | ror | hydro | hydro_ror | 48.6225 | 12.398 |  | Gummering | Niederviehbach | Uniper Kraftwerke GmbH | 1957 | operating
p235 | n5067 | 39.8 | 0 | 0.8 | ror | hydro | hydro_ror | 51.0915 | 13.6098 |  | Niederwartha | Niederwartha | Vattenfall Europe Generation AG | 1957 | operating
p236 | n3755 | 36.6 | 0 | 0.8 | ror | hydro | hydro_ror | 47.7447 | 12.1357 |  | Nußdorf | Nußdorf | Innwerk AG | 1982 | operating
p237 | n3755 | 30 | 0 | 0.8 | ror | hydro | hydro_ror | 47.6413 | 12.199 |  | Oberaudorf-Ebbs | Oberaudorf | Innwerk AG | 1992 | operating
p238 | n3764 | 27 | 0 | 0.8 | ror | hydro | hydro_ror | 48.3067 | 11.8588 |  | Aufkirchen | Oberding | Uniper Kraftwerke GmbH | 1924 | operating
p239 | n4003 | 11.9 | 0 | 0.8 | ror | hydro | hydro_ror | 48.6464 | 10.8791 |  | Oberpeiching | Oberndorf | Rhein-Main-Donau AG | 1954 | operating
p240 | n3770 | 53.7 | 0 | 0.8 | ror | hydro | hydro_ror | 48.5797 | 13.4083 |  | Kachlet | Passau | Rhein-Main-Donau AG | 1927 | operating
p241 | n3770 | 43.2 | 0 | 0.8 | ror | hydro | hydro_ror | 48.5533 | 13.4337 |  | Passau-Ingling | Passau | Innwerk AG | 1965 | operating
p242 | n3767 | 19.4 | 0 | 0.8 | ror | hydro | hydro_ror | 48.0261 | 12.7896 |  | Perach | Perach | VERBUND-Innkraftwerke GmbH | 1977 | operating
p243 | n3766 | 25 | 0 | 0.8 | ror | hydro | hydro_ror | 48.9748 | 12.344 |  | Geisling | Pfatter | Rhein-Main-Donau AG | 1985 | operating
p244 | n3772 | 12.6 | 0 | 0.8 | ror | hydro | hydro_ror | 48.6679 | 12.66 |  | Landau | Pilsting-Harburg | Uniper Kraftwerke GmbH | 1984 | operating
p245 | n8508 | 12.6 | 0 | 0.8 | ror | hydro | hydro_ror | 49.7943 | 10.1813 |  | Pielweichs | Plattling | Uniper Kraftwerke GmbH | 1994 | operating
p246 | n4002 | 12.1 | 0 | 0.8 | ror | hydro | hydro_ror | 48.2106 | 10.9049 |  | Prittriching | Prittriching | Uniper Kraftwerke GmbH | 1984 | operating
p247 | n4003 | 10.9 | 0 | 0.8 | ror | hydro | hydro_ror | 48.6924 | 10.8978 |  | Rain | Rain | Rhein-Main-Donau AG | 1955 | operating
p248 | n4003 | 18.9 | 0 | 0.8 | ror | hydro | hydro_ror | 48.7359 | 11.0209 |  | Bertoldsheim | Rennertshofen | Donau-Wasserkraft AG | 1967 | operating
p249 | n4382 | 46.7 | 0 | 0.8 | ror | hydro | hydro_ror | 47.5699 | 7.8101 |  | KW Rheinfelden | Rheinfelden | Energiedienst AG | 2010 | operating
p250 | n4382 | 30 | 0 | 0.8 | ror | hydro | hydro_ror | 47.5854 | 7.8327 |  | Rheinkraftwerk Ryburg-Schwörstadt | Rheinfelden | EnBW Energie Baden-Württemberg AG | 1931 | operating
p251 | n3755 | 35.1 | 0 | 0.8 | ror | hydro | hydro_ror | 47.8383 | 12.1533 |  | Rosenheim | Rohrdorf | VERBUND-Innkraftwerke GmbH | 1960 | operating
p252 | n3994 | 45.5 | 0 | 0.8 | ror | hydro | hydro_ror | 47.6515 | 10.7355 |  | Roßhaupten | Roßhaupten | Uniper Kraftwerke GmbH | 1954 | operating
p253 | n3755 | 38.2 | 0 | 0.8 | ror | hydro | hydro_ror | 47.9609 | 12.1561 |  | Feldkirchen | Rott | VERBUND-Innkraftwerke GmbH | 1970 | operating
p254 | n8793 | 12 | 0 | 0.8 | ror | hydro | hydro_ror | 48.1484 | 10.867 |  | Schwabstadl | Scheuring | Uniper Kraftwerke GmbH | 1981 | operating
p255 | n4002 | 12.2 | 0 | 0.8 | ror | hydro | hydro_ror | 48.1802 | 10.8833 |  | Scheuring | Scheuring | Uniper Kraftwerke GmbH | 1980 | operating
p256 | n5285 | 24 | 0 | 0.8 | ror | hydro | hydro_ror | 49.8109 | 6.8439 |  | Detzem | Schleich | RWE International S.E. | 1962 | operating
p257 | n5028 | 79.8 | 0 | 0.8 | ror | hydro | hydro_ror | 50.5244 | 11.7144 |  | Bleiloch | Schleiz | Vattenfall Europe Generation AG | 1932 | operating
p258 | n4002 | 12.4 | 0 | 0.8 | ror | hydro | hydro_ror | 48.2374 | 10.9272 |  | Unterbergen | Schmiechen-Unterbergen | Uniper Kraftwerke GmbH | 1983 | operating
p259 | n8793 | 10.5 | 0 | 0.8 | ror | hydro | hydro_ror | 47.8032 | 10.9043 |  | UPM Schongau | Schongau | UPM GmbH | 1959 | operating
p260 | n8793 | 16.6 | 0 | 0.8 | ror | hydro | hydro_ror | 47.8002 | 10.9026 |  | Dornau | Schongau | Uniper Kraftwerke GmbH | 1960 | operating
p261 | n3755 | 25 | 0 | 0.8 | ror | hydro | hydro_ror | 48.0574 | 12.2209 |  | Teufelsbruck | Soyen | VERBUND-Innkraftwerke GmbH | 1938 | operating
p262 | n3769 | 23.2 | 0 | 0.8 | ror | hydro | hydro_ror | 48.2493 | 12.8647 |  | Stammham | Stammham | VERBUND-Innkraftwerke GmbH | 1955 | operating
p263 | n3758 | 11.2 | 0 | 0.8 | ror | hydro | hydro_ror | 47.9963 | 11.4854 |  | Mühltal | Straßlach | Uniper Kraftwerke GmbH | 1924 | operating
p264 | n3772 | 21.5 | 0 | 0.8 | ror | hydro | hydro_ror | 48.8966 | 12.5575 |  | Straubing | Straubing | Rhein-Main-Donau AG | 1994 | operating
p265 | n3993 | 12.3 | 0 | 0.8 | ror | hydro | hydro_ror | 48.008 | 10.1185 |  | Tannheim | Tannheim | EnBW Energie Baden-Württemberg AG | 1923 | operating
p266 | n3754 | 18 | 0 | 0.8 | ror | hydro | hydro_ror | 48.5152 | 12.101 |  | Uppenborn 2 | Tiefenbach | Stadtwerke München GmbH | 1951 | operating
p267 | n3767 | 85.3 | 0 | 0.8 | ror | hydro | hydro_ror | 48.2518 | 12.5873 |  | Töging | Töging | VERBUND-Innkraftwerke GmbH | 1924 | operating
p268 | n5025 | 3.3 | 0 | 0.8 | ror | hydro | hydro_ror | 49.5523 | 12.2813 |  | Kraftwerksgruppe Pfreimd | Trausnitz | ENGIE Deutschland AG | 1959 | operating
p269 | n5025 | 1.8 | 0 | 0.8 | ror | hydro | hydro_ror | 49.5523 | 12.2813 |  | Kraftwerksgruppe Pfreimd | Trausnitz | ENGIE Deutschland AG | 1952 | operating
p270 | n5025 | 28 | 0 | 0.8 | ror | hydro | hydro_ror | 49.5523 | 12.2813 |  | Kraftwerksgruppe Pfreimd | Trausnitz | ENGIE Deutschland AG | 1959 | operating
p271 | n5025 | 99 | 0 | 0.75 | psp | hydro | hydro_psp | 49.53 | 12.2848 |  | Kraftwerksgruppe Pfreimd | Trausnitz | ENGIE Deutschland AG | 1955 | operating | 990
p272 | n5144 | 18.8 | 0 | 0.8 | ror | hydro | hydro_ror | 49.728 | 6.6245 |  | Trier | Trier | RWE International S.E. | 1961 | operating
p273 | n3767 | 18.5 | 0 | 0.8 | ror | hydro | hydro_ror | 48.1539 | 12.6524 |  | Kraftwerk 3 | Unterneukirchen | Alzkraftwerke Heider GmbH | 1920 | operating
p274 | n3755 | 48 | 0 | 0.8 | ror | hydro | hydro_ror | 47.8739 | 11.871 |  | Leitzach 1 | Vagen | Stadtwerke München GmbH | 1983 | operating
p275 | n3755 | 44 | 0 | 0.8 | ror | hydro | hydro_ror | 47.8739 | 11.871 |  | Leitzach 2 | Vagen | Stadtwerke München GmbH | 1960 | operating
p276 | n3756 | 23.3 | 0 | 0.8 | ror | hydro | hydro_ror | 48.7781 | 11.6012 |  | Vohburg | Vohburg | Donau-Wasserkraft AG | 1992 | operating
p277 | n8532 | 12.8 | 0 | 0.8 | ror | hydro | hydro_ror | 47.5547 | 11.2914 |  | Obernach | Walchensee | Uniper Kraftwerke GmbH | 1955 | operating
p278 | n3969 | 150 | 0 | 0.75 | psp | hydro | hydro_psp | 47.6178 | 8.1926 |  | Kraftwerk Waldshut | Waldshut-Tiengen | Schluchseewerk Aktiengesellschaft | 1951 | operating | 1500
p279 | n3772 | 12.6 | 0 | 0.8 | ror | hydro | hydro_ror | 48.6961 | 12.7978 |  | Ettling | Wallersorf/Ettling | Uniper Kraftwerke GmbH | 1988 | operating
p280 | n3761 | 25 | 0 | 0.8 | ror | hydro | hydro_ror | 48.4735 | 11.9548 |  | Uppenborn 1 | Wang | Stadtwerke München GmbH | 1930 | operating
p281 | n3755 | 24.1 | 0 | 0.8 | ror | hydro | hydro_ror | 48.057 | 12.2207 |  | Wasserburg | Wasserburg | VERBUND-Innkraftwerke GmbH | 1938 | operating
p282 | n3967 | 910 | 0 | 0.75 | psp | hydro | hydro_psp | 47.6453 | 7.9182 |  | Wehr | Wehr | Schluchseewerk Aktiengesellschaft | 1975 | operating | 9100
p283 | n5267 | 79.7 | 0 | 0.8 | ror | hydro | hydro_ror | 51.7422 | 10.9188 |  | Wendefurth | Wendefurth | Vattenfall Europe Generation AG | 1967 | operating
p284 | n5285 | 20 | 0 | 0.8 | ror | hydro | hydro_ror | 49.8798 | 6.9488 |  | Wintrich | Wintrich | RWE International S.E. | 1965 | operating
p285 | n3969 | 220 | 0 | 0.75 | psp | hydro | hydro_psp | 47.6879 | 8.2516 |  | Witznau | Witznau | Schluchseewerk Aktiengesellschaft | 1943 | operating | 2200
p286 | n5150 | 13.6 | 0 | 0.8 | ror | hydro | hydro_ror | 49.9511 | 7.0232 |  | Zeltingen | Zeltingen | RWE International S.E. | 1964 | operating
p287 | n5164 | 297 | 0 | 0.3232 | steam | lignite | conventional | 50.9957 | 6.669 |  | Niederaußem | Bergheim | RWE Power AG | 1968 | operating
p288 | n5164 | 299 | 0 | 0.3304 | steam | lignite | conventional | 50.9957 | 6.669 |  | Niederaußem | Bergheim | RWE Power AG | 1971 | operating
p289 | n5164 | 648 | 0 | 0.3376 | steam | lignite | conventional | 50.9957 | 6.669 |  | Niederaußem | Bergheim | RWE Power AG | 1974 | operating
p290 | n5164 | 628 | 245 | 0.3376 | steam | lignite | conventional | 50.9957 | 6.669 |  | Niederaußem | Bergheim | RWE Power AG | 1974 | operating
p291 | n5164 | 632 | 0 | 0.4048 | steam | lignite | conventional | 50.9957 | 6.669 |  | Niederaußem | Bergheim | RWE Power AG | 2002 | operating
p292 | n5164 | 125 | 0 | 0.3112 | steam | lignite | conventional | 50.9957 | 6.669 |  | Niederaußem | Bergheim | RWE Power AG | 1963 | shutdown_temporary
p293 | n5164 | 125 | 0 | 0.3112 | steam | lignite | conventional | 50.9957 | 6.669 |  | Niederaußem | Bergheim | RWE Power AG | 1963 | shutdown_temporary
p294 | n5164 | 295 | 0 | 0.316 | steam | lignite | conventional | 50.9957 | 6.669 |  | Niederaußem | Bergheim | RWE Power AG | 1965 | operating
p295 | n5164 | 295 | 0 | 0.328 | steam | lignite | conventional | 50.9957 | 6.669 |  | Niederaußem | Bergheim | RWE Power AG | 1970 | operating
p296 | n5164 | 15 | 0 | 0.3616 | steam | lignite | conventional | 50.9456 | 6.6636 |  | Fortuna Nord | Bergheim | RWE Power AG | 1984 | operating
p297 | n5164 | 10 | 0 | 0.388 | steam | lignite | conventional | 50.9456 | 6.665 |  | Kraftwerk | Bergheim | Martinswerk GmbH | 1995 | shutdown_temporary
p298 | n5164 | 10 | 0 | 0.388 | steam | lignite | conventional | 50.9456 | 6.665 |  | Kraftwerk | Bergheim | Martinswerk GmbH | 1995 | operating
p299 | n5049 | 164 | 1010 | 0.3544 | steam | lignite | conventional | 52.4889 | 13.497 |  | Klingenberg | Berlin | Vattenfall Europe Wärme Aktiengesellschaft | 1981 | operating
p300 | n5059 | 875 | 230 | 0.4 | steam | lignite | conventional | 51.1821 | 12.3733 |  | Lippendorf | Böhlen | Vattenfall Europe Generation AG | 2000 | operating
p301 | n5059 | 875 | 230 | 0.3976 | steam | lignite | conventional | 51.1821 | 12.3733 |  | Braunkohlekraftwerk Lippendorf | Böhlen | EnBW Energie Baden-Württemberg AG | 1999 | operating
p302 | n5052 | 465 | 60 | 0.3496 | steam | lignite | conventional | 51.4163 | 14.5619 |  | Boxberg | Boxberg | Vattenfall Europe Generation AG | 1979 | operating
p303 | n5052 | 465 | 0 | 0.352 | steam | lignite | conventional | 51.4163 | 14.5619 |  | Boxberg | Boxberg | Vattenfall Europe Generation AG | 1980 | operating
p304 | n5052 | 857 | 65 | 0.4 | steam | lignite | conventional | 51.4163 | 14.5619 |  | Boxberg | Boxberg | Vattenfall Europe Generation AG | 2000 | operating
p305 | n5052 | 640 | 0 | 0.4288 | steam | lignite | conventional | 51.4192 | 14.5698 |  | Boxberg | Boxberg | Vattenfall Europe Generation AG | 2012 | operating
p306 | n5035 | 56.8 | 0 | 0.3712 | steam | lignite | conventional | 50.857 | 12.9231 |  | HKW Chemnitz Nord II | Chemnitz | eins energie in sachsen GmbH & Co. KG | 1988 | operating
p307 | n5035 | 90.8 | 0 | 0.376 | steam | lignite | conventional | 50.857 | 12.9231 |  | HKW Chemnitz Nord II | Chemnitz | eins energie in sachsen GmbH & Co. KG | 1990 | operating
p308 | n5046 | 74 | 0 | 0.3976 | steam | lignite | conventional | 51.7602 | 14.37 |  | HKW Cottbus | Cottbus | HKW Heizkraftwerksgesellschaft Cottbus mbH | 1999 | operating
p309 | n5038 | 49 | 0 | 0.3904 | steam | lignite | conventional | 51.8269 | 12.23 |  | Kraftwerk Dessau | Dessau-Roßlau | Kraftwerk Dessau GmbH | 1996 | operating
p310 | n5172 | 27.5 | 0 | 0.3088 | steam | lignite | conventional | 51.4409 | 6.7054 |  | HKW Sachtleben | Duisburg | Sachtleben Chemie GmbH | 1962 | operating
p311 | n5162 | 9.3 | 0 | 0.3592 | steam | lignite | conventional | 50.777 | 6.486 |  | Kessel 4 | Düren | Papierfabrik Schoellershammer Heinrich August Schoeller Söhne GmbH & Co. KG | 1983 | operating
p312 | n5160 | 321 | 0 | 0.316 | steam | lignite | conventional | 50.8392 | 6.3211 |  | Weisweiler | Eschweiler-Weisweiler | RWE Power AG | 1965 | operating
p313 | n5160 | 321 | 0 | 0.3208 | steam | lignite | conventional | 50.8392 | 6.3211 |  | Weisweiler | Eschweiler-Weisweiler | RWE Power AG | 1967 | operating
p314 | n5160 | 636 | 91.5 | 0.3376 | steam | lignite | conventional | 50.8392 | 6.3211 |  | Weisweiler | Eschweiler-Weisweiler | RWE Power AG | 1974 | operating
p315 | n5160 | 636 | 91.5 | 0.34 | steam | lignite | conventional | 50.8392 | 6.3211 |  | Weisweiler | Eschweiler-Weisweiler | RWE Power AG | 1975 | operating
p316 | n8794 | 14.5 | 0 | 0.4312 | steam | lignite | conventional | 50.658 | 6.8101 |  | P&L Werk Euskirchen | Euskirchen | Pfeifer & Langen Kommanditgesellschaft | 2013 | operating
p317 | n5098 | 45 | 0 | 0.3928 | steam | lignite | conventional | 52.346 | 14.546 |  | Heizkraftwerk FFO | Frankfurt Oder | Stadtwerke Frankfurt (Oder) GmbH | 1997 | operating
p318 | n7955 | 110 | 251 | 0.3016 | steam | lignite | conventional | 50.8976 | 6.7931 |  | Frechen/Wachtberg | Frechen | RWE Power AG | 1959 | operating
p319 | n5167 | 1060 | 0 | 0.4288 | steam | lignite | conventional | 51.0365 | 6.6133 |  | BoA 2 | Grevenbroich | RWE Power AG | 2012 | operating
p320 | n5167 | 1060 | 0 | 0.4288 | steam | lignite | conventional | 51.0365 | 6.6133 |  | BoA 3 | Grevenbroich | RWE Power AG | 2012 | operating
p321 | n5167 | 284 | 30 | 0.3184 | steam | lignite | conventional | 51.0574 | 6.5771 |  | Frimmersdorf | Grevenbroich-Frimmersdorf | RWE Power AG | 1966 | operating
p322 | n5167 | 278 | 0 | 0.328 | steam | lignite | conventional | 51.0574 | 6.5771 |  | Frimmersdorf | Grevenbroich-Frimmersdorf | RWE Power AG | 1970 | operating
p323 | n5167 | 294 | 0 | 0.3328 | steam | lignite | conventional | 51.0395 | 6.615 |  | Neurath | Grevenbroich-Neurath | RWE Power AG | 1972 | operating
p324 | n5167 | 294 | 0 | 0.3328 | steam | lignite | conventional | 51.0395 | 6.615 |  | Neurath | Grevenbroich-Neurath | RWE Power AG | 1972 | operating
p325 | n5167 | 292 | 0 | 0.3352 | steam | lignite | conventional | 51.0395 | 6.615 |  | Neurath | Grevenbroich-Neurath | RWE Power AG | 1973 | operating
p326 | n5167 | 607 | 4.5 | 0.34 | steam | lignite | conventional | 51.0395 | 6.615 |  | Neurath | Grevenbroich-Neurath | RWE Power AG | 1975 | operating
p327 | n5167 | 604 | 4.5 | 0.3424 | steam | lignite | conventional | 51.0395 | 6.615 |  | Neurath | Grevenbroich-Neurath | RWE Power AG | 1976 | operating
p328 | n5115 | 352 | 0 | 0.364 | steam | lignite | conventional | 52.1724 | 10.9768 |  | Buschhaus | Helmstedt | Helmstedter Revier GmbH | 1985 | reserve
p329 | n5278 | 40 | 0 | 0.3832 | steam | lignite | conventional | 50.8608 | 6.8402 |  | Goldenberg | Hürth | RWE Power AG | 1993 | special_case
p330 | n7955 | 55 | 0 | 0.3784 | steam | lignite | conventional | 50.8614 | 6.8407 |  | Ville/Berrenrath | Hürth | RWE Power AG | 1991 | operating
p331 | n5161 | 24.6 | 0 | 0.4096 | steam | lignite | conventional | 50.9152 | 6.3693 |  | P&L Werk Jülich | Jülich | Pfeifer & Langen Kommanditgesellschaft | 2004 | operating
p332 | n5246 | 33.5 | 0 | 0.3712 | steam | lignite | conventional | 51.2791 | 9.484 |  | FKK | Kassel | Städtische Werke Energie + Wärme GmbH | 1988 | operating
p333 | n5177 | 75.3 | 0 | 0.424 | steam | lignite | conventional | 51.0178 | 6.9643 |  | HKW Merkenich | Köln | RheinEnergie AG | 2010 | operating
p334 | n5018 | 20.3 | 0 | 0.3832 | steam | lignite | conventional | 51.6978 | 11.7581 |  | P&L Werk Könnern | Könnern | Pfeifer & Langen Kommanditgesellschaft | 1993 | operating
p335 | n5046 | 465 | 76.3 | 0.3544 | steam | lignite | conventional | 51.8344 | 14.459 |  | KW Jänschwalde | Peitz | Vattenfall Europe Generation AG | 1981 | operating
p336 | n5046 | 465 | 76.3 | 0.3568 | steam | lignite | conventional | 51.8344 | 14.459 |  | KW Jänschwalde | Peitz | Vattenfall Europe Generation AG | 1982 | operating
p337 | n5046 | 465 | 76.3 | 0.3616 | steam | lignite | conventional | 51.8344 | 14.459 |  | KW Jänschwalde | Peitz | Vattenfall Europe Generation AG | 1984 | operating
p338 | n5046 | 465 | 76.3 | 0.364 | steam | lignite | conventional | 51.8344 | 14.459 |  | KW Jänschwalde | Peitz | Vattenfall Europe Generation AG | 1985 | operating
p339 | n5046 | 465 | 76.3 | 0.3688 | steam | lignite | conventional | 51.8344 | 14.459 |  | KW Jänschwalde | Peitz | Vattenfall Europe Generation AG | 1987 | operating
p340 | n5046 | 465 | 76.3 | 0.3736 | steam | lignite | conventional | 51.8344 | 14.459 |  | KW Jänschwalde | Peitz | Vattenfall Europe Generation AG | 1989 | operating
p341 | n5011 | 450 | 100 | 0.3904 | steam | lignite | conventional | 51.3985 | 11.9504 |  | Schkopau | Schkopau | Uniper Kraftwerke GmbH | 1996 | operating
p342 | n5011 | 450 | 100 | 0.3904 | steam | lignite | conventional | 51.3985 | 11.9504 |  | Schkopau | Schkopau | Uniper Kraftwerke GmbH | 1996 | operating
p343 | n5068 | 45 | 0 | 0.3496 | steam | lignite | conventional | 51.4627 | 11.714 |  | Grubenheizkraftwerk | Seegebiet Mansfelder Land | ROMONTA GmbH | 1979 | operating
p344 | n5051 | 750 | 60 | 0.3928 | steam | lignite | conventional | 51.5348 | 14.3531 |  | Schwarze Pumpe | Spremberg | Vattenfall Europe Generation AG | 1997 | operating
p345 | n5051 | 750 | 60 | 0.3952 | steam | lignite | conventional | 51.5348 | 14.3531 |  | Schwarze Pumpe | Spremberg | Vattenfall Europe Generation AG | 1998 | operating
p346 | n8662 | 67 | 0 | 0.2464 | steam | lignite | conventional | 51.1119 | 12.0762 |  | Deuben | Teuchern | Mitteldeutsche Braunkohlengesellschaft mbH | 1936 | operating
p347 | n5059 | 31 | 0 | 0.3856 | steam | lignite | conventional | 51.1666 | 12.0762 |  | Wählitz | Wählitz | Mitteldeutsche Braunkohlengesellschaft mbH | 1994 | operating
p348 | n8662 | 18.5 | 0 | 0.3832 | steam | lignite | conventional | 51.0489 | 12.1104 |  | EZ1 | Zeitz | Südzucker AG Mannheim/Ochsenfurt, Werk Zeitz | 1993 | operating
p349 | n8794 | 19.5 | 0 | 0.3472 | steam | lignite | conventional | 50.7055 | 6.6536 |  | Kohlekraftwerk | Zülpich | Smurfit Kappa Zülpich Papier GmbH | 1978 | operating
p350 | n5167 | 129 | 0 | 0.2968 | steam | lignite | conventional | 51.0574 | 6.5771 |  | Frimmersdorf | Frimmersdorf | RWE Power AG | 1957 | shutdown
p351 | n5167 | 130 | 0 | 0.2968 | steam | lignite | conventional | 51.0574 | 6.5771 |  | Frimmersdorf | Frimmersdorf | RWE Power AG | 1957 | shutdown
p352 | n5167 | 124 | 0 | 0.304 | steam | lignite | conventional | 51.0574 | 6.5771 |  | Frimmersdorf | Frimmersdorf | RWE Power AG | 1960 | shutdown
p353 | n5160 | 123 | 0 | 0.292 | steam | lignite | conventional | 50.8392 | 6.3211 |  | Weisweiler | Eschweiler-Weisweiler | RWE Power AG | 1955 | shutdown
p354 | n5160 | 135 | 0 | 0.3016 | steam | lignite | conventional | 50.8392 | 6.3211 |  | Weisweiler | Eschweiler-Weisweiler | RWE Power AG | 1959 | shutdown
p355 | n5167 | 128 | 0 | 0.304 | steam | lignite | conventional | 51.0574 | 6.5771 |  | Frimmersdorf | Frimmersdorf | RWE Power AG | 1960 | shutdown
p356 | n5167 | 136 | 0 | 0.3088 | steam | lignite | conventional | 51.0574 | 6.5771 |  | Frimmersdorf | Frimmersdorf | RWE Power AG | 1962 | shutdown
p357 | n5167 | 130 | 0 | 0.3016 | steam | lignite | conventional | 51.0574 | 6.5771 |  | Frimmersdorf | Grevenbroich-Frimmersdorf | RWE Power AG | 1959 | shutdown
p358 | n5167 | 132 | 0 | 0.304 | steam | lignite | conventional | 51.0574 | 6.5771 |  | Frimmersdorf | Grevenbroich-Frimmersdorf | RWE Power AG | 1960 | shutdown
p359 | n5167 | 135 | 0 | 0.3136 | steam | lignite | conventional | 51.0574 | 6.5771 |  | Frimmersdorf | Grevenbroich-Frimmersdorf | RWE Power AG | 1964 | shutdown
p360 | n5167 | 138 | 0 | 0.3088 | steam | lignite | conventional | 51.0574 | 6.5771 |  | Frimmersdorf | Grevenbroich-Frimmersdorf | RWE Power AG | 1962 | shutdown
p361 | n5167 | 131 | 0 | 0.3088 | steam | lignite | conventional | 51.0574 | 6.5771 |  | Frimmersdorf | Grevenbroich-Frimmersdorf | RWE Power AG | 1962 | shutdown
p362 | n5167 | 133 | 0 | 0.3136 | steam | lignite | conventional | 51.0574 | 6.5771 |  | Frimmersdorf | Grevenbroich-Frimmersdorf | RWE Power AG | 1964 | shutdown
p363 | n5059 | 60 | 0 | 0.3232 | steam | lignite | conventional | 51.0711 | 12.2608 |  | Mumsdorf | Mumsdorf | Mitteldeutsche Braunkohlengesellschaft mbH | 1968 | shutdown
p364 | n5278 | 45 | 0 | 0.3832 | steam | lignite | conventional | 50.8608 | 6.8402 |  | Goldenberg | Hürth | RWE Power AG | 1993 | shutdown
p365 | n5278 | 66 | 0 | 0.3808 | steam | lignite | conventional | 50.8608 | 6.8402 |  | Goldenberg | Hürth | RWE Power AG | 1992 | shutdown
p366 | n6082 | 37.5 | 0 | 0.4245 | ccgt | gas | conventional | 52.5895 | 13.5587 |  | Ahrensfelde | Ahrensfelde | Vattenfall Europe Generation AG | 1990 | operating
p367 | n6082 | 37.5 | 0 | 0.4245 | ccgt | gas | conventional | 52.5895 | 13.5587 |  | Ahrensfelde | Ahrensfelde | Vattenfall Europe Generation AG | 1990 | operating
p368 | n6082 | 37.5 | 0 | 0.4245 | ccgt | gas | conventional | 52.5895 | 13.5587 |  | Ahrensfelde | Ahrensfelde | Vattenfall Europe Generation AG | 1990 | operating
p369 | n6082 | 37.5 | 0 | 0.4245 | ccgt | gas | conventional | 52.5895 | 13.5587 |  | Ahrensfelde | Ahrensfelde | Vattenfall Europe Generation AG | 1990 | operating
p370 | n5263 | 20 | 0 | 0.34725 | steam | gas | conventional | 51.9851 | 9.8225 |  | Werkskraftwerk Sappi Alfeld | Alfeld | Sappi Alfeld GmbH | 1947 | operating
p371 | n3989 | 65 | 0 | 0.44935 | ccgt | gas | conventional | 48.7176 | 9.3749 |  | Heizkraftwerk Altbach/Deizisau | Altbach | EnBW Energie Baden-Württemberg AG | 1997 | operating
p372 | n3989 | 50 | 0 | 0.35705 | ccgt | gas | conventional | 48.7176 | 9.3749 |  | Heizkraftwerk Altbach/Deizisau | Altbach | EnBW Energie Baden-Württemberg AG | 1971 | operating
p373 | n3989 | 57 | 0 | 0.36415 | ccgt | gas | conventional | 48.7176 | 9.3749 |  | Heizkraftwerk Altbach/Deizisau | Altbach | EnBW Energie Baden-Württemberg AG | 1973 | operating
p374 | n3989 | 81 | 0 | 0.37125 | ccgt | gas | conventional | 48.7176 | 9.3749 |  | Heizkraftwerk Altbach/Deizisau | Altbach | EnBW Energie Baden-Württemberg AG | 1975 | operating
p375 | n6138 | 15.1 | 0 | 0.40475 | steam | gas | conventional | 53.8563 | 13.7101 |  | Kesselhaus Zuckerfabrik | Anklam | Suiker Unie GmbH | 1993 | operating
p376 | n7931 | 47 | 0 | 0.50615 | ccgt | gas | conventional | 49.9882 | 9.1558 |  | GuD-Anlage | Aschaffenburg | DS Smith Paper Deutschland GmbH | 2013 | operating
p377 | n4001 | 29 | 0 | 0.371 | steam | gas | conventional | 48.3801 | 10.9014 |  | UPM Augsburg | Augsburg | UPM GmbH | 1966 | operating
p378 | n4001 | 28.8 | 0 | 0.4742 | ccgt | gas | conventional | 48.401 | 10.9358 |  | Gasturbine | Augsburg | Stadtwerke Augsburg Energie GmbH | 2004 | operating
p379 | n4001 | 18 | 0 | 0.3835 | steam | gas | conventional | 48.3751 | 10.9028 |  | Heizkraftwerk | Augsburg | Stadtwerke Augsburg Energie GmbH | 1976 | operating
p380 | n5264 | 9.7 | 0 | 0.406 | steam | gas | conventional | 50.8003 | 10.2206 |  | HKW Bad Salzungen | Bad Salzungen | Thüringer Energie AG | 1994 | operating
p381 | n7943 | 17.8 | 0 | 0.42975 | steam | gas | conventional | 51.9832 | 11.8766 |  | KWK-Anlage Barby | Barby | Cargill Deutschland GmbH | 2013 | operating
p382 | n5245 | 78 | 0 | 0.50615 | ccgt | gas | conventional | 51.2531 | 9.4379 |  | GuD Baunatal, VW Werksgelände | Baunatal | Volkswagen AG | 2013 | operating
p383 | n5164 | 3 | 0 | 0.40725 | steam | gas | conventional | 50.9456 | 6.665 |  | Kraftwerk | Bergheim | Martinswerk GmbH | 1995 | shutdown_temporary
p384 | n5049 | 444 | 1210 | 0.4458 | ccgt | gas | conventional | 52.5117 | 13.4209 |  | Mitte | Berlin | Vattenfall Europe Wärme AG | 1996 | operating
p385 | n6082 | 211 | 300 | 0.37125 | ccgt | gas | conventional | 52.5219 | 13.3111 |  | Charlottenburg | Berlin | Vattenfall Europe Wärme AG | 1975 | operating
p386 | n5049 | 144 | 240 | 0.3785 | steam | gas | conventional | 52.4252 | 13.3098 |  | Lichterfelde | Berlin | Vattenfall Europe Wärme AG | 1972 | operating
p387 | n5049 | 144 | 240 | 0.381 | steam | gas | conventional | 52.4252 | 13.3098 |  | Lichterfelde | Berlin | Vattenfall Europe Wärme AG | 1974 | operating
p388 | n5019 | 66 | 0 | 0.4387 | ccgt | gas | conventional | 51.8026 | 11.7515 |  | Industriekraftwerk Bernburg (IKB) | Bernburg | Solvay Chemicals GmbH | 1994 | operating
p389 | n5251 | 23 | 0 | 0.386 | steam | gas | conventional | 52.0335 | 8.5391 |  | HKW Schildescher Straße | Bielefeld | Stadtwerke Bielefeld GmbH | 1978 | special_case
p390 | n5251 | 37.5 | 0 | 0.47775 | ccgt | gas | conventional | 52.0335 | 8.5391 |  | GuD Kraftwerk Hillegossen | Bielefeld | Stadtwerke Bielefeld GmbH | 2005 | operating
p391 | n5251 | 41 | 0 | 0.371 | steam | gas | conventional | 52.0335 | 8.5391 |  | HKW Schildescher Straße | Bielefeld | Stadtwerke Bielefeld GmbH | 1966 | special_case
p392 | n8450 | 106 | 110 | 0.46 | ccgt | gas | conventional | 51.6339 | 12.2994 |  | GuD Bitterfeld | Bitterfeld | envia THERM GmbH | 2000 | operating
p393 | n5195 | 20.7 | 0 | 0.4185 | steam | gas | conventional | 51.4833 | 7.2167 |  | Bochum | Bochum | RWE Generation SE | 2004 | operating
p394 | n5196 | 44 | 0 | 0.431 | steam | gas | conventional | 51.508 | 7.2503 |  | HKW Hiltrop | Bochum | Stadtwerke Bochum Holding GmbH | 2014 | operating
p395 | n6211 | 22.1 | 0 | 0.3035 | steam | gas | conventional | 52.9048 | 9.6585 |  | Heizkraftwerk Bomlitz | Bomlitz | Dow Wolff Cellulosics GmbH | 1912 | operating
p396 | n5181 | 95 | 0 | 0.42975 | steam | gas | conventional | 50.7338 | 7.0805 |  | Heizkraftwerk Karlstraße | Bonn | Energie- und Wasserversorgung Bonn/Rhein-Sieg GmbH | 2013 | operating
p397 | n5062 | 36 | 0 | 0.40975 | steam | gas | conventional | 51.5122 | 13.9711 |  | HKW | Brandenburg | Stadtwerke Brandenburg an der Havel GmbH | 1997 | operating
p398 | n5042 | 160 | 0 | 0.4387 | ccgt | gas | conventional | 52.3942 | 12.4181 |  | Kirchmöser | Brandenburg | Uniper Kraftwerke GmbH | 1994 | operating
p399 | n5274 | 20 | 0 | 0.35705 | ccgt | gas | conventional | 52.2786 | 10.5147 |  | HKW-Mitte | Braunschweig | Braunschweiger Versorgungs-AG & Co. KG | 1971 | operating
p400 | n5274 | 74 | 0 | 0.4955 | ccgt | gas | conventional | 52.2786 | 10.5147 |  | HKW-Mitte | Braunschweig | Braunschweiger Versorgungs-AG & Co. KG | 2010 | operating
p401 | n5274 | 25 | 0 | 0.33575 | ccgt | gas | conventional | 52.2786 | 10.5147 |  | HKW-Nord | Braunschweig | Braunschweiger Versorgungs-AG & Co. KG | 1965 | operating
p402 | n6208 | 155 | 0 | 0.3785 | steam | gas | conventional | 53.0601 | 8.8733 |  | KW Hastedt | Bremen | swb Erzeugung GmbH & Co. KG | 1972 | shutdown_temporary
p403 | n6192 | 14.8 | 0 | 0.4671 | ccgt | gas | conventional | 53.121 | 8.7348 |  | KWK-Anlage | Bremen | CR3-Kaffeeveredelung M. Hermsen GmbH | 2002 | operating
p404 | n6192 | 444.5 | 0 | 0.5168 | ccgt | gas | conventional | 53.1289 | 8.6852 |  | KW Mittelsbüren | Bremen | Gemeinschaftskraftwerk Bremen GmbH und Co. KG | 2016 | operating
p405 | n5368 | 11.4 | 0 | 0.41225 | steam | gas | conventional | 49.8108 | 9.0117 |  | Industriekraftwerk Breuberg | Breuberg | Industriekraftwerk Breuberg GmbH / Pirelli Deutschland GmbH | 1999 | operating
p406 | n5236 | 13.5 | 0 | 0.4458 | ccgt | gas | conventional | 51.4085 | 8.5999 |  | Egger Kraftwerk Briilon | Brilon | Egger Kraftwerk Brilon GmbH | 1996 | operating
p407 | n3767 | 120 | 350 | 0.46355 | ccgt | gas | conventional | 48.1862 | 12.8458 |  | Dampfkraftwerk BGH - O1 | Burghausen | Wacker Chemie AG | 2001 | operating
p408 | n3767 | 47.5 | 0 | 0.416 | steam | gas | conventional | 48.1768 | 12.7306 |  | Industriepark Werk Gendorf | Burgkirchen | InfraServ GmbH & Co. Gendorf KG | 2002 | operating
p409 | n5196 | 10.2 | 0 | 0.42805 | ccgt | gas | conventional | 51.5744 | 7.2979 |  | Energiezentrale | Castrop-Rauxel | RÜTGERS InfraTec GmbH | 1991 | operating
p410 | n5196 | 0.9 | 0 | 0.41975 | steam | gas | conventional | 51.5744 | 7.2979 |  | Energiezentrale | Castrop-Rauxel | RÜTGERS InfraTec GmbH | 2005 | operating
p411 | n5035 | 57.2 | 0 | 0.396 | steam | gas | conventional | 50.857 | 12.9231 |  | HKW Chemnitz Nord II | Chemnitz | eins energie in sachsen GmbH & Co. KG | 1986 | operating
p412 | n5230 | 94.6 | 0 | 0.50615 | ccgt | gas | conventional | 49.8849 | 8.6501 |  | GTKW Darmstadt | Darmstadt | Entega AG | 2013 | operating
p413 | n8645 | 10 | 0 | 0.45645 | ccgt | gas | conventional | 49.8828 | 8.6287 |  | Heizkraftwerk | Darmstadt | Merck KGaA | 1999 | operating
p414 | n3768 | 6.7 | 0 | 0.4529 | ccgt | gas | conventional | 48.6403 | 12.4634 |  | GHD | Dingolfing | GHD Bayernwerk Natur GmbH & Co. KG | 1998 | operating
p415 | n3768 | 6.7 | 0 | 0.4529 | ccgt | gas | conventional | 48.6403 | 12.4634 |  | GHD | Dingolfing | GHD Bayernwerk Natur GmbH & Co. KG | 1998 | operating
p416 | n5158 | 586.3 | 480 | 0.46 | ccgt | gas | conventional | 51.0791 | 6.8287 |  | Dormagen | Dormagen | RWE Generation SE | 2000 | operating
p417 | n5205 | 26 | 0 | 0.4185 | steam | gas | conventional | 51.5197 | 7.477 |  | Dortmund | Dortmund | RWE Generation SE | 2004 | operating
p418 | n5036 | 263 | 455 | 0.44225 | ccgt | gas | conventional | 51.0421 | 13.7086 |  | HKW Dresden-Nossener Brücke | Dresden | DREWAG Stadtwerke Dresden GmbH | 1995 | operating
p419 | n5187 | 40 | 0 | 0.416 | steam | gas | conventional | 51.3907 | 6.7478 |  | HKW III/A | Duisburg | Stadtwerke Duisburg AG | 2002 | operating
p420 | n5187 | 234 | 167 | 0.47775 | ccgt | gas | conventional | 51.3907 | 6.7478 |  | HKW III/B | Duisburg | Stadtwerke Duisburg AG | 2005 | operating
p421 | n5162 | 14 | 0 | 0.42725 | steam | gas | conventional | 50.7728 | 6.49 |  | MT, Düren | Düren | Metsä Tissue GmbH Werk Düren | 2011 | operating
p422 | n5162 | 2.9 | 0 | 0.37225 | steam | gas | conventional | 50.777 | 6.486 |  | Kessel 2 | Düren | Papierfabrik Schoellershammer Heinrich August Schoeller Söhne GmbH & Co. KG | 1967 | operating
p423 | n5166 | 100 | 75 | 0.46 | ccgt | gas | conventional | 51.2214 | 6.7313 |  | GuD | Düsseldorf | Stadtwerke Düsseldorf AG | 2000 | operating
p424 | n5166 | 64.7 | 0 | 0.3677 | ccgt | gas | conventional | 51.2212 | 6.7319 |  | GT | Düsseldorf | Stadtwerke Düsseldorf AG | 1974 | operating
p425 | n5166 | 66.7 | 0 | 0.3677 | ccgt | gas | conventional | 51.2212 | 6.7319 |  | GT | Düsseldorf | Stadtwerke Düsseldorf AG | 1974 | operating
p426 | n5166 | 293 | 140 | 0.3835 | steam | gas | conventional | 51.2214 | 6.7313 |  | Gasblock | Düsseldorf | Stadtwerke Düsseldorf AG | 1976 | operating
p427 | n5179 | 84 | 0 | 0.3485 | steam | gas | conventional | 51.1756 | 6.838 |  | Holthausen | Düsseldorf | Henkel AG & Co.KGaA | 1948 | operating
p428 | n5187 | 16.9 | 0 | 0.4285 | steam | gas | conventional | 51.2545 | 6.7865 |  | BHKW H.120 | Düsseldorf | Daimler AG | 2012 | operating
p429 | n5166 | 595 | 0 | 0.5168 | ccgt | gas | conventional | 51.224 | 6.7354 |  | GuD | Düsseldorf | Stadtwerke Düsseldorf AG | 2016 | operating
p430 | n3982 | 4 | 0 | 0.3835 | steam | gas | conventional | 48.2669 | 9.7263 |  | Werkskraftwerk Sappi Ehingen | Ehingen | Sappi Ehingen GmbH | 1976 | operating
p431 | n5010 | 46.6 | 0 | 0.40475 | steam | gas | conventional | 51.4656 | 12.592 |  | Kombikraftwerk | Eilenburg | Stora Enso Sachsen GmbH | 1993 | operating
p432 | n8440 | 22.1 | 0 | 0.40475 | steam | gas | conventional | 50.9816 | 10.2906 |  | HKW Wiesengrund | Eisenach | Adam Opel AG | 1993 | operating
p433 | n8798 | 321 | 0 | 0.3819 | ccgt | gas | conventional | 53.1897 | 8.4087 |  | Huntorf | Elsfleth | Uniper Kraftwerke GmbH | 1978 | operating
p434 | n5257 | 57 | 0 | 0.4235 | steam | gas | conventional | 49.984 | 10.6514 |  | HKW Eltmann | Eltmann | Palm Power GmbH & Co. KG | 2008 | operating
p435 | n6200 | 52 | 0 | 0.36415 | ccgt | gas | conventional | 53.3422 | 7.2062 |  | Emden Gas | Emden | Statkraft Markets GmbH | 1973 | operating
p436 | n6200 | 433 | 0 | 0.37975 | steam | gas | conventional | 53.3422 | 7.2062 |  | Emden Gas | Emden | Statkraft Markets GmbH | 1973 | shutdown_temporary
p437 | n5029 | 11 | 0 | 0.4085 | steam | gas | conventional | 50.9786 | 11.0516 |  | HKW Iderhoffstraße | Erfurt | SWE Energie GmbH | 1996 | operating
p438 | n5029 | 76.5 | 0 | 0.46 | ccgt | gas | conventional | 50.9896 | 11.0276 |  | HKW Erfurt-Ost | Erfurt | SWE Energie GmbH | 2000 | operating
p439 | n5029 | 32.6 | 0 | 0.5097 | ccgt | gas | conventional | 50.9896 | 11.0276 |  | HKW Erfurt-Ost | Erfurt | SWE Energie GmbH | 2014 | operating
p440 | n5179 | 10.2 | 0 | 0.4135 | steam | gas | conventional | 51.2169 | 6.9473 |  | BHKW an Klinkerweg | Erkrath | Stadtwerke Erkrath GmbH | 2000 | operating
p441 | n5265 | 21.6 | 0 | 0.47775 | ccgt | gas | conventional | 49.593 | 11.0016 |  | HKW Erlangen | Erlangen | Erlanger Stadtwerke AG | 2005 | operating
p442 | n5265 | 6.7 | 0 | 0.5097 | ccgt | gas | conventional | 49.5935 | 11.0011 |  | HKW Erlangen | Erlangen | Erlanger Stadtwerke AG | 2014 | operating
p443 | n5160 | 272 | 0 | 0.4813 | ccgt | gas | conventional | 50.8392 | 6.3211 |  | Weisweiler | Eschweiler-Weisweiler | RWE Power AG | 2006 | shutdown_temporary
p444 | n5160 | 272 | 0 | 0.4813 | ccgt | gas | conventional | 50.8392 | 6.3211 |  | Weisweiler | Eschweiler-Weisweiler | RWE Power AG | 2006 | shutdown_temporary
p445 | n6234 | 75 | 0 | 0.4335 | steam | gas | conventional | 54.8048 | 9.4334 |  | Heizkraftwerk FL | Flensburg | Stadtwerke Flensburg GmbH | 2016 | operating
p446 | n5280 | 70 | 0 | 0.47775 | ccgt | gas | conventional | 50.0856 | 8.6279 |  | HKW Niederrad | Frankfurt am Main | Mainova AG | 2005 | operating
p447 | n5280 | 99 | 150 | 0.4387 | ccgt | gas | conventional | 50.0984 | 8.6531 |  | HKW West | Frankfurt am Main | Mainova AG | 1994 | operating
p448 | n5280 | 56 | 0 | 0.36415 | ccgt | gas | conventional | 50.0856 | 8.6279 |  | HKW Niederrad | Frankfurt am Main | Mainova AG | 1973 | operating
p449 | n8411 | 13.4 | 0 | 0.42975 | steam | gas | conventional | 50.913 | 13.3248 |  | HKW Freiberg | Freiberg | Freiberger Erdgas GmbH | 2013 | operating
p450 | n3966 | 60.1 | 0 | 0.4529 | ccgt | gas | conventional | 48.0207 | 7.8459 |  | GuD Anlage WVK | Freiburg | Solvay Acetow GmbH | 1998 | operating
p451 | n3966 | 27 | 0 | 0.41475 | steam | gas | conventional | 48.0056 | 7.8423 |  | HKW | Freiburg | Universitätsklinikum Freiburg AdöR | 2001 | operating
p452 | n5223 | 26.2 | 0 | 0.401 | steam | gas | conventional | 50.5691 | 9.6813 |  | Kraftwerk 3 | Fulda | Papierfabrik Adolf Jass Schwarza GmbH | 1990 | operating
p453 | n5223 | 8 | 0 | 0.4285 | steam | gas | conventional | 50.5691 | 9.6813 |  | Kraftwerk 2 | Fulda | Papierfabrik Adolf Jass Schwarza GmbH | 2012 | operating
p454 | n8662 | 74 | 0 | 0.4085 | steam | gas | conventional | 50.9076 | 12.061 |  | Heizkraftwerk Gera-Nord | Gera | Energieversorgung Gera GmbH | 1996 | operating
p455 | n5262 | 18.8 | 0 | 0.411 | steam | gas | conventional | 51.5534 | 9.9337 |  | HKW Göttingen | Göttingen | Georg-August-Universität Göttingen Stiftung Öffentlichen Rechts | 1998 | operating
p456 | n6090 | 14.7 | 0 | 0.4458 | ccgt | gas | conventional | 54.0704 | 13.3989 |  | HKW "Helmshäger Berg" | Greifswald | Energieerzeugungsgesellschaft Greifswald GmbH | 1996 | operating
p457 | n7944 | 40 | 0 | 0.4185 | steam | gas | conventional | 47.5397 | 7.7069 |  | Kraftwerk Grenzach-Wyhlen | Grenzach-Wyhlen | KGW - Kraftwerk Grenzach-Wyhlen GmbH | 2004 | operating
p458 | n5238 | 622 | 0 | 0.38475 | steam | gas | conventional | 50.0886 | 8.9534 |  | Staudinger | Großkrotzenburg | Uniper Kraftwerke GmbH | 1977 | operating
p459 | n5249 | 22 | 0 | 0.406 | steam | gas | conventional | 51.9073 | 8.4088 |  | Energiezentrum Mohn Media | Gütersloh | Mohn Media Mohndruck GmbH | 1994 | operating
p460 | n5202 | 230 | 108 | 0.389 | ccgt | gas | conventional | 51.411 | 7.4917 |  | Heizkraftwerk Hagen-Kabel | Hagen | Mark-E AG | 1980 | shutdown_temporary
p461 | n5011 | 97 | 0 | 0.41975 | steam | gas | conventional | 51.481 | 11.9643 |  | HKW Halle Trotha | Halle | EVH GmbH | 2005 | operating
p462 | n5011 | 54 | 0 | 0.50615 | ccgt | gas | conventional | 51.5235 | 11.9434 |  | HKW Halle Trotha | Halle | Heizkraftwerk Halle-Trotha GmbH | 2013 | operating
p463 | n6235 | 127 | 170 | 0.49195 | ccgt | gas | conventional | 53.5267 | 10.0658 |  | GuD Tiefstack | Hamburg | Vattenfall Europe Wärme Aktiengesellschaft | 2009 | operating
p464 | n6235 | 22.5 | 0 | 0.4035 | steam | gas | conventional | 53.5177 | 9.9508 |  | Heizkraftwerk | Hamburg | ADM Hamburg Aktiengesellschaft | 1992 | operating
p465 | n5174 | 417.1 | 0 | 0.4884 | ccgt | gas | conventional | 51.6739 | 7.9291 |  | Trianel Gaskraftwerk | Hamm | Trianel Gaskraftwerk Hamm GmbH & Co. KG | 2008 | operating
p466 | n5174 | 420.9 | 0 | 0.4884 | ccgt | gas | conventional | 51.6739 | 7.9291 |  | Trianel Gaskraftwerk | Hamm | Trianel Gaskraftwerk Hamm GmbH & Co. KG | 2008 | operating
p467 | n5256 | 230 | 185 | 0.50615 | ccgt | gas | conventional | 52.3729 | 9.7142 |  | GKL | Hannover | Stadtwerke Hannover AG | 2013 | operating
p468 | n5256 | 102 | 280 | 0.38225 | steam | gas | conventional | 52.42 | 9.6486 |  | KWH | Hannover | Stadtwerke Hannover AG | 1975 | shutdown_temporary
p469 | n7939 | 13.5 | 0 | 0.416 | steam | gas | conventional | 49.4216 | 8.6728 |  | KWKK Heidelberg | Heidelberg | RWE Energiedienstleistungen GmbH | 2002 | operating
p470 | n4000 | 11.1 | 0 | 0.39225 | steam | gas | conventional | 48.6701 | 10.1506 |  | IHKW Heidenheim | Heidenheim | Voith Dienstleistungen und Grundstücks GmbH & Co. KG | 1983 | operating
p471 | n4000 | 18.9 | 0 | 0.431 | steam | gas | conventional | 48.6701 | 10.1506 |  | IHKW Heidenheim | Heidenheim | Voith Dienstleistungen und Grundstücks GmbH & Co. KG | 2014 | operating
p472 | n5204 | 417 | 0 | 0.48485 | ccgt | gas | conventional | 51.4031 | 7.4155 |  | Cuno Heizkraftwerk Herdecke | Herdecke | Mark-E AG / Statkraft Markets GmbH | 2007 | operating
p473 | n5244 | 109.5 | 299 | 0.34285 | ccgt | gas | conventional | 50.894 | 9.9972 |  | Wintershall | Heringen | K+S AG | 1967 | operating
p474 | n5270 | 15.8 | 0 | 0.4135 | steam | gas | conventional | 52.2322 | 10.0333 |  | Werk Clauen | Hohenhameln | Nordzucker AG, Werk Clauen | 2000 | special_case
p475 | n7955 | 800 | 0 | 0.4813 | ccgt | gas | conventional | 50.8617 | 6.8424 |  | Knapsack Gas I | Hürth-Knapsack | Statkraft Markets GmbH | 2006 | operating
p476 | n7955 | 430 | 0 | 0.50615 | ccgt | gas | conventional | 50.8617 | 6.8424 |  | Knapsack Gas II | Hürth-Knapsack | Statkraft Markets GmbH | 2013 | operating
p477 | n5231 | 96.5 | 126 | 0.5026 | ccgt | gas | conventional | 50.0918 | 8.5311 |  | ADS-Anlage | Industriepark Höchst | Infraserv GmbH & Co. Höchst KG | 2012 | operating
p478 | n5231 | 86 | 0 | 0.47065 | ccgt | gas | conventional | 50.0918 | 8.5311 |  | Heizkraftwerk | Industriepark Höchst | Infraserv GmbH & Co. Höchst KG | 2003 | operating
p479 | n8188 | 182 | 225 | 0.4458 | ccgt | gas | conventional | 50.8969 | 11.5857 |  | HKW Jena | Jena | Thüringer Energie AG | 1996 | operating
p480 | n5146 | 11.6 | 0 | 0.39975 | steam | gas | conventional | 49.4347 | 7.7602 |  | HKW Karcherstr. | Kaiserslautern | SWK - Stadtwerke Kaiserslautern | 1989 | operating
p481 | n5171 | 11.4 | 0 | 0.4185 | steam | gas | conventional | 51.7297 | 6.3586 |  | P&L Werk Appeldorn | Kalkar | Pfeifer & Langen Kommanditgesellschaft | 2004 | operating
p482 | n3974 | 353 | 0 | 0.4529 | ccgt | gas | conventional | 49.0125 | 8.3028 |  | Rheinhafen-Dampfkraftwerk | Karlsruhe | EnBW Energie Baden-Württemberg AG | 1998 | operating
p483 | n3974 | 37 | 0 | 0.3935 | steam | gas | conventional | 49.0144 | 8.3481 |  | Heizkraftwerk West | Karlsruhe | Stadtwerke Karlsruhe GmbH | 1984 | operating
p484 | n5246 | 50 | 0 | 0.39725 | steam | gas | conventional | 51.2791 | 9.484 |  | Kombi-HKW | Kassel | Städtische Werke Energie + Wärme GmbH | 1987 | operating
p485 | n6223 | 31 | 0 | 0.376 | steam | gas | conventional | 54.3275 | 10.1267 |  | HKW Humboldtstr. | Kiel | Stadtwerke Kiel AG | 1970 | operating
p486 | n5252 | 201.5 | 0 | 0.389 | ccgt | gas | conventional | 52.1951 | 8.6482 |  | KW Kirchlengern | Kirchlengern | Energieservice Westfalen Weser GmbH | 1980 | operating
p487 | n5020 | 23.4 | 0 | 0.406 | steam | gas | conventional | 52.0701 | 11.3853 |  | Werk Klein Wanzleben | Klein Wanzleben | Nordzucker AG, Werk Klein Wanzleben | 1994 | special_case
p488 | n5183 | 35 | 0 | 0.4387 | ccgt | gas | conventional | 50.917 | 6.9573 |  | HKW Südstadt | Köln | RheinEnergie AG | 1994 | operating
p489 | n5177 | 413 | 370 | 0.47775 | ccgt | gas | conventional | 50.9749 | 6.988 |  | HKW Niehl 2 | Köln | RheinEnergie AG | 2005 | operating
p490 | n5177 | 108 | 80 | 0.4742 | ccgt | gas | conventional | 51.0178 | 6.9643 |  | HKW Merkenich | Köln | RheinEnergie AG | 2004 | operating
p491 | n5177 | 15.5 | 0 | 0.36975 | steam | gas | conventional | 51.0179 | 6.964 |  | HKW Merkenich | Köln | RheinEnergie AG | 1965 | operating
p492 | n5183 | 15.8 | 0 | 0.46355 | ccgt | gas | conventional | 50.9431 | 7.0852 |  | HKW Merheim | Köln | RheinEnergie AG | 2001 | operating
p493 | n5177 | 459.9 | 0 | 0.4335 | steam | gas | conventional | 50.9749 | 6.9878 |  | Niehl 3 | Köln | RheinEnergie AG | 2016 | operating
p494 | n5170 | 25.8 | 0 | 0.41975 | steam | gas | conventional | 51.3392 | 6.6642 |  | KWK-Anlage Krefeld DT | Krefeld | Cargill Deutschland GmbH | 2005 | operating
p495 | n5170 | 14 | 0 | 0.40725 | steam | gas | conventional | 51.3392 | 6.6642 |  | KWK-Anlage Krefeld VM | Krefeld | Cargill Deutschland GmbH | 1995 | operating
p496 | n5170 | 12.6 | 0 | 0.42975 | steam | gas | conventional | 51.3388 | 6.5853 |  | Heizkraftwerk Krefeld | Krefeld | SWK ENERGIE GmbH | 2013 | operating
p497 | n5069 | 12.8 | 0 | 0.43515 | ccgt | gas | conventional | 51.0513 | 13.0166 |  | K&N PFK AG EV | Kriebstein | Kübler & Niethammer Papierfabrik Kriebstein AG | 1993 | operating
p498 | n5269 | 13 | 0 | 0.46 | ccgt | gas | conventional | 52.6235 | 10.2457 |  | GUD-Anlage DREWSEN | Lachendorf | DREWSEN SPEZIALPAPIERE GmbH & Co.KG | 2000 | operating
p499 | n5248 | 10.2 | 0 | 0.3885 | steam | gas | conventional | 51.9861 | 8.8073 |  | P&L Werk Lage | Lage | Pfeifer & Langen Kommanditgesellschaft | 1980 | operating
p500 | n5110 | 56 | 0 | 0.36415 | ccgt | gas | conventional | 52.5459 | 9.1136 |  | Landesbergen Gas | Landesbergen | Statkraft Markets GmbH | 1973 | operating
p501 | n5010 | 167 | 200 | 0.4458 | ccgt | gas | conventional | 51.3512 | 12.3784 |  | Heizkraftwerk Leipzig-Nord | Leipzig | Stadtwerke Leipzig GmbH | 1996 | operating
p502 | n5253 | 11.3 | 0 | 0.3885 | steam | gas | conventional | 52.0297 | 8.9072 |  | HKW-Mitte | Lemgo | Stadtwerke Lemgo GmbH | 1980 | operating
p503 | n5248 | 12.8 | 0 | 0.41475 | steam | gas | conventional | 52.0262 | 8.8666 |  | HKW-West | Lemgo | Stadtwerke Lemgo GmbH | 2001 | operating
p504 | n5011 | 52 | 0 | 0.4529 | ccgt | gas | conventional | 51.2998 | 12.0193 |  | GuD Leuna | Leuna | InfraLeuna GmbH | 1998 | operating
p505 | n5011 | 35 | 0 | 0.4387 | ccgt | gas | conventional | 51.2998 | 12.0193 |  | ILK-GuD | Leuna | InfraLeuna GmbH | 1994 | operating
p506 | n5011 | 35 | 0 | 0.4387 | ccgt | gas | conventional | 51.2998 | 12.0193 |  | ILK-GuD | Leuna | InfraLeuna GmbH/TOTAL Raffinerie Mitteldeutschland GmbH | 1994 | operating
p507 | n5011 | 37 | 0 | 0.4387 | ccgt | gas | conventional | 51.2998 | 12.0193 |  | ILK-GuD | Leuna | InfraLeuna GmbH | 1994 | operating
p508 | n5177 | 27 | 0 | 0.38975 | steam | gas | conventional | 51.0144 | 6.9873 |  | X-Kraftwerk | Leverkusen | Currenta GmbH & Co. OHG | 1981 | operating
p509 | n8548 | 116 | 0 | 0.49905 | ccgt | gas | conventional | 52.4819 | 7.3067 |  | Emsland | Lingen | RWE Generation SE | 2011 | operating
p510 | n8548 | 116 | 0 | 0.49905 | ccgt | gas | conventional | 52.4819 | 7.3067 |  | Emsland | Lingen | RWE Generation SE | 2011 | operating
p511 | n8548 | 359 | 37 | 0.36415 | ccgt | gas | conventional | 52.4819 | 7.3067 |  | Emsland | Lingen | RWE Generation SE | 1973 | operating
p512 | n8548 | 359 | 37 | 0.3677 | ccgt | gas | conventional | 52.4819 | 7.3067 |  | Emsland | Lingen | RWE Generation SE | 1974 | operating
p513 | n8548 | 887 | 50 | 0.4955 | ccgt | gas | conventional | 52.4819 | 7.3067 |  | Emsland | Lingen | RWE Generation SE | 2010 | operating
p514 | n8548 | 66 | 0 | 0.4085 | steam | gas | conventional | 52.5606 | 7.2952 |  | BP Werk Lingen | Lingen | BP Europa SE | 1996 | operating
p515 | n6090 | 37.7 | 0 | 0.431 | steam | gas | conventional | 54.1379 | 13.6671 |  | Industriekraftwerk Greifswald | Lubmin | Industriekraftwerk Greifswald GmbH | 2014 | operating
p516 | n5105 | 43 | 0 | 0.4316 | ccgt | gas | conventional | 49.514 | 8.4315 |  | KW Mitte | Ludwigshafen | BASF SE | 1992 | special_case
p517 | n5105 | 490 | 540 | 0.47775 | ccgt | gas | conventional | 49.5137 | 8.4316 |  | Kraftwerk Mitte | Ludwigshafen | BASF SE | 2005 | operating
p518 | n5105 | 390 | 420 | 0.44935 | ccgt | gas | conventional | 49.5136 | 8.4316 |  | Kraftwerk Süd | Ludwigshafen | BASF SE | 1997 | operating
p519 | n5105 | 12.5 | 0 | 0.4235 | steam | gas | conventional | 49.4531 | 8.4336 |  | BHKW Ludwigshafen | Ludwigshafen | MVV Energie AG | 2008 | operating
p520 | n5105 | 12 | 0 | 0.47065 | ccgt | gas | conventional | 49.4532 | 8.4336 |  | Industriekraftwerk Ludwigshafen | Ludwigshafen | MVV Energie AG | 2003 | operating
p521 | n5155 | 434.2 | 115 | 0.46355 | ccgt | gas | conventional | 50.0264 | 8.2379 |  | Kraftwerk Mainz | Mainz | Kraftwerke Mainz-Wiesbaden AG | 2001 | operating
p522 | n5155 | 335 | 45 | 0.37835 | ccgt | gas | conventional | 50.0252 | 8.2429 |  | Kraftwerk Mainz | Mainz | Kraftwerke Mainz-Wiesbaden AG | 1977 | operating
p523 | n8559 | 17.2 | 0 | 0.47775 | ccgt | gas | conventional | 49.5307 | 8.4709 |  | GuD-Kraftwerk | Mannheim | Energie- und Medienversorgung Sandhofer Straße GmbH & Co. KG | 2005 | operating
p524 | n5194 | 61.1 | 0 | 0.36415 | ccgt | gas | conventional | 51.6804 | 7.0969 |  | Kraftwerk III | Marl | Evonik Degussa GmbH | 1973 | operating
p525 | n5194 | 77.6 | 0 | 0.3677 | ccgt | gas | conventional | 51.6804 | 7.0969 |  | Kraftwerk III | Marl | Evonik Degussa GmbH | 1974 | operating
p526 | n5194 | 60.6 | 0 | 0.4335 | steam | gas | conventional | 51.6804 | 7.0969 |  | Kraftwerk IV | Marl | Evonik Degussa GmbH | 2016 | operating
p527 | n5151 | 42 | 0 | 0.4316 | ccgt | gas | conventional | 50.3211 | 7.2339 |  | Gemeinschaftskraftwerk Weig | Mayen | Moritz J. Weig GmbH & Co KG | 1992 | operating
p528 | n5172 | 24 | 0 | 0.40725 | steam | gas | conventional | 51.4693 | 6.6436 |  | INEOS Kraftwerk | Moers | INEOS Solvents Germany GmbH | 1995 | operating
p529 | n5067 | 34.3 | 0 | 0.411 | steam | gas | conventional | 51.127 | 13.715 |  | EVC / GLOBALFOUNDRIES | Moritzburg | Energieversorgungscenter Dresden-Wilschdorf GmbH & Co. KG | 1998 | operating
p530 | n3763 | 79.7 | 0 | 0.389 | ccgt | gas | conventional | 48.1351 | 11.582 |  | Süd DT1 | München | SWM Services GmbH | 1980 | operating
p531 | n3763 | 97.9 | 0 | 0.389 | ccgt | gas | conventional | 48.1351 | 11.582 |  | Süd GT3 | München | SWM Services GmbH | 1980 | operating
p532 | n3763 | 97.9 | 0 | 0.389 | ccgt | gas | conventional | 48.1351 | 11.582 |  | Süd GT2 | München | SWM Services GmbH | 1980 | operating
p533 | n3763 | 124.9 | 0 | 0.4742 | ccgt | gas | conventional | 48.1351 | 11.582 |  | Süd GT 61 | München | SWM Services GmbH | 2004 | operating
p534 | n3763 | 123.9 | 0 | 0.4742 | ccgt | gas | conventional | 48.1351 | 11.582 |  | Süd GT 62 | München | SWM Services GmbH | 2004 | operating
p535 | n3763 | 127.6 | 0 | 0.4742 | ccgt | gas | conventional | 48.1351 | 11.582 |  | Süd DT60 | München | SWM Services GmbH | 2004 | operating
p536 | n8615 | 11.1 | 0 | 0.4035 | steam | gas | conventional | 48.3591 | 11.7903 |  | Energiezentrale 1992 | München | Flughafen München GmbH | 1992 | special_case
p537 | n8615 | 7.4 | 0 | 0.41725 | steam | gas | conventional | 48.3591 | 11.7903 |  | Erweiterung Energiezentrale 2003 | München | Flughafen München GmbH | 2003 | operating
p538 | n8615 | 17.2 | 0 | 0.43225 | steam | gas | conventional | 48.3541 | 11.7745 |  | Energiezentrale 2016 | München | Flughafen München GmbH | 2015 | operating
p539 | n5211 | 100.2 | 120 | 0.47775 | ccgt | gas | conventional | 51.9501 | 7.6413 |  | Heizkraftwerk Hafen | Münster | Stadtwerke Münster GmbH | 2005 | operating
p540 | n6149 | 75 | 0 | 0.44935 | ccgt | gas | conventional | 53.5745 | 13.2951 |  | GuD-HKW Neubrandenburg | Neubrandenburg | Neubrandenburger Stadtwerke GmbH / VASA Kraftwerkepool GmbH und Co. KG | 1997 | operating
p541 | n5166 | 18.9 | 0 | 0.4035 | steam | gas | conventional | 51.2171 | 6.6965 |  | FS-Karton | Neuss | FS-Karton GmbH | 1992 | operating
p542 | n3765 | 25.4 | 0 | 0.4085 | steam | gas | conventional | 48.7879 | 11.7562 |  | Cogeneration | Neustadt | Bayernoil Raffineriegesellschaft mbH | 1996 | special_case
p543 | n5270 | 30.6 | 0 | 0.35475 | steam | gas | conventional | 52.1692 | 9.7909 |  | Werk Nordstemmen | Nordstemmen | Nordzucker AG, Werk Nordstemmen | 1953 | special_case
p544 | n8693 | 18.1 | 0 | 0.40725 | steam | gas | conventional | 52.618 | 7.8619 |  | Heizkraftwerk zur Papierfabrik | Nortrup | Delkeskamp Verpackungswerke GmbH | 1995 | operating
p545 | n5084 | 37.5 | 0 | 0.42095 | ccgt | gas | conventional | 52.2302 | 13.3019 |  | Thyrow | Nunsdorf | Vattenfall Europe Generation AG | 1989 | operating
p546 | n5084 | 36.5 | 0 | 0.41385 | ccgt | gas | conventional | 52.2302 | 13.3019 |  | Thyrow | Nunsdorf | Vattenfall Europe Generation AG | 1987 | operating
p547 | n5084 | 36.5 | 0 | 0.41385 | ccgt | gas | conventional | 52.2302 | 13.3019 |  | Thyrow | Nunsdorf | Vattenfall Europe Generation AG | 1987 | operating
p548 | n5084 | 36.5 | 0 | 0.41385 | ccgt | gas | conventional | 52.2302 | 13.3019 |  | Thyrow | Nunsdorf | Vattenfall Europe Generation AG | 1987 | operating
p549 | n5084 | 36.5 | 0 | 0.41385 | ccgt | gas | conventional | 52.2302 | 13.3019 |  | Thyrow | Nunsdorf | Vattenfall Europe Generation AG | 1987 | operating
p550 | n5016 | 75 | 0 | 0.47775 | ccgt | gas | conventional | 49.4386 | 11.0606 |  | HKW Sandreuth | Nürnberg | N-ERGIE AG | 2005 | operating
p551 | n5016 | 75 | 0 | 0.47775 | ccgt | gas | conventional | 49.4386 | 11.0606 |  | HKW Sandreuth | Nürnberg | N-ERGIE AG | 2005 | operating
p552 | n5260 | 383 | 0 | 0.36415 | ccgt | gas | conventional | 49.4208 | 11.0077 |  | Franken 1 | Nürnberg | Uniper Kraftwerke GmbH | 1973 | operating
p553 | n5260 | 440 | 0 | 0.3748 | ccgt | gas | conventional | 49.4208 | 11.0077 |  | Franken 1 | Nürnberg | Uniper Kraftwerke GmbH | 1976 | operating
p554 | n5016 | 4.2 | 0 | 0.43515 | ccgt | gas | conventional | 49.4059 | 11.1329 |  | GT1 | Nürnberg | Prinovis Ltd. & Co. KG | 1993 | operating
p555 | n5016 | 4.2 | 0 | 0.43515 | ccgt | gas | conventional | 49.4059 | 11.1329 |  | GT2 | Nürnberg | Prinovis Ltd. & Co. KG | 1993 | operating
p556 | n5016 | 5.1 | 0 | 0.4387 | ccgt | gas | conventional | 49.4059 | 11.1329 |  | GT3 | Nürnberg | Prinovis Ltd. & Co. KG | 1994 | operating
p557 | n5016 | 5.1 | 0 | 0.44225 | ccgt | gas | conventional | 49.4059 | 11.1329 |  | GT4 | Nürnberg | Prinovis Ltd. & Co. KG | 1995 | operating
p558 | n5186 | 23.1 | 0 | 0.3785 | steam | gas | conventional | 51.4707 | 6.8616 |  | HKW 1 | Oberhausen | Energieversorgung Oberhausen AG | 1972 | operating
p559 | n5186 | 24.5 | 0 | 0.40725 | steam | gas | conventional | 51.4707 | 6.8616 |  | HKW 2 | Oberhausen | Energieversorgung Oberhausen AG | 1995 | operating
p560 | n5125 | 36 | 0 | 0.176 | ccgt | gas | conventional | 49.8293 | 9.1482 |  | Obernburg | Obernburg | Kraftwerk Obernburg GmbH | 1920 | operating
p561 | n5125 | 64 | 0 | 0.44225 | ccgt | gas | conventional | 49.8293 | 9.1482 |  | Obernburg | Obernburg | Kraftwerk Obernburg GmbH | 1995 | operating
p562 | n8808 | 30 | 0 | 0.4035 | steam | gas | conventional | 49.5991 | 8.221 |  | HKW 1 Werk Offstein | Obrigheim | Südzucker AG Mannheim/Ochsenfurt | 1992 | operating
p563 | n3771 | 5.3 | 0 | 0.39975 | steam | gas | conventional | 47.7895 | 11.0554 |  | PWG | Peißenberg | Peißenberger Wärmegesellschaft mbH | 1989 | special_case
p564 | n3771 | 5.3 | 0 | 0.39725 | steam | gas | conventional | 47.7895 | 11.0554 |  | PWG | Peißenberg | Peißenberger Wärmegesellschaft mbH | 1987 | special_case
p565 | n4008 | 41.2 | 0 | 0.389 | ccgt | gas | conventional | 48.8832 | 8.6653 |  | Heizkraftwerk Pforzheim GmbH | Pforzheim | Heizkraftwerk Pforzheim GmbH | 1980 | operating
p566 | n5244 | 35 | 0 | 0.366 | steam | gas | conventional | 50.8126 | 9.978 |  | Hattorf | Philippsthal | K+S AG | 1962 | operating
p567 | n5244 | 17.3 | 0 | 0.42975 | steam | gas | conventional | 50.8397 | 9.9814 |  | Hattorf | Philippsthal | K+S AG | 2013 | operating
p568 | n3772 | 97.9 | 150 | 0.4955 | ccgt | gas | conventional | 48.7874 | 12.8825 |  | Kraftwerk Plattling | Plattling | Daimler AG / UPM GmbH | 2010 | operating
p569 | n5048 | 81.8 | 0 | 0.4085 | steam | gas | conventional | 52.3661 | 13.1125 |  | HKW Potsdam-Süd | Potsdam | Energie und Wasser Potsdam GmbH | 1996 | operating
p570 | n3755 | 24 | 0 | 0.41475 | steam | gas | conventional | 47.796 | 12.1193 |  | HBB | Raubling | HBB Heizkraftwerk Bauernfeind Betreibergesellschaft mbh | 2001 | operating
p571 | n3755 | 15.1 | 0 | 0.4135 | steam | gas | conventional | 48.0564 | 12.1852 |  | Kraftwerk Meggle | Reitmehring | Molkerei MEGGLE Wasserburg GmbH & Co. KG | 2000 | operating
p572 | n3987 | 9.8 | 0 | 0.42725 | steam | gas | conventional | 48.4939 | 9.1856 |  | BHKW-Hauffstraße | Reutlingen | FairEnergie GmbH | 2011 | operating
p573 | n5173 | 79 | 0 | 0.37125 | ccgt | gas | conventional | 51.5649 | 6.5782 |  | Solvay Kraftwerk Rheinberg | Rheinberg | Solvay Chemicals GmbH | 1975 | operating
p574 | n4382 | 16 | 0 | 0.3885 | steam | gas | conventional | 47.5708 | 7.8072 |  | Heizkraftwerk Evonik Rheinfelden | Rheinfelden | Evonik Degussa GmbH | 1980 | operating
p575 | n3755 | 9.8 | 0 | 0.42725 | steam | gas | conventional | 47.8561 | 12.1341 |  | Gasmotore | Rosenheim | Stadtwerke Rosenheim GmbH & Co. KG | 2011 | operating
p576 | n3755 | 9.2 | 0 | 0.42975 | steam | gas | conventional | 47.8559 | 12.1341 |  | Gasmotor 4 | Rosenheim | Stadtwerke Rosenheim GmbH & Co. KG | 2013 | operating
p577 | n3755 | 4.3 | 0 | 0.4285 | steam | gas | conventional | 47.8561 | 12.1341 |  | Gasmotor 5 | Rosenheim | Stadtwerke Rosenheim GmbH & Co. KG | 2012 | operating
p578 | n6084 | 108 | 120 | 0.4458 | ccgt | gas | conventional | 54.1255 | 12.0819 |  | GuD Marienehe | Rostock | Stadtwerke Rostock AG | 1996 | operating
p579 | n5082 | 26.5 | 0 | 0.3335 | steam | gas | conventional | 50.6869 | 11.3293 |  | HKW Schwarza | Rudolstadt | Energie- und Medienversorgung Schwarza GmbH | 1936 | operating
p580 | n5155 | 112.1 | 88 | 0.45645 | ccgt | gas | conventional | 49.992 | 8.4141 |  | GuD-Anlage Rüsselsheim | Rüsselheim | Adam Opel AG | 1999 | operating
p581 | n5101 | 75 | 0 | 0.5026 | ccgt | gas | conventional | 49.2239 | 7.0149 |  | HKW Römerbrücke | Saarbrücken | Energie SaarLorLux AG | 2012 | operating
p582 | n5101 | 38.6 | 0 | 0.4285 | steam | gas | conventional | 49.2137 | 6.9781 |  | Gas- u. Dampfturbinenanlage Südraum | Saarbrücken | ZF Friedrichshafen AG | 2012 | operating
p583 | n8793 | 82 | 0 | 0.37475 | steam | gas | conventional | 47.8081 | 10.9025 |  | UPM Schongau | Schongau | UPM GmbH | 1969 | operating
p584 | n8793 | 65 | 0 | 0.43225 | steam | gas | conventional | 47.8081 | 10.9025 |  | HKW3 UPM Schongau | Schongau | UPM GmbH | 2015 | operating
p585 | n5062 | 122 | 209 | 0.4387 | ccgt | gas | conventional | 51.4762 | 13.8891 |  | GuD Schwarzheide | Schwarzheide | BASF Schwarzheide GmbH | 1994 | operating
p586 | n6078 | 44.9 | 0 | 0.406 | steam | gas | conventional | 53.5779 | 11.3965 |  | HKW Schwerin Süd | Schwerin | Energieversorgung Schwerin GmbH & Co. Erzeugung KG | 1994 | operating
p587 | n6078 | 23 | 0 | 0.406 | steam | gas | conventional | 53.6539 | 11.373 |  | HKW Schwerin Lankow | Schwerin | Energieversorgung Schwerin GmbH & Co. Erzeugung KG | 1994 | operating
p588 | n3981 | 95 | 102 | 0.42975 | steam | gas | conventional | 48.6972 | 8.9992 |  | Heizkraftwerk Sindelfingen | Sindelfingen | Daimler AG | 2013 | operating
p589 | n6213 | 173 | 0 | 0.5097 | ccgt | gas | conventional | 53.6519 | 9.5079 |  | Dow Stade | Stade | Dow Deutschland Anlagengesellschaft mbH | 2014 | operating
p590 | n6213 | 30.7 | 0 | 0.5026 | ccgt | gas | conventional | 53.6575 | 9.502 |  | KWK AOS GmbH | Stade- Bützfleth | Aluminium Oxid Stade GmbH | 2012 | operating
p591 | n5019 | 123 | 160 | 0.4458 | ccgt | gas | conventional | 51.8655 | 11.5738 |  | GuD-Ikw Staßfurt | Staßfurt | KWG-Kraftwerksgesellschaft Staßfurt mbH | 1996 | operating
p592 | n6097 | 11.4 | 0 | 0.40725 | steam | gas | conventional | 52.83 | 11.1033 |  | Steinitz | Steinitz | GDF SUEZ E&P DEUTSCHLAND GMBH | 1995 | operating
p593 | n6097 | 22 | 0 | 0.406 | steam | gas | conventional | 52.6087 | 11.8325 |  | Heizkraftwerk Stendal | Stendal | VASA Kraftwerke-Pool GmbH & Co. KG | 1994 | operating
p594 | n3988 | 12.2 | 0 | 0.3985 | steam | gas | conventional | 48.7508 | 9.1103 |  | HKW Pfaffenwald | Stuttgart | Universität Stuttgart | 1988 | operating
p595 | n3988 | 11.3 | 0 | 0.37475 | steam | gas | conventional | 48.7508 | 9.1103 |  | HKW Pfaffenwald | Stuttgart | Universität Stuttgart | 1969 | operating
p596 | n3988 | 11.6 | 0 | 0.3735 | steam | gas | conventional | 48.7508 | 9.1103 |  | HKW Pfaffenwald | Stuttgart | Universität Stuttgart | 1968 | operating
p597 | n5281 | 13.5 | 0 | 0.40725 | steam | gas | conventional | 50.6315 | 10.6987 |  | HKW Bohrhügel | Suhl | Stadtwerke Suhl/Zella-Mehlis GmbH | 1995 | operating
p598 | n8710 | 13.4 | 0 | 0.4135 | steam | gas | conventional | 48.5109 | 9.0715 |  | BHKW Obere Viehweide | Tübingen | Stadtwerke Tübingen GmbH | 2000 | operating
p599 | n5244 | 33.6 | 0 | 0.36975 | steam | gas | conventional | 50.8132 | 9.9775 |  | Unterbreizbach | Unterbreizbach | K+S AG | 1965 | operating
p600 | n6204 | 58.1 | 0 | 0.39975 | steam | gas | conventional | 53.4032 | 8.1282 |  | PKV Kraftwerk | Varel | Papier- u. Kartonfabrik Varel GmbH & Co. KG | 1989 | operating
p601 | n6204 | 0.5 | 0 | 0.3735 | steam | gas | conventional | 53.4032 | 8.1282 |  | PKV Kraftwerk | Varel | Papier- u. Kartonfabrik Varel GmbH & Co. KG | 1968 | operating
p602 | n3756 | 415 | 25 | 0.381 | steam | gas | conventional | 48.767 | 11.58 |  | Irsching | Vohburg | Uniper Kraftwerke GmbH | 1974 | operating
p603 | n3756 | 846 | 0 | 0.4955 | ccgt | gas | conventional | 48.767 | 11.58 |  | Gemeinschaftskraftwerk Irsching | Vohburg | Gemeinschaftskraftwerk Irsching GmbH | 2010 | operating
p604 | n3756 | 545 | 0 | 0.49905 | ccgt | gas | conventional | 48.767 | 11.58 |  | Ulrich Hartmann (Irsching) | Vohburg | Uniper Kraftwerke GmbH | 2011 | operating
p605 | n8411 | 13.5 | 0 | 0.42225 | steam | gas | conventional | 50.8741 | 13.3944 |  | STW | Weißenborn | Schoeller Technocell GmbH & Co. KG | 2007 | operating
p606 | n8777 | 55 | 0 | 0.36415 | ccgt | gas | conventional | 51.6725 | 7.7099 |  | Gersteinwerk | Werne | RWE Generation SE | 1973 | operating
p607 | n8777 | 55 | 0 | 0.36415 | ccgt | gas | conventional | 51.6725 | 7.7099 |  | Gersteinwerk | Werne | RWE Generation SE | 1973 | operating
p608 | n8777 | 55 | 0 | 0.36415 | ccgt | gas | conventional | 51.6725 | 7.7099 |  | Gersteinwerk | Werne | RWE Generation SE | 1973 | operating
p609 | n8777 | 55 | 0 | 0.36415 | ccgt | gas | conventional | 51.6725 | 7.7099 |  | Gersteinwerk | Werne | RWE Generation SE | 1973 | operating
p610 | n8777 | 355 | 0 | 0.37975 | steam | gas | conventional | 51.6725 | 7.7099 |  | Gersteinwerk | Werne | RWE Generation SE | 1973 | shutdown_temporary
p611 | n8777 | 355 | 0 | 0.36415 | ccgt | gas | conventional | 51.6725 | 7.7099 |  | Gersteinwerk | Werne | RWE Generation SE | 1973 | shutdown_temporary
p612 | n8777 | 355 | 0 | 0.36415 | ccgt | gas | conventional | 51.6725 | 7.7099 |  | Gersteinwerk | Werne | RWE Generation SE | 1973 | shutdown_temporary
p613 | n8777 | 112 | 0 | 0.4032 | ccgt | gas | conventional | 51.6725 | 7.7099 |  | Gersteinwerk | Werne | RWE Generation SE | 1984 | operating
p614 | n5178 | 51.9 | 0 | 0.4458 | ccgt | gas | conventional | 50.8305 | 6.9594 |  | Gasturbine | Wesseling | Basell Polyolefine GmbH | 1996 | operating
p615 | n5155 | 25 | 0 | 0.421 | steam | gas | conventional | 50.0405 | 8.2532 |  | Wi-Biebrich | Wiesbaden | InfraServ GmbH & Co. Wiesbaden KG | 2006 | operating
p616 | n5262 | 13.2 | 0 | 0.38225 | steam | gas | conventional | 51.3181 | 9.849 |  | Gaskraftwerk | Witzenhausen | DS Smith Paper Deutschland GmbH | 1975 | special_case
p617 | n3974 | 13 | 0 | 0.42975 | steam | gas | conventional | 49.0475 | 8.2816 |  | BHKW | Woerth | Daimler AG | 2013 | operating
p618 | n8450 | 40 | 0 | 0.40975 | steam | gas | conventional | 51.6431 | 12.2289 |  | Spitzenlastkraftwerk Wolfen | Wolfen | envia THERM GmbH | 1997 | operating
p619 | n5274 | 10.4 | 0 | 0.43225 | steam | gas | conventional | 52.2953 | 10.5217 |  | BHKW Braunschweig | Wolfsburg | Volkswagen AG | 2015 | operating
p620 | n5228 | 11.5 | 0 | 0.40225 | steam | gas | conventional | 49.6633 | 8.3589 |  | Co-Generation | Worms | Grace GmbH & Co. KG | 1991 | operating
p621 | n3974 | 59 | 0 | 0.4235 | steam | gas | conventional | 49.07 | 8.307 |  | HKW Wörth | Wörth | Palm Power GmbH & Co. KG | 2008 | operating
p622 | n7549 | 19 | 0 | 0.381 | steam | gas | conventional | 52.4185 | 9.3681 |  | Sigmundshall | Wunstorf | K+S AG | 1974 | operating
p623 | n5176 | 82 | 0 | 0.47775 | ccgt | gas | conventional | 51.2689 | 7.2003 |  | HKW Barmen | Wuppertal | WSW Energie & Wasser AG | 2005 | operating
p624 | n8508 | 23 | 0 | 0.35705 | ccgt | gas | conventional | 49.8 | 9.9231 |  | Heizkraftwerke an der Friedensbrücke | Würzburg | Heizkraftwerk Würzburg GmbH | 1971 | operating
p625 | n8508 | 25 | 0 | 0.43515 | ccgt | gas | conventional | 49.8 | 9.9231 |  | Heizkraftwerke an der Friedensbrücke | Würzburg | Heizkraftwerk Würzburg GmbH | 1993 | operating
p626 | n8508 | 29.5 | 0 | 0.49195 | ccgt | gas | conventional | 49.8 | 9.9231 |  | Heizkraftwerke an der Friedensbrücke | Würzburg | Heizkraftwerk Würzburg GmbH | 2009 | operating
p627 | n8508 | 44.5 | 0 | 0.47775 | ccgt | gas | conventional | 49.8 | 9.9231 |  | Heizkraftwerke an der Friedensbrücke | Würzburg | Heizkraftwerk Würzburg GmbH | 2005 | operating
p628 | n5021 | 52 | 0 | 0.4085 | steam | gas | conventional | 52.2985 | 11.6796 |  | Zielitz | Zielitz | K+S AG | 1996 | operating
p629 | n8794 | 15.1 | 0 | 0.371 | steam | gas | conventional | 50.7055 | 6.6536 |  | Gaskraftwerk | Zülpich | Smurfit Kappa Zülpich Papier GmbH | 1966 | operating
p630 | n5110 | 431 | 0 | 0.37975 | steam | gas | conventional | 52.5459 | 9.1136 |  | Landesbergen Gas | Landesbergen | Statkraft Markets GmbH | 1973 | shutdown_temporary
p631 | n7931 | 27 | 0 |  | steam | gas | conventional | 49.9882 | 9.1558 |  | Heizkraftwerk | Aschaffenburg | DS Smith Paper Deutschland GmbH |  | shutdown
p632 | n5181 | 14.4 | 0 | 0.37475 | steam | gas | conventional | 50.7338 | 7.0805 |  | Heizkraftwerk Süd | Bonn | Energie- und Wasserversorgung Bonn/Rhein-Sieg GmbH | 1969 | shutdown
p633 | n5051 | 50 | 0 | 0.49195 | ccgt | gas | conventional | 51.5167 | 14.3666 |  | GuD Anlage Spreetal | Spreetal | Alpiq Spreetal GmbH | 2009 | shutdown
p634 | n5245 | 12.2 | 0 | 0.36475 | steam | gas | conventional | 51.2588 | 9.4334 |  | HKW Kassel | Baunatal | Volkswagen AG | 1961 | shutdown
p635 | n5229 | 21 | 0 | 0.41975 | steam | gas | conventional | 49.5555 | 8.6638 |  | Kraftwerk Freudenberg Weinheim | Weinheim | Freudenberg Service KG | 2005 | shutdown
p636 | n5229 | 21 | 0 | 0.391 | steam | gas | conventional | 49.5555 | 8.6638 |  | Kraftwerk Freudenberg Weinheim | Weinheim | Freudenberg Service KG | 1982 | shutdown
p637 | n6213 | 190 | 0 | 0.3785 | steam | gas | conventional | 53.6519 | 9.5079 |  | Dow Stade | Stade | Dow Deutschland Anlagengesellschaft mbH | 1972 | shutdown
p638 | n4010 | 55 | 0 | 0.36415 | ccgt | gas | conventional | 48.7825 | 9.2315 |  | Heizkraftwerk Stuttgart-Gaisburg | Stuttgart | EnBW Energie Baden-Württemberg AG | 1973 | shutdown
p639 | n8802 | 55 | 0 | 0.37125 | ccgt | gas | conventional | 51.984 | 8.4514 |  | Gasturbinenkraftwerk Bielefeld Ummeln | Bielefeld | Uniper Kraftwerke GmbH | 1975 | shutdown
p640 | n5109 | 65 | 0 | 0.3677 | ccgt | gas | conventional | 52.19 | 8.9332 |  | Kraftwerk Veltheim | Porta Westfalica | Uniper Kraftwerke GmbH | 1974 | shutdown
p641 | n5109 | 335 | 0 | 0.38225 | steam | gas | conventional | 52.187 | 8.9302 |  | Kraftwerk Veltheim | Porta Westfalica | Uniper Kraftwerke GmbH | 1975 | shutdown
p642 | n3763 | 80 | 0 | 0.37125 | ccgt | gas | conventional | 48.1883 | 11.595 |  | Freimann GT 1 | München | SWM Services GmbH | 1975 | shutdown
p643 | n3763 | 80 | 0 | 0.37125 | ccgt | gas | conventional | 48.1883 | 11.595 |  | Freimann GT 2 | München | SWM Services GmbH | 1975 | shutdown
p644 | n5018 | 9 | 0 | 0.4458 | ccgt | gas | conventional | 51.5942 | 11.5729 |  | GuD-Ikw Staßfurt | Staßfurt | KWG-Kraftwerksgesellschaft Staßfurt mbH | 1996 | shutdown
p645 | n5049 | 144 | 240 | 0.37975 | steam | gas | conventional | 52.4252 | 13.3098 |  | Lichterfelde | Berlin | Vattenfall Europe Wärme AG | 1973 | shutdown
p646 | n4008 | 11.3 | 0 | 0.37475 | steam | gas | conventional | 48.8832 | 8.6653 |  | Heizkraftwerk Pforzheim GmbH | Pforzheim | Heizkraftwerk Pforzheim GmbH | 1969 | shutdown
p647 | n5084 | 37.5 | 0 | 0.42095 | ccgt | gas | conventional | 52.2302 | 13.3019 |  | Thyrow | Nunsdorf | Vattenfall Europe Generation AG | 1989 | shutdown
p648 | n5084 | 37.5 | 0 | 0.42095 | ccgt | gas | conventional | 52.2302 | 13.3019 |  | Thyrow | Nunsdorf | Vattenfall Europe Generation AG | 1989 | shutdown
p649 | n5084 | 37.5 | 0 | 0.42095 | ccgt | gas | conventional | 52.2302 | 13.3019 |  | Thyrow | Nunsdorf | Vattenfall Europe Generation AG | 1989 | shutdown
p650 | n6193 | 1410 | 0 | 0.33 | steam | uran | conventional | 53.8511 | 9.3459 |  | Brokdorf | Brokdorf | E.ON Kernkraft GmbH | 1986 | operating
p651 | n5111 | 1360 | 0 | 0.33 | steam | uran | conventional | 52.0356 | 9.4135 |  | Grohnde | Emmerthal | E.ON Kernkraft GmbH | 1985 | operating
p652 | n3768 | 1410 | 0 | 0.33 | steam | uran | conventional | 48.6046 | 12.2951 |  | Isar 2 | Essenbach | E.ON Kernkraft GmbH | 1988 | operating
p653 | n3996 | 1284 | 0 | 0.33 | steam | uran | conventional | 48.515 | 10.4016 |  | Kernkraft Gundremmingen | Gundremmingen | E.ON Kernkraft GmbH | 1984 | operating
p654 | n3996 | 1288 | 0 | 0.33 | steam | uran | conventional | 48.5161 | 10.3982 |  | Kernkraft Gundremmingen | Gundremmingen | Kernkraftwerk Gundremmingen GmbH (KGG) | 1984 | operating
p655 | n8548 | 1336 | 0 | 0.33 | steam | uran | conventional | 52.4819 | 7.3067 |  | Kernkraftwerk Emsland | Lingen | Kernkraftwerke Lippe-Ems GmbH (KLE) | 1988 | operating
p656 | n7942 | 1310 | 0 | 0.33 | steam | uran | conventional | 49.0411 | 9.175 |  | Gemeinschaftskernkraftwerk Neckarwestheim II | Neckarwestheim | EnBW Energie Baden-Württemberg AG | 1989 | operating
p657 | n5217 | 1402 | 0 | 0.33 | steam | uran | conventional | 49.2527 | 8.4354 |  | Kernkraftwerk Philippsburg 2 | Philippsburg | EnBW Energie Baden-Württemberg AG | 1985 | operating
p658 | n5276 | 1275 | 0 | 0.33 | steam | uran | conventional | 49.9844 | 10.1818 |  | Grafenrheinfeld | Grafenrheinfeld | E.ON Kernkraft GmbH | 1982 | shutdown
p659 | n5263 | 2.8 | 0 | 0.3784 | ccot | oil | conventional | 51.9851 | 9.8225 |  | Werkskraftwerk Sappi Alfeld | Alfeld | Sappi Alfeld GmbH | 1994 | shutdown_temporary
p660 | n7931 | 0.5 | 0 | 0.3751 | ccot | oil | conventional | 49.9882 | 9.1558 |  | Notstromdiesel | Aschaffenburg | DS Smith Paper Deutschland GmbH | 1991 | operating
p661 | n5164 | 0.8 | 0 | 0.3795 | ccot | oil | conventional | 50.9456 | 6.665 |  | Kraftwerk | Bergheim | Martinswerk GmbH | 1995 | shutdown_temporary
p662 | n5049 | 276 | 330 | 0.3597 | ccot | oil | conventional | 52.4816 | 13.3076 |  | Wilmersdorf | Berlin | Vattenfall Europe Wärme AG | 1977 | operating
p663 | n6082 | 51 | 0 | 0.3046 | ccot | oil | conventional | 52.5374 | 13.3461 |  | Moabit | Berlin | Vattenfall Europe Wärme Aktiengesellschaft | 1971 | operating
p664 | n6192 | 88 | 0 | 0.3124 | ccot | oil | conventional | 53.1289 | 8.6852 |  | KW Mittelsbüren | Bremen | swb Erzeugung GmbH & Co. KG | 1974 | operating
p665 | n6210 | 63.5 | 0 | 0.3098 | ccot | oil | conventional | 53.8925 | 9.2011 |  | Brunsbüttel | Brunsbüttel | Vattenfall Europe Generation AG | 1973 | operating
p666 | n6210 | 63.5 | 0 | 0.3098 | ccot | oil | conventional | 53.8925 | 9.2011 |  | Brunsbüttel | Brunsbüttel | Vattenfall Europe Generation AG | 1973 | operating
p667 | n6210 | 63.5 | 0 | 0.3098 | ccot | oil | conventional | 53.8925 | 9.2011 |  | Brunsbüttel | Brunsbüttel | Vattenfall Europe Generation AG | 1973 | operating
p668 | n6210 | 63.5 | 0 | 0.3098 | ccot | oil | conventional | 53.8925 | 9.2011 |  | Brunsbüttel | Brunsbüttel | Vattenfall Europe Generation AG | 1973 | operating
p669 | n5179 | 86.2 | 0 | 0.3202 | ccot | oil | conventional | 51.2228 | 6.8137 |  | GT | Düsseldorf | Stadtwerke Düsseldorf AG | 1977 | operating
p670 | n5223 | 24.8 | 0 | 0.3971 | ccot | oil | conventional | 50.5664 | 9.6861 |  | Kraftwerk Fulda | Fulda | RhönEnergie Fulda GmbH | 2011 | operating
p671 | n5034 | 17 | 0 | 0.3795 | ccot | oil | conventional | 51.1614 | 12.7815 |  | Spitzenlastkraftwerk Sermuth | Großbothen | envia THERM GmbH | 1995 | operating
p672 | n5011 | 120 | 0 | 0.3644 | ccot | oil | conventional | 51.2919 | 11.9465 |  | Spitzenlastkraftwerk Großkayna | Großkayna | envia THERM GmbH | 1994 | operating
p673 | n3756 | 386 | 0 | 0.3553 | ccot | oil | conventional | 48.7614 | 11.503 |  | Ingolstadt | Großmehring | Uniper Kraftwerke GmbH | 1973 | operating
p674 | n3756 | 386 | 0 | 0.3564 | ccot | oil | conventional | 48.7614 | 11.503 |  | Ingolstadt | Großmehring | Uniper Kraftwerke GmbH | 1974 | operating
p675 | n6235 | 38 | 0 | 0.3773 | ccot | oil | conventional | 53.4852 | 9.9696 |  | EEV | Hamburg | Shell Deutschland Oil GmbH | 1993 | operating
p676 | n3755 | 23.2 | 0 | 0.3332 | ccot | oil | conventional | 47.7524 | 11.8398 |  | Kraftwerk Hausham | Hausham | Peissenberger Kraftwerksgesellschaft mbH Kraftwerk Hausham | 1982 | operating
p677 | n3755 | 23.2 | 0 | 0.3332 | ccot | oil | conventional | 47.7524 | 11.8398 |  | Kraftwerk Hausham | Hausham | Peissenberger Kraftwerksgesellschaft mbH Kraftwerk Hausham | 1982 | operating
p678 | n3755 | 23.2 | 0 | 0.3332 | ccot | oil | conventional | 47.7524 | 11.8398 |  | Kraftwerk Hausham | Hausham | Peissenberger Kraftwerksgesellschaft mbH Kraftwerk Hausham | 1982 | operating
p679 | n3755 | 23.2 | 0 | 0.3332 | ccot | oil | conventional | 47.7524 | 11.8398 |  | Kraftwerk Hausham | Hausham | Peissenberger Kraftwerksgesellschaft mbH Kraftwerk Hausham | 1982 | operating
p680 | n6210 | 44.5 | 0 | 0.3432 | ccot | oil | conventional | 54.1549 | 9.0766 |  | Kraftwerk Raffinerie Heide | Hemminstedt | Raffinerie Heide GmbH | 1962 | operating
p681 | n5172 | 4.8 | 0 | 0.3817 | ccot | oil | conventional | 51.5224 | 6.5747 |  | Abfallentsorgungszentrum Asdonkshof | Kamp-Lintfort | Kreis Weseler Abfallgesellschaft mbH & Co. KG (KWA) | 1997 | operating
p682 | n3974 | 45 | 0 | 0.3795 | ccot | oil | conventional | 49.0608 | 8.3244 |  | MiRO | Karlsruhe | Mineraloelraffinerie Oberrhein GmbH & Co. KG | 1995 | operating
p683 | n3974 | 25 | 0 | 0.3795 | ccot | oil | conventional | 49.0608 | 8.3244 |  | MiRO | Karlsruhe | Mineraloelraffinerie Oberrhein GmbH & Co. KG | 1995 | operating
p684 | n5183 | 80 | 235 | 0.38 | ccot | oil | conventional | 50.8548 | 6.9808 |  | Raffineriekraftwerk Köln Godorf | Köln | Shell Deutschland Oil GmbH | 2004 | operating
p685 | n5011 | 92.5 | 208 | 0.38 | ccot | oil | conventional | 51.2998 | 12.0193 |  | Raffineriekraftwerk | Leuna | TOTAL Raffinerie Mitteldeutschland GmbH | 1997 | operating
p686 | n3988 | 77.4 | 0 | 0.3046 | ccot | oil | conventional | 48.9275 | 9.23 |  | Dampfkraftwerk Marbach am Neckar | Marbach | EnBW Energie Baden-Württemberg AG | 1971 | operating
p687 | n3988 | 85 | 0 | 0.38 | ccot | oil | conventional | 48.9275 | 9.23 |  | Dampfkraftwerk Marbach am Neckar | Marbach | EnBW Energie Baden-Württemberg AG | 1975 | operating
p688 | n3988 | 262 | 0 | 0.38 | ccot | oil | conventional | 48.9275 | 9.23 |  | Dampfkraftwerk Marbach am Neckar | Marbach | EnBW Energie Baden-Württemberg AG | 1975 | operating
p689 | n8793 | 11.4 | 0 | 0.3718 | ccot | oil | conventional | 48.0627 | 10.4866 |  | DKW Nord | Mindelheim | Vereinigte Wertach-Elektrizitätswerke GmbH | 1988 | operating
p690 | n6212 | 88 | 0 | 0.3542 | ccot | oil | conventional | 53.9664 | 9.4495 |  | Itzehoe | Oldendorf | Uniper Kraftwerke GmbH | 1972 | operating
p691 | n6220 | 87 | 0 | 0.3553 | ccot | oil | conventional | 54.2907 | 9.7228 |  | Audorf | Osterrönfeld | Uniper Kraftwerke GmbH | 1973 | operating
p692 | n6083 | 28 | 0 | 0.3542 | ccot | oil | conventional | 53.0982 | 14.2345 |  | IKS PCK Schwedt | PCK Schwedt | PCK Raffinerie GmbH | 1972 | operating
p693 | n6083 | 34.5 | 0 | 0.3784 | ccot | oil | conventional | 53.0982 | 14.2345 |  | IKS PCK Schwedt | PCK Schwedt | PCK Raffinerie GmbH | 1994 | operating
p694 | n6083 | 106 | 0 | 0.3817 | ccot | oil | conventional | 53.0982 | 14.2345 |  | IKS PCK Schwedt | PCK Schwedt | PCK Raffinerie GmbH | 1997 | operating
p695 | n6083 | 106 | 0 | 0.3828 | ccot | oil | conventional | 53.0982 | 14.2345 |  | IKS PCK Schwedt | PCK Schwedt | PCK Raffinerie GmbH | 1998 | operating
p696 | n6083 | 59 | 0 | 0.3971 | ccot | oil | conventional | 53.0982 | 14.2345 |  | IKS PCK Schwedt | PCK Schwedt | PCK Raffinerie GmbH | 2011 | operating
p697 | n8793 | 11.4 | 0 | 0.3663 | ccot | oil | conventional | 47.9125 | 10.6117 |  | DKW Leinau | Pforzen | Vereinigte Wertach-Elektrizitätswerke GmbH | 1983 | operating
p698 | n4010 | 23.3 | 0 | 0.3124 | ccot | oil | conventional | 48.8158 | 9.2211 |  | Restmüll-Heizkraftwerk Stuttgart-Münster | Stuttgart | EnBW Energie Baden-Württemberg AG | 1974 | operating
p699 | n4010 | 23.3 | 0 | 0.3124 | ccot | oil | conventional | 48.8158 | 9.2211 |  | Restmüll-Heizkraftwerk Stuttgart-Münster | Stuttgart | EnBW Energie Baden-Württemberg AG | 1974 | operating
p700 | n4010 | 23.3 | 0 | 0.3124 | ccot | oil | conventional | 48.8158 | 9.2211 |  | Restmüll-Heizkraftwerk Stuttgart-Münster | Stuttgart | EnBW Energie Baden-Württemberg AG | 1974 | operating
p701 | n7942 | 136 | 0 | 0.3306 | ccot | oil | conventional | 49.0175 | 9.1574 |  | Kraftwerk Walheim | Walheim | EnBW Energie Baden-Württemberg AG | 1981 | operating
p702 | n3994 | 24 | 0 | 0.3488 | ccot | oil | conventional | 47.6835 | 10.3191 |  | SKW Gasturbine | Waltenhofen-Veits | Allgäuer Überlandwerk GmbH | 1988 | operating
p703 | n3994 | 10.5 | 0 | 0.3608 | ccot | oil | conventional | 47.6835 | 10.3191 |  | SKW Diesel | Waltenhofen-Veits | Allgäuer Überlandwerk GmbH | 1978 | operating
p704 | n8635 | 50.5 | 0 | 0.3072 | ccot | oil | conventional | 53.5663 | 9.7285 |  | Wedel | Wedel | Vattenfall Europe Generation AG | 1972 | operating
p705 | n8635 | 50.5 | 0 | 0.3072 | ccot | oil | conventional | 53.5663 | 9.7285 |  | Wedel | Wedel | Vattenfall Europe Generation AG | 1972 | operating
p706 | n5203 | 206 | 0 | 0.38 | ccot | oil | conventional | 51.2756 | 7.7064 |  | Kraftwerk Werdohl-Elverlingsen | Werdohl | Mark-E AG | 1975 | shutdown_temporary
p707 | n5178 | 66.3 | 0 | 0.38 | ccot | oil | conventional | 50.8305 | 6.9594 |  | Kraftwerk | Wesseling | Basell Polyolefine GmbH | 1962 | operating
p708 | n6190 | 56 | 0 | 0.3098 | ccot | oil | conventional | 53.5658 | 8.1462 |  | Wilhelmshaven | Wilhelmshaven | Uniper Kraftwerke GmbH | 1973 | operating
p709 | n5176 | 60 | 0 | 0.38 | ccot | oil | conventional | 51.2689 | 7.2003 |  | Spitzenlastanlage Barmen | Wuppertal | WSW Energie & Wasser AG | 2008 | operating
p710 | n8662 | 18.5 | 0 | 0.3773 | ccot | oil | conventional | 51.0489 | 12.1104 |  | EZ1 | Zeitz | Südzucker AG Mannheim/Ochsenfurt, Werk Zeitz | 1993 | special_case
p711 | n3761 | 46 | 0 | 0.3176 | ccot | oil | conventional | 48.4553 | 11.8019 |  | Zolling | Zolling | ENGIE Deutschland AG | 1976 | operating
p712 | n6234 | 30 | 0 | 0.3564 | ccot | oil | conventional | 54.8051 | 9.4324 |  | HKW Flensburg | Flensburg | Stadtwerke Flensburg GmbH | 1974 | shutdown
p713 | n3770 | 19 | 0 | 0.3608 | ccot | oil | conventional | 48.8591 | 13.0069 |  | Spitzenkraftwerk | Deggendorf | Eurowatt Spitzenkraft GmbH | 1978 | shutdown
p714 | n8422 | 15 | 0 | 0.3748 | steam | waste | conventional | 49.3635 | 7.2371 |  | Großbatteriesystem (GBS)-Bexbach | Bexbach | STEAG Battery System GmbH | 2016 | operating
p715 | n6192 | 160 | 0 | 0.35567 | steam | waste | conventional | 53.1289 | 8.6852 |  | KW Mittelsbüren | Bremen | Arcelor Mittal Bremen GmbH | 1975 | operating
p716 | n5140 | 85 | 0 | 0.372 | steam | waste | conventional | 49.3548 | 6.7315 |  | Gichtgaskraftwerk Dillingen | Dillingen/Saar | Aktien-Gesellschaft der Dillinger Hüttenwerke, ROGESA Roheisengesellschaft Saar mbH und Zentralkokerei Saar GmbH, als Bruchteilsgemeinschaft | 2010 | operating
p717 | n5186 | 21 | 0 | 0.372 | steam | waste | conventional | 51.4191 | 6.7385 |  | DK Kraftwerk | Duisburg | DK Recycling und Roheisen GmbH | 2010 | operating
p718 | n5186 | 60 | 0 | 0.34633 | steam | waste | conventional | 51.4597 | 6.7306 |  | Duisburg Ruhrort 2 | Duisburg - Ruhrort | ThyssenKrupp Steel Europe AG | 1955 | operating
p719 | n5186 | 95 | 0 | 0.35007 | steam | waste | conventional | 51.4597 | 6.7306 |  | Duisburg Ruhrort 3 | Duisburg - Ruhrort | ThyssenKrupp Steel Europe AG | 1963 | operating
p720 | n5186 | 170 | 0 | 0.3524 | steam | waste | conventional | 51.4597 | 6.7306 |  | Duisburg Ruhrort 4 | Duisburg - Ruhrort | ThyssenKrupp Steel Europe AG | 1968 | operating
p721 | n5187 | 303 | 34 | 0.35567 | steam | waste | conventional | 51.3679 | 6.7167 |  | Huckingen | Duisburg-Huckingen | Hüttenwerke Krupp Mannesmann GmbH | 1975 | operating
p722 | n5187 | 303 | 34 | 0.35613 | steam | waste | conventional | 51.3679 | 6.7167 |  | Huckingen | Duisburg-Huckingen | Hüttenwerke Krupp Mannesmann GmbH | 1976 | operating
p723 | n5102 | 15 | 0 | 0.3748 | steam | waste | conventional | 51.5267 | 6.7187 |  | Großbatteriesystem (GBS)-Walsum | Duisburg-Walsum | STEAG Battery System GmbH | 2016 | operating
p724 | n5054 | 23.5 | 0 | 0.37247 | steam | waste | conventional | 52.1688 | 14.6408 |  | EBS-Heizkraftwerk | Eisenhüttenstadt | Propower GmbH | 2011 | operating
p725 | n5054 | 45 | 0 | 0.3454 | steam | waste | conventional | 52.1674 | 14.627 |  | IKW | Eisenhüttenstadt | Arcelor Mittal Eisenhüttenstadt GmbH | 1953 | operating
p726 | n5054 | 56 | 0 | 0.3734 | steam | waste | conventional | 52.1674 | 14.627 |  | IKW | Eisenhüttenstadt | Arcelor Mittal Eisenhüttenstadt GmbH | 2013 | operating
p727 | n5102 | 59 | 0 | 0.34773 | steam | waste | conventional | 51.491 | 6.7275 |  | Duisburg Hamborn 3 | Hamborn | ThyssenKrupp Steel Europe AG | 1958 | operating
p728 | n5102 | 101 | 0 | 0.35613 | steam | waste | conventional | 51.491 | 6.7275 |  | Duisburg Hamborn 4 | Hamborn | ThyssenKrupp Steel Europe AG | 1976 | operating
p729 | n5102 | 225 | 150 | 0.36873 | steam | waste | conventional | 51.5006 | 6.7303 |  | Duisburg Hamborn 5 | Hamborn | ThyssenKrupp Steel Europe AG | 2003 | operating
p730 | n5196 | 15 | 0 | 0.3748 | steam | waste | conventional | 51.5508 | 7.1875 |  | Großbatteriesystem (GBS)-Herne | Herne | STEAG Battery System GmbH | 2016 | operating
p731 | n5158 | 15.5 | 0 | 0.35007 | steam | waste | conventional | 51.0695 | 6.8467 |  | O10 | Köln | Ineos Manufacturing Deutschland GmbH | 1963 | operating
p732 | n5158 | 19.2 | 0 | 0.35007 | steam | waste | conventional | 51.0695 | 6.8467 |  | O10 | Köln | Ineos Manufacturing Deutschland GmbH | 1963 | operating
p733 | n5158 | 15.5 | 0 | 0.35007 | steam | waste | conventional | 51.0695 | 6.8467 |  | O10 | Köln | Ineos Manufacturing Deutschland GmbH | 1963 | operating
p734 | n5158 | 10.4 | 0 | 0.35147 | steam | waste | conventional | 51.0695 | 6.8467 |  | O10 | Köln | Ineos Manufacturing Deutschland GmbH | 1966 | operating
p735 | n5158 | 33.6 | 0 | 0.35193 | steam | waste | conventional | 51.0695 | 6.8467 |  | O10 | Köln | Ineos Manufacturing Deutschland GmbH | 1967 | operating
p736 | n5011 | 8.7 | 0 | 0.36453 | steam | waste | conventional | 51.2998 | 12.0193 |  | ILK-GuD | Leuna | InfraLeuna GmbH | 1994 | operating
p737 | n5019 | 14 | 0 | 0.36733 | steam | waste | conventional | 51.7999 | 11.7581 |  | ILK-EKT | Leuna | InfraLeuna GmbH | 2000 | operating
p738 | n5011 | 20 | 0 | 0.372 | steam | waste | conventional | 51.2998 | 12.0193 |  | ILK-GuD | Leuna | InfraLeuna GmbH | 2010 | operating
p739 | n3979 | 56 | 280 | 0.35053 | steam | waste | conventional | 48.5529 | 8.4074 |  | Kraftwerk Nord | Ludwigshafen | BASF SE | 1964 | operating
p740 | n7545 | 15 | 0 | 0.3748 | steam | waste | conventional | 51.6132 | 7.5098 |  | Großbatteriesystem (GBS)-Lünen | Lünen | STEAG Battery System GmbH | 2016 | operating
p741 | n6224 | 53.6 | 0 | 0.37387 | steam | waste | conventional | 54.0821 | 10.15 |  | Heizkraftwerk NMS | Neumünster | SWN Stadtwerke Neumünster GmbH | 2014 | operating
p742 | n5189 | 38 | 0 | 0.3342 | steam | waste | conventional | 51.5246 | 6.8011 |  | Oxea GmbH | Oberhausen | Oxea GmbH | 1929 | operating
p743 | n5101 | 15 | 0 | 0.3748 | steam | waste | conventional | 49.3341 | 7.0314 |  | Großbatteriesystem (GBS)-Weiher | Quierschied | STEAG Battery System GmbH | 2016 | operating
p744 | n5114 | 94.5 | 0 | 0.33887 | steam | waste | conventional | 52.1579 | 10.3958 |  | Kraftwerk Salzgitter | Salzgitter | Salzgitter Flachstahl GmbH | 1939 | operating
p745 | n5114 | 97 | 0 | 0.372 | steam | waste | conventional | 52.1579 | 10.3958 |  | Kraftwerk Salzgitter | Salzgitter | Salzgitter Flachstahl GmbH | 2010 | operating
p746 | n5114 | 97 | 0 | 0.372 | steam | waste | conventional | 52.1579 | 10.3958 |  | Kraftwerk Salzgitter | Salzgitter | Salzgitter Flachstahl GmbH | 2010 | operating
p747 | n8793 | 6 | 0 | 0.3622 | steam | waste | conventional | 47.8081 | 10.9025 |  | UPM Schongau | Schongau | UPM GmbH | 1989 | operating
p748 | n8479 | 15 | 0 | 0.3748 | steam | waste | conventional | 49.249 | 6.8792 |  | Großbatteriesystem (GBS)-Fenne | Völklingen | STEAG Battery System GmbH | 2016 | operating
p749 | n5262 | 28 | 0 | 0.37153 | steam | waste | conventional | 51.3181 | 9.849 |  | EBS-Kraftwerk Witzenhausen | Witzenhausen | B+T Energie GmbH | 2009 | operating
p750 | n6192 | 110 | 0 | 0.3552 | steam | waste | conventional | 53.1289 | 8.6852 |  | KW Mittelsbüren | Bremen | swb Erzeugung GmbH & Co. KG | 1974 | shutdown
p751 | n5280 | 19.7 | 0 | 0.34587 | steam | waste | conventional | 50.0985 | 8.653 |  | HKW West | Frankfurt am Main | Mainova AG | 1954 | shutdown
p752 | n5151 | 12.5 | 0 | 0.37153 | steam | waste | conventional | 50.4349 | 7.4321 |  | IHKW Andernach | Andernach | IHKW Industrieheizkraftwerk Andernach GmbH | 2009 | operating
p753 | n4001 | 10 | 0 | 0.36407 | steam | waste | conventional | 48.4011 | 10.9356 |  | AVA GmbH | Augsburg | AVA Abfallverwertung Augsburg GmbH | 1993 | operating
p754 | n6082 | 36 | 0 | 0.3664 | steam | waste | conventional | 52.5321 | 13.2461 |  | Reuter | Berlin | Vattenfall Europe Wärme Aktiengesellschaft | 1998 | operating
p755 | n5019 | 35 | 0 | 0.372 | steam | waste | conventional | 51.8012 | 11.7544 |  | Dampfturbinenanlage der EBS-Kessel | Bernburg | Solvay Chemicals GmbH | 2010 | operating
p756 | n5251 | 34 | 0 | 0.35847 | steam | waste | conventional | 52.0427 | 8.6072 |  | MVA Bielefeld | Bielefeld | MVA Bielefeld-Herford GmbH | 1981 | operating
p757 | n8450 | 9.9 | 0 | 0.372 | steam | waste | conventional | 51.6296 | 12.2892 |  | PD energy GmbH | Bitterfeld - Wolfen | PD energy GmbH | 2010 | operating
p758 | n3981 | 9.5 | 0 | 0.36687 | steam | waste | conventional | 48.6855 | 9.0495 |  | Restmüllheizkraftwerk Böblingen | Böblingen | Zweckverband Restmüllheizkraftwerk Böblingen | 1999 | operating
p759 | n5181 | 12 | 0 | 0.36313 | steam | waste | conventional | 50.7338 | 7.0805 |  | Heizkraftwerk Karlstraße | Bonn | Energie- und Wasserversorgung Bonn/Rhein-Sieg GmbH | 1991 | operating
p760 | n6192 | 33 | 0 | 0.37153 | steam | waste | conventional | 53.1248 | 8.7289 |  | KW Hafen | Bremen | swb Entsorgung GmbH & Co. KG | 2009 | operating
p761 | n8636 | 44 | 0 | 0.37293 | steam | waste | conventional | 53.1146 | 8.8182 |  | MHKW | Bremen | swb Entsorgung GmbH & Co. KG | 2012 | operating
p762 | n6233 | 14 | 0 | 0.3566 | steam | waste | conventional | 53.5478 | 8.6179 |  | BEG | Bremerhaven | Bremerhavener Entsorgungsgesellschaft mbH | 1977 | operating
p763 | n3767 | 12.5 | 0 | 0.36453 | steam | waste | conventional | 48.1851 | 12.7361 |  | MHKW Burgkirchen | Burgkirchen | Zweckverband Abfallverwertung Südostbayern | 1994 | operating
p764 | n5179 | 48.9 | 0 | 0.34633 | steam | waste | conventional | 51.2246 | 6.8154 |  | DT | Düsseldorf | Stadtwerke Düsseldorf AG | 1955 | special_case
p765 | n5179 | 53.7 | 0 | 0.36733 | steam | waste | conventional | 51.2228 | 6.8137 |  | DT | Düsseldorf | Stadtwerke Düsseldorf AG | 2000 | operating
p766 | n3966 | 13.6 | 0 | 0.36967 | steam | waste | conventional | 47.8906 | 7.6161 |  | TREA Breisgau | Eschbach | EEW Energy from Waste Saarbrücken GmbH | 2005 | operating
p767 | n5185 | 38 | 0 | 0.36127 | steam | waste | conventional | 51.5154 | 6.9938 |  | Karnap | Essen | RWE Generation SE | 1987 | operating
p768 | n5280 | 26 | 0 | 0.3664 | steam | waste | conventional | 50.1617 | 8.636 |  | MHKW Frankfurt | Frankfurt am Main | Mainova AG | 1998 | operating
p769 | n5280 | 46.5 | 0 | 0.37013 | steam | waste | conventional | 50.1617 | 8.6363 |  | MHKW Frankfurt | Frankfurt am Main | Mainova AG | 2006 | operating
p770 | n6193 | 17 | 0 | 0.372 | steam | waste | conventional | 53.7818 | 9.4258 |  | Steinbeis Energie | Glückstadt | Steinbeis Energie GmbH | 2010 | operating
p771 | n3991 | 11 | 0 | 0.37153 | steam | waste | conventional | 48.6823 | 9.6713 |  | EEW Göppingen | Göppingen | EEW Energy from Waste Göppingen GmbH | 2009 | operating
p772 | n5062 | 23.3 | 0 | 0.37107 | steam | waste | conventional | 51.5929 | 14.0241 |  | EEW Großräschen | Großräschen | EEW Energy from Waste Großräschen GmbH | 2008 | operating
p773 | n6235 | 24 | 0 | 0.36687 | steam | waste | conventional | 53.5209 | 9.9348 |  | MVR Müllverwertung Rugenberger Damm GmbH & Co. KG | Hamburg | MVR Müllverwertung Rugenberger Damm GmbH & Co. KG | 1999 | operating
p774 | n5111 | 14.7 | 0 | 0.32627 | steam | waste | conventional | 52.0988 | 9.3882 |  | Enertec Hameln | Hameln | Enertec Hameln GmbH | 1912 | operating
p775 | n8777 | 14.6 | 0 | 0.36033 | steam | waste | conventional | 51.6804 | 7.7442 |  | MVA Hamm | Hamm | MHB Hamm Betriebsführungsgesellschaft mbH | 1985 | operating
p776 | n5268 | 22.5 | 0 | 0.36967 | steam | waste | conventional | 52.4118 | 9.853 |  | EEW Energy from Waste Hannover GmbH | Hannover | EEW Energy from Waste Hannover GmbH | 2005 | operating
p777 | n5115 | 37.5 | 0 | 0.3664 | steam | waste | conventional | 52.1714 | 10.9764 |  | TRV Buschhaus | Helmstedt | EEW Energy from Waste Helmstedt GmbH | 1998 | operating
p778 | n5196 | 12.5 | 0 | 0.35893 | steam | waste | conventional | 51.5573 | 7.1641 |  | RZR Herten I | Herten | AGR Abfallentsorgungsgesellschaft Ruhrgebiet mbH | 1982 | operating
p779 | n5196 | 17.1 | 0 | 0.37153 | steam | waste | conventional | 51.5573 | 7.1641 |  | RZR Herten II | Herten | AGR Abfallentsorgungsgesellschaft Ruhrgebiet mbH | 2009 | operating
p780 | n7955 | 33.4 | 0 | 0.37107 | steam | waste | conventional | 50.8577 | 6.8502 |  | EBKW Knapsack | Hürth | EBS - Kraftwerks GmbH | 2008 | operating
p781 | n3756 | 25.5 | 0 | 0.35987 | steam | waste | conventional | 48.7645 | 11.4918 |  | MVA Ingolstadt | Ingolstadt | Zweckverband Müllverwertungsanlage Ingolstadt (MVA Ingolstadt) | 1984 | operating
p782 | n5203 | 12.6 | 0 | 0.35847 | steam | waste | conventional | 51.3971 | 7.6967 |  | AMK - Abfallentsorgungsgesellschaft des Märkischen Kreises mbH | Iserlohn | AMK - Abfallentsorgungsgesellschaft des Märkischen Kreises mbH | 1981 | operating
p783 | n5172 | 16 | 0 | 0.36593 | steam | waste | conventional | 51.5224 | 6.5747 |  | Abfallentsorgungszentrum Asdonkshof | Kamp-Lintfort | Kreis Weseler Abfallgesellschaft mbH & Co. KG (KWA) | 1997 | operating
p784 | n5246 | 14.7 | 0 | 0.36033 | steam | waste | conventional | 51.2976 | 9.5241 |  | Müllheizkraftwerk | Kassel | Müllheizkraftwerk Kassel GmbH | 1985 | operating
p785 | n5177 | 45.1 | 0 | 0.36593 | steam | waste | conventional | 51.0003 | 6.9436 |  | RMVA Köln | Köln | AVG Köln mbH | 1997 | operating
p786 | n5170 | 13.5 | 0 | 0.35893 | steam | waste | conventional | 51.3804 | 6.6373 |  | MKVA Krefeld | Krefeld | EGK Entsorgungsgesellschaft Krefeld GmbH & Co.KG | 1982 | operating
p787 | n5170 | 13.8 | 0 | 0.3678 | steam | waste | conventional | 51.3804 | 6.6373 |  | MKVA Krefeld | Krefeld | EGK Entsorgungsgesellschaft Krefeld GmbH & Co.KG | 2001 | operating
p788 | n5170 | 1.5 | 0 | 0.35613 | steam | waste | conventional | 51.3804 | 6.6373 |  | MKVA Krefeld | Krefeld | EGK Entsorgungsgesellschaft Krefeld GmbH & Co.KG | 1976 | operating
p789 | n5170 | 2.8 | 0 | 0.36593 | steam | waste | conventional | 51.3804 | 6.6373 |  | MKVA Krefeld | Krefeld | EGK Entsorgungsgesellschaft Krefeld GmbH & Co.KG | 1997 | operating
p790 | n5170 | 1.5 | 0 | 0.35613 | steam | waste | conventional | 51.3804 | 6.6373 |  | MKVA Krefeld | Krefeld | EGK Entsorgungsgesellschaft Krefeld GmbH & Co.KG | 1976 | operating
p791 | n5062 | 15.7 | 0 | 0.3692 | steam | waste | conventional | 51.4507 | 14.1121 |  | Thermische Abfallbehandlung Lauta GmbH & Co. oHG | Lauta | Thermische Abfallbehandlung Lauta GmbH & Co. oHG | 2004 | operating
p792 | n5011 | 16.3 | 0 | 0.36967 | steam | waste | conventional | 51.2998 | 12.0193 |  | TREA Leuna | Leuna | MVV Energie AG | 2005 | operating
p793 | n5011 | 16.3 | 0 | 0.3706 | steam | waste | conventional | 51.2998 | 12.0193 |  | TREA Leuna | Leuna | MVV Energie AG | 2007 | operating
p794 | n3979 | 12 | 0 | 0.3636 | steam | waste | conventional | 48.5529 | 8.4074 |  | Kläranlage | Ludwigshafen | BASF SE | 1992 | operating
p795 | n5105 | 28 | 0 | 0.35193 | steam | waste | conventional | 49.4851 | 8.4262 |  | FHKW Ludwigshafen | Ludwigshafen | Technische Werke Ludwigshafen AG | 1967 | operating
p796 | n5011 | 25.4 | 0 | 0.36967 | steam | waste | conventional | 51.1816 | 12.0197 |  | SITA Abfallverwertung GmbH | Lützen OT Zorbau | SUEZ Energie und Verwertung GmbH | 2005 | operating
p797 | n5021 | 29.2 | 0 | 0.36967 | steam | waste | conventional | 52.1853 | 11.6791 |  | MHKW Rothensee | Magdeburg | Müllheizkraftwerk Rothensee GmbH | 2005 | operating
p798 | n5021 | 29.2 | 0 | 0.37013 | steam | waste | conventional | 52.1853 | 11.6791 |  | MHKW Rothensee | Magdeburg | Müllheizkraftwerk Rothensee GmbH | 2006 | operating
p799 | n5155 | 15.6 | 0 | 0.37153 | steam | waste | conventional | 50.0259 | 8.2418 |  | MHKW Mainz | Mainz | Entsorgungsgesellschaft Mainz mbH | 2009 | operating
p800 | n8559 | 8.7 | 0 | 0.36967 | steam | waste | conventional | 49.5224 | 8.4529 |  | HKW Mannheim | Mannheim | MVV Energie AG | 2005 | operating
p801 | n8559 | 22.1 | 0 | 0.37153 | steam | waste | conventional | 49.5224 | 8.4529 |  | HKW Mannheim | Mannheim | MVV Energie AG | 2009 | operating
p802 | n8559 | 8.1 | 0 | 0.37293 | steam | waste | conventional | 49.5228 | 8.4529 |  | HKW Mannheim | Mannheim | MVV Energie AG | 2012 | operating
p803 | n8559 | 5.8 | 0 | 0.37293 | steam | waste | conventional | 49.5228 | 8.4529 |  | HKW Mannheim | Mannheim | MVV Energie AG | 2012 | operating
p804 | n8422 | 11.6 | 0 | 0.36687 | steam | waste | conventional | 49.3386 | 7.17 |  | AHKW Neunkirchen | Neunkirchen | EEW Energy from Waste Saarbrücken GmbH | 1999 | operating
p805 | n5016 | 18 | 0 | 0.36547 | steam | waste | conventional | 49.4386 | 11.0606 |  | HKW Sandreuth | Nürnberg | N-ERGIE AG | 1996 | operating
p806 | n5186 | 40.4 | 0 | 0.36267 | steam | waste | conventional | 51.4855 | 6.8344 |  | GMVA Niederrhein | Oberhausen | GMVA Gemeinschafts-Müll-Verbrennungsanlage Niederrhein GmbH | 1990 | operating
p807 | n5186 | 21.1 | 0 | 0.37013 | steam | waste | conventional | 51.4855 | 6.8344 |  | GMVA Niederrhein | Oberhausen | GMVA Gemeinschafts-Müll-Verbrennungsanlage Niederrhein GmbH | 2006 | operating
p808 | n5224 | 10.4 | 0 | 0.35427 | steam | waste | conventional | 50.0653 | 8.769 |  | Müllheizkraftwerk Offenbach | Offenbach | Energieversorgung Offenbach AG | 1972 | operating
p809 | n5149 | 15 | 0 | 0.36687 | steam | waste | conventional | 49.2282 | 7.5955 |  | MHKW Pirmasens | Pirmasens | EEW Energy from Waste Saarbrücken GmbH | 1999 | operating
p810 | n5042 | 2.5 | 0 | 0.36827 | steam | waste | conventional | 52.535 | 12.3626 |  | ZWSF | Premnitz | EEW Energy from Waste Premnitz GmbH | 2002 | operating
p811 | n5042 | 14.5 | 0 | 0.37153 | steam | waste | conventional | 52.535 | 12.3626 |  | EVE | Premnitz | EEW Energy from Waste Premnitz GmbH | 2009 | operating
p812 | n3755 | 9 | 0 | 0.36173 | steam | waste | conventional | 47.8561 | 12.1341 |  | MHKW, WKW | Rosenheim | Stadtwerke Rosenheim GmbH & Co. KG | 1988 | operating
p813 | n6084 | 17 | 0 | 0.37153 | steam | waste | conventional | 54.1446 | 12.1412 |  | EBS-HKW Rostock | Rostock | Vattenfall Europe New Energy Ecopower GmbH | 2009 | operating
p814 | n5050 | 30 | 0 | 0.37153 | steam | waste | conventional | 52.4903 | 13.8299 |  | IKW Rüdersdorf | Rüdersdorf bei Berlin | Vattenfall Europe New Energy Ecopower GmbH | 2009 | operating
p815 | n5348 | 16 | 0 | 0.36593 | steam | waste | conventional | 49.2139 | 6.8345 |  | AVA Velsen | Saarbrücken-Velsen | AVA Velsen GmbH | 1997 | operating
p816 | n5026 | 54 | 0 | 0.35893 | steam | waste | conventional | 49.31 | 12.0879 |  | Müllkraftwerk Schwandorf | Schwandorf | Zweckverband Müllverwertung Schwandorf | 1982 | operating
p817 | n6083 | 28.9 | 0 | 0.37247 | steam | waste | conventional | 53.0831 | 14.3214 |  | Kraftwerk Schwedt GmbH & Co.KG | Schwedt | Kraftwerk Schwedt GmbH & Co. KG | 2011 | operating
p818 | n5276 | 24.4 | 0 | 0.36453 | steam | waste | conventional | 50.0297 | 10.224 |  | GKS | Schweinfurt | GKS Gemeinschaftskraftwerk Schweinfurt GmbH | 1994 | operating
p819 | n5051 | 18.7 | 0 | 0.3734 | steam | waste | conventional | 51.5201 | 14.3374 |  | Hamburger Rieger | Spremberg | Spreestromerzeugungs GmbH | 2013 | operating
p820 | n5019 | 24 | 0 | 0.37107 | steam | waste | conventional | 51.8661 | 11.5763 |  | REMONDIS Thermische Abfallverwertung GmbH | Staßfurt | REMONDIS Thermische Abfallverwertung GmbH | 2008 | operating
p821 | n4010 | 19.5 | 0 | 0.37153 | steam | waste | conventional | 48.8125 | 9.2189 |  | Restmüll-Heizkraftwerk Stuttgart-Münster | Stuttgart | EnBW Energie Baden-Württemberg AG | 2009 | operating
p822 | n3763 | 18 | 0 | 0.3636 | steam | waste | conventional | 48.1805 | 11.6396 |  | Nord 1 | Unterföhring | SWM Services GmbH | 1992 | operating
p823 | n3763 | 22 | 0 | 0.35987 | steam | waste | conventional | 48.1805 | 11.6396 |  | Nord 3 | Unterföhring | SWM Services GmbH | 1984 | operating
p824 | n5160 | 24 | 0 | 0.36547 | steam | waste | conventional | 50.8386 | 6.3212 |  | MVA Weisweiler | Weisweiler | RWE Power AG | 1996 | operating
p825 | n5155 | 10.5 | 0 | 0.37387 | steam | waste | conventional | 50.0421 | 8.2612 |  | Biomasseheizkraftwerk Wiesbaden | Wiesbaden | ESWE BioEnergie GmbH | 2014 | operating
p826 | n5176 | 30 | 0 | 0.35613 | steam | waste | conventional | 51.2251 | 7.1422 |  | Müllheizkraftwerk | Wuppertal | AWG Abfallwirtschaftsgesellschaft mbH Wuppertal | 1976 | operating
p827 | n8508 | 8.7 | 0 | 0.35987 | steam | waste | conventional | 49.793 | 9.9941 |  | Turbosatz 1 | Würzburg | Zweckverband Abfallwirtschaft Raum Würzburg | 1984 | operating
p828 | n8508 | 12 | 0 | 0.3664 | steam | waste | conventional | 49.793 | 9.9941 |  | Turbosatz 2 | Würzburg | Zweckverband Abfallwirtschaft Raum Würzburg | 1998 | operating
p829 | n5281 | 12.1 | 0 | 0.3706 | steam | waste | conventional | 50.6388 | 10.687 |  | Restabfallbehandlungsanlage | Zella-Mehlis | Zweckverband für Abfallwirtschaft Südwestthüringen (ZASt) | 2007 | operating
p830 | n8559 | 5.6 | 0 | 0.3566 | steam | waste | conventional | 49.5224 | 8.4529 |  | HKW Mannheim | Mannheim | MVV Energie AG | 1977 | shutdown
p831 | n8559 | 2.8 | 0 | 0.35147 | steam | waste | conventional | 49.5224 | 8.4529 |  | HKW Mannheim | Mannheim | MVV Energie AG | 1966 | shutdown
p832 | n5277 | 33.4 | 0 | 0.36033 | steam | waste | conventional | 52.2859 | 7.7461 |  | RAG Anthrazit Ibbenbüren GmbH | Ibbenbüren | RAG Anthrazit Ibbenbüren GmbH | 1985 | operating
p833 | n8479 | 42 | 0 | 0.36873 | steam | waste | conventional | 49.249 | 6.8792 |  | HKW Fenne, Grubengaskraftwerk | Völklingen-Fenne | STEAG New Energies GmbH | 2003 | operating
p834 | n3754 | 17.196 | 0.1752 | 1 | ccgt | biomass | conventional | 48.6374 | 12.1729 | [5 empty] | operating
p835 | n3755 | 62.5274 | 0.381 | 1 | ccgt | biomass | conventional | 47.9412 | 11.9792 | [5 empty] | operating
p836 | n3756 | 17.072 | 0 | 1 | ccgt | biomass | conventional | 48.7924 | 11.5013 | [5 empty] | operating
p837 | n3757 | 18.009 | 0 | 1 | ccgt | biomass | conventional | 48.348 | 11.261 | [5 empty] | operating
p838 | n3758 | 12.6903 | 0 | 1 | ccgt | biomass | conventional | 48.0772 | 11.1841 | [5 empty] | operating
p839 | n3759 | 13.7525 | 0.1 | 1 | ccgt | biomass | conventional | 48.2777 | 11.3557 | [5 empty] | operating
p840 | n3760 | 22.1451 | 0 | 1 | ccgt | biomass | conventional | 48.8521 | 11.3626 | [5 empty] | operating
p841 | n3761 | 38.2304 | 0 | 1 | ccgt | biomass | conventional | 48.5457 | 11.7787 | [5 empty] | operating
p842 | n3762 | 8.585 | 0 | 1 | ccgt | biomass | conventional | 48.3225 | 11.6812 | [5 empty] | operating
p843 | n3763 | 16.128 | 0 | 1 | ccgt | biomass | conventional | 48.2667 | 11.5892 | [5 empty] | operating
p844 | n3764 | 40.2568 | 0 | 1 | ccgt | biomass | conventional | 48.3143 | 11.8254 | [5 empty] | operating
p845 | n3765 | 12.71 | 0.09 | 1 | ccgt | biomass | conventional | 48.8683 | 11.8419 | [5 empty] | operating
p846 | n3766 | 18.1673 | 0 | 1 | ccgt | biomass | conventional | 48.9928 | 12.0341 | [5 empty] | operating
p847 | n3767 | 83.087 | 0.652 | 1 | ccgt | biomass | conventional | 48.2009 | 12.6288 | [5 empty] | operating
p848 | n3768 | 18.3545 | 0 | 1 | ccgt | biomass | conventional | 48.6592 | 12.2923 | [5 empty] | operating
p849 | n3769 | 20.11 | 0 | 1 | ccgt | biomass | conventional | 48.3325 | 12.9295 | [5 empty] | operating
p850 | n3770 | 50.9252 | 0 | 1 | ccgt | biomass | conventional | 48.6765 | 13.0353 | [5 empty] | operating
p851 | n3771 | 8.507 | 0 | 1 | ccgt | biomass | conventional | 47.5283 | 11.1223 | [5 empty] | operating
p852 | n3772 | 42.1181 | 0.075 | 1 | ccgt | biomass | conventional | 48.8014 | 12.7414 | [5 empty] | operating
p853 | n3965 | 0.097 | 0 | 1 | ccgt | biomass | conventional | 47.7079 | 7.8717 | [5 empty] | operating
p854 | n3966 | 17.2547 | 0 | 1 | ccgt | biomass | conventional | 48.1038 | 7.7138 | [5 empty] | operating
p855 | n3967 | 41.3175 | 0 | 1 | ccgt | biomass | conventional | 47.5988 | 7.9335 | [5 empty] | operating
p856 | n3968 | 0.689 | 0 | 1 | ccgt | biomass | conventional | 47.7061 | 8.1491 | [5 empty] | operating
p857 | n3969 | 5.415 | 0 | 1 | ccgt | biomass | conventional | 47.6497 | 8.2054 | [5 empty] | operating
p858 | n3970 | 8.838 | 0 | 1 | ccgt | biomass | conventional | 48.0744 | 8.3867 | [5 empty] | operating
p859 | n3971 | 23.406 | 0 | 1 | ccgt | biomass | conventional | 48.4993 | 7.8786 | [5 empty] | operating
p860 | n3972 | 4.5813 | 0 | 1 | ccgt | biomass | conventional | 48.7625 | 8.2452 | [5 empty] | operating
p861 | n3973 | 0.19375 | 0 | 1 | ccgt | biomass | conventional | 48.9928 | 8.4238 | [5 empty] | operating
p862 | n3974 | 1.1685 | 0 | 1 | ccgt | biomass | conventional | 49.0091 | 8.3263 | [5 empty] | operating
p863 | n3975 | 20.683 | 0 | 1 | ccgt | biomass | conventional | 47.8104 | 8.9621 | [5 empty] | operating
p864 | n3976 | 9.3745 | 0 | 1 | ccgt | biomass | conventional | 47.7892 | 8.7918 | [5 empty] | operating
p865 | n3977 | 14.4245 | 0 | 1 | ccgt | biomass | conventional | 48.0799 | 8.5281 | [5 empty] | operating
p866 | n3978 | 14.1027 | 0 | 1 | ccgt | biomass | conventional | 48.7815 | 8.568 | [5 empty] | operating
p867 | n3979 | 28.7921 | 0 | 1 | ccgt | biomass | conventional | 48.5166 | 8.7492 | [5 empty] | operating
p868 | n3980 | 14.348 | 0 | 1 | ccgt | biomass | conventional | 48.2448 | 8.8618 | [5 empty] | operating
p869 | n3981 | 13.3481 | 0 | 1 | ccgt | biomass | conventional | 48.806 | 8.925 | [5 empty] | operating
p870 | n3982 | 24.1132 | 0 | 1 | ccgt | biomass | conventional | 48.243 | 9.8437 | [5 empty] | operating
p871 | n3983 | 48.6795 | 0.0526 | 1 | ccgt | biomass | conventional | 48.0377 | 9.3961 | [5 empty] | operating
p872 | n3984 | 18.2785 | 0 | 1 | ccgt | biomass | conventional | 47.7088 | 9.6062 | [5 empty] | operating
p873 | n3985 | 1.951 | 0 | 1 | ccgt | biomass | conventional | 47.6228 | 9.7325 | [5 empty] | operating
p874 | n3986 | 2.5253 | 0 | 1 | ccgt | biomass | conventional | 48.5921 | 9.2807 | [5 empty] | operating
p875 | n3987 | 2.6367 | 0 | 1 | ccgt | biomass | conventional | 48.4848 | 9.245 | [5 empty] | operating
p876 | n3988 | 15.4275 | 0 | 1 | ccgt | biomass | conventional | 48.8213 | 9.1338 | [5 empty] | operating
p877 | n3989 | 1.4402 | 0.02 | 1 | ccgt | biomass | conventional | 48.7363 | 9.3288 | [5 empty] | operating
p878 | n3990 | 39.2638 | 0.09 | 1 | ccgt | biomass | conventional | 48.3973 | 9.6007 | [5 empty] | operating
p879 | n3991 | 8.388 | 0 | 1 | ccgt | biomass | conventional | 48.6211 | 9.5746 | [5 empty] | operating
p880 | n3992 | 23.33 | 0 | 1 | ccgt | biomass | conventional | 49.028 | 9.3521 | [5 empty] | operating
p881 | n3993 | 55.8073 | 0 | 1 | ccgt | biomass | conventional | 47.9522 | 10.1926 | [5 empty] | operating
p882 | n3994 | 19.8683 | 0 | 1 | ccgt | biomass | conventional | 47.7421 | 10.3491 | [5 empty] | operating
p883 | n3995 | 6.9944 | 0 | 1 | ccgt | biomass | conventional | 47.6321 | 10.2653 | [5 empty] | operating
p884 | n3996 | 25.871 | 0.0896 | 1 | ccgt | biomass | conventional | 48.5639 | 10.4219 | [5 empty] | operating
p885 | n3997 | 12.8823 | 0 | 1 | ccgt | biomass | conventional | 48.4939 | 10.1706 | [5 empty] | operating
p886 | n3998 | 15.3803 | 0 | 1 | ccgt | biomass | conventional | 48.199 | 10.0635 | [5 empty] | operating
p887 | n3999 | 81.5595 | 0.208 | 1 | ccgt | biomass | conventional | 48.7924 | 10.0951 | [5 empty] | operating
p888 | n4000 | 22.512 | 0 | 1 | ccgt | biomass | conventional | 48.622 | 10.2049 | [5 empty] | operating
p889 | n4001 | 9.9439 | 0 | 1 | ccgt | biomass | conventional | 48.4246 | 10.86 | [5 empty] | operating
p890 | n4002 | 23.7674 | 0 | 1 | ccgt | biomass | conventional | 48.3152 | 10.7831 | [5 empty] | operating
p891 | n4003 | 71.1718 | 0.1 | 1 | ccgt | biomass | conventional | 48.6284 | 10.8298 | [5 empty] | operating
p892 | n4004 | 15.72 | 0.09 | 1 | ccgt | biomass | conventional | 48.4993 | 10.8284 | [5 empty] | operating
p893 | n4005 | 2.3625 | 0 | 1 | ccgt | biomass | conventional | 48.6701 | 9.2999 | [5 empty] | operating
p894 | n4007 | 12.0859 | 0 | 1 | ccgt | biomass | conventional | 48.6438 | 8.0228 | [5 empty] | operating
p895 | n4008 | 4.8155 | 0 | 1 | ccgt | biomass | conventional | 48.9469 | 8.5226 | [5 empty] | operating
p896 | n4010 | 2.6213 | 0 | 1 | ccgt | biomass | conventional | 48.7725 | 9.2299 | [5 empty] | operating
p897 | n4382 | 0.13 | 0 | 1 | ccgt | biomass | conventional | 47.5938 | 7.8748 | [5 empty] | operating
p898 | n5010 | 7.683 | 0 | 1 | ccgt | biomass | conventional | 51.3169 | 12.4846 | [5 empty] | operating
p899 | n5011 | 10.564 | 0 | 1 | ccgt | biomass | conventional | 51.3949 | 11.9435 | [5 empty] | operating
p900 | n5012 | 0.64 | 0 | 1 | ccgt | biomass | conventional | 52.4652 | 12.935 | [5 empty] | operating
p901 | n5015 | 15.4335 | 0 | 1 | ccgt | biomass | conventional | 50.2156 | 11.18 | [5 empty] | operating
p902 | n5016 | 41.2645 | 0.09 | 1 | ccgt | biomass | conventional | 49.4547 | 11.3063 | [5 empty] | operating
p903 | n5017 | 1.772 | 0 | 1 | ccgt | biomass | conventional | 50.6582 | 11.5329 | [5 empty] | operating
p904 | n5018 | 26.3714 | 0 | 1 | ccgt | biomass | conventional | 51.6052 | 11.456 | [5 empty] | operating
p905 | n5019 | 20.722 | 0 | 1 | ccgt | biomass | conventional | 52.0111 | 11.7224 | [5 empty] | operating
p906 | n5020 | 11.0152 | 0 | 1 | ccgt | biomass | conventional | 52.1714 | 11.1072 | [5 empty] | operating
p907 | n5021 | 15.7351 | 0 | 1 | ccgt | biomass | conventional | 52.2278 | 11.7458 | [5 empty] | operating
p908 | n5022 | 7.921 | 0 | 1 | ccgt | biomass | conventional | 51.1871 | 14.1847 | [5 empty] | operating
p909 | n5023 | 8.6856 | 0 | 1 | ccgt | biomass | conventional | 50.6137 | 12.7867 | [5 empty] | operating
p910 | n5024 | 68.7082 | 0.18 | 1 | ccgt | biomass | conventional | 50.2718 | 11.7801 | [5 empty] | operating
p911 | n5025 | 70.412 | 0.18 | 1 | ccgt | biomass | conventional | 49.6881 | 12.0493 | [5 empty] | operating
p912 | n5026 | 53.9015 | 0 | 1 | ccgt | biomass | conventional | 49.3502 | 12.0314 | [5 empty] | operating
p913 | n5027 | 11.156 | 0 | 1 | ccgt | biomass | conventional | 50.7669 | 12.0795 | [5 empty] | operating
p914 | n5028 | 25.896 | 0 | 1 | ccgt | biomass | conventional | 50.5815 | 11.7224 | [5 empty] | operating
p915 | n5029 | 24.084 | 0.42 | 1 | ccgt | biomass | conventional | 50.9818 | 11.4546 | [5 empty] | operating
p916 | n5030 | 17.9945 | 0.085 | 1 | ccgt | biomass | conventional | 50.877 | 11.7334 | [5 empty] | operating
p917 | n5031 | 5.9072 | 0 | 1 | ccgt | biomass | conventional | 50.8502 | 12.8018 | [5 empty] | operating
p918 | n5032 | 11.8795 | 0 | 1 | ccgt | biomass | conventional | 50.5937 | 12.339 | [5 empty] | operating
p919 | n5033 | 15.5073 | 0 | 1 | ccgt | biomass | conventional | 50.7938 | 12.5327 | [5 empty] | operating
p920 | n5034 | 4.434 | 0 | 1 | ccgt | biomass | conventional | 51.1165 | 12.6947 | [5 empty] | operating
p921 | n5035 | 5.532 | 0.094 | 1 | ccgt | biomass | conventional | 50.8484 | 13.0408 | [5 empty] | operating
p922 | n5036 | 16.6135 | 0.8892 | 1 | ccgt | biomass | conventional | 51.0138 | 13.8153 | [5 empty] | operating
p923 | n5037 | 8.325 | 0 | 1 | ccgt | biomass | conventional | 52.568 | 12.74 | [5 empty] | operating
p924 | n5038 | 7.343 | 0 | 1 | ccgt | biomass | conventional | 51.7585 | 12.1811 | [5 empty] | operating
p925 | n5039 | 18.667 | 0 | 1 | ccgt | biomass | conventional | 51.3083 | 12.6851 | [5 empty] | operating
p926 | n5040 | 3.148 | 0 | 1 | ccgt | biomass | conventional | 52.0972 | 11.8625 | [5 empty] | operating
p927 | n5041 | 15.273 | 0.08 | 1 | ccgt | biomass | conventional | 52.332 | 12.1399 | [5 empty] | operating
p928 | n5042 | 4.127 | 0 | 1 | ccgt | biomass | conventional | 52.5647 | 12.3775 | [5 empty] | operating
p929 | n5043 | 42.076 | 0 | 1 | ccgt | biomass | conventional | 52.0972 | 13.3621 | [5 empty] | operating
p930 | n5044 | 9.8606 | 0 | 1 | ccgt | biomass | conventional | 51.8943 | 13.9142 | [5 empty] | operating
p931 | n5045 | 37.737 | 0 | 1 | ccgt | biomass | conventional | 51.2997 | 13.4473 | [5 empty] | operating
p932 | n5046 | 2.8599 | 0 | 1 | ccgt | biomass | conventional | 51.7942 | 14.3976 | [5 empty] | operating
p933 | n5047 | 24.394 | 0 | 1 | ccgt | biomass | conventional | 52.2564 | 13.8304 | [5 empty] | operating
p934 | n5048 | 0.6018 | 0 | 1 | ccgt | biomass | conventional | 52.4066 | 13.0367 | [5 empty] | operating
p935 | n5049 | 32.8053 | 0 | 1 | ccgt | biomass | conventional | 52.4376 | 13.4431 | [5 empty] | operating
p936 | n5050 | 15.758 | 0 | 1 | ccgt | biomass | conventional | 52.4661 | 13.8936 | [5 empty] | operating
p937 | n5051 | 4.752 | 0 | 1 | ccgt | biomass | conventional | 51.5327 | 14.4415 | [5 empty] | operating
p938 | n5052 | 1.258 | 0 | 1 | ccgt | biomass | conventional | 51.3632 | 14.48 | [5 empty] | operating
p939 | n5053 | 19.1489 | 0 | 1 | ccgt | biomass | conventional | 51.1466 | 14.8096 | [5 empty] | operating
p940 | n5054 | 10.8009 | 0 | 1 | ccgt | biomass | conventional | 52.1251 | 14.6173 | [5 empty] | operating
p941 | n5056 | 10.331 | 0 | 1 | ccgt | biomass | conventional | 52.4091 | 12.8169 | [5 empty] | operating
p942 | n5057 | 1.5934 | 0 | 1 | ccgt | biomass | conventional | 52.4259 | 13.6436 | [5 empty] | operating
p943 | n5059 | 13.0685 | 0 | 1 | ccgt | biomass | conventional | 51.2688 | 12.3843 | [5 empty] | operating
p944 | n5060 | 6.85 | 0 | 1 | ccgt | biomass | conventional | 50.4907 | 11.147 | [5 empty] | operating
p945 | n5061 | 2.587 | 0 | 1 | ccgt | biomass | conventional | 51.7304 | 14.5953 | [5 empty] | operating
p946 | n5062 | 16.112 | 0 | 1 | ccgt | biomass | conventional | 51.501 | 14.2067 | [5 empty] | operating
p947 | n5063 | 16.7373 | 0 | 1 | ccgt | biomass | conventional | 51.2928 | 14.6722 | [5 empty] | operating
p948 | n5065 | 14.328 | 0.09 | 1 | ccgt | biomass | conventional | 51.7338 | 13.1671 | [5 empty] | operating
p949 | n5066 | 2.209 | 0 | 1 | ccgt | biomass | conventional | 50.6059 | 12.9735 | [5 empty] | operating
p950 | n5067 | 8.038 | 0 | 1 | ccgt | biomass | conventional | 51.094 | 13.5818 | [5 empty] | operating
p951 | n5068 | 13.9957 | 0 | 1 | ccgt | biomass | conventional | 51.4155 | 11.8076 | [5 empty] | operating
p952 | n5069 | 8.383 | 0 | 1 | ccgt | biomass | conventional | 51.0241 | 13.13 | [5 empty] | operating
p953 | n5082 | 8.509 | 0 | 1 | ccgt | biomass | conventional | 50.6686 | 11.3503 | [5 empty] | operating
p954 | n5084 | 4.0617 | 0 | 1 | ccgt | biomass | conventional | 52.3026 | 13.1685 | [5 empty] | operating
p955 | n5095 | 3.019 | 0 | 1 | ccgt | biomass | conventional | 52.1857 | 11.9051 | [5 empty] | operating
p956 | n5098 | 8.2329 | 0 | 1 | ccgt | biomass | conventional | 52.2598 | 14.4141 | [5 empty] | operating
p957 | n5099 | 1.5169 | 0 | 1 | ccgt | biomass | conventional | 49.4628 | 6.7401 | [5 empty] | operating
p958 | n5101 | 8.078 | 0 | 1 | ccgt | biomass | conventional | 49.3403 | 7.0299 | [5 empty] | operating
p959 | n5102 | 5.945 | 0 | 1 | ccgt | biomass | conventional | 51.5498 | 6.714 | [5 empty] | operating
p960 | n5105 | 3.491 | 0 | 1 | ccgt | biomass | conventional | 49.4824 | 8.4059 | [5 empty] | operating
p961 | n5106 | 2.5523 | 0 | 1 | ccgt | biomass | conventional | 49.6934 | 8.5364 | [5 empty] | operating
p962 | n5109 | 5.623 | 0 | 1 | ccgt | biomass | conventional | 52.1731 | 8.925 | [5 empty] | operating
p963 | n5110 | 46.9455 | 0.09 | 1 | ccgt | biomass | conventional | 52.5304 | 9.1681 | [5 empty] | operating
p964 | n5111 | 24.3825 | 0 | 1 | ccgt | biomass | conventional | 51.94 | 9.4208 | [5 empty] | operating
p965 | n5112 | 8.8695 | 0 | 1 | ccgt | biomass | conventional | 51.8146 | 9.9303 | [5 empty] | operating
p966 | n5113 | 11.007 | 0.462 | 1 | ccgt | biomass | conventional | 52.2446 | 10.1802 | [5 empty] | operating
p967 | n5114 | 13.71 | 0 | 1 | ccgt | biomass | conventional | 52.1175 | 10.4439 | [5 empty] | operating
p968 | n5115 | 20.575 | 0 | 1 | ccgt | biomass | conventional | 52.1133 | 10.9657 | [5 empty] | operating
p969 | n5125 | 2.66 | 0 | 1 | ccgt | biomass | conventional | 49.9097 | 9.3604 | [5 empty] | operating
p970 | n5140 | 0.265 | 0 | 1 | ccgt | biomass | conventional | 49.352 | 6.6769 | [5 empty] | operating
p971 | n5141 | 0.325 | 0 | 1 | ccgt | biomass | conventional | 49.4315 | 6.6248 | [5 empty] | operating
p972 | n5142 | 5.9623 | 0 | 1 | ccgt | biomass | conventional | 49.991 | 6.2567 | [5 empty] | operating
p973 | n5143 | 13.195 | 0 | 1 | ccgt | biomass | conventional | 49.9654 | 6.5273 | [5 empty] | operating
p974 | n5144 | 4.8678 | 0 | 1 | ccgt | biomass | conventional | 49.689 | 6.6481 | [5 empty] | operating
p975 | n5145 | 10.2925 | 0.093 | 1 | ccgt | biomass | conventional | 50.4033 | 6.5685 | [5 empty] | operating
p976 | n5146 | 6.508 | 0 | 1 | ccgt | biomass | conventional | 49.4065 | 7.7014 | [5 empty] | operating
p977 | n5147 | 10.7408 | 0.084 | 1 | ccgt | biomass | conventional | 49.4217 | 7.2578 | [5 empty] | operating
p978 | n5148 | 4.455 | 0 | 1 | ccgt | biomass | conventional | 49.3877 | 6.942 | [5 empty] | operating
p979 | n5149 | 12.711 | 0 | 1 | ccgt | biomass | conventional | 49.3269 | 7.3608 | [5 empty] | operating
p980 | n5150 | 15.1485 | 0 | 1 | ccgt | biomass | conventional | 50.095 | 7.0038 | [5 empty] | operating
p981 | n5151 | 18.5715 | 0 | 1 | ccgt | biomass | conventional | 50.3761 | 7.3814 | [5 empty] | operating
p982 | n5152 | 2.764 | 0 | 1 | ccgt | biomass | conventional | 50.3227 | 7.5847 | [5 empty] | operating
p983 | n5153 | 3.145 | 0 | 1 | ccgt | biomass | conventional | 49.2041 | 8.4114 | [5 empty] | operating
p984 | n5154 | 1.738 | 0 | 1 | ccgt | biomass | conventional | 49.7963 | 7.7248 | [5 empty] | operating
p985 | n5155 | 35.2165 | 0 | 1 | ccgt | biomass | conventional | 50.0395 | 8.3524 | [5 empty] | operating
p986 | n5156 | 2.794 | 0 | 1 | ccgt | biomass | conventional | 49.9026 | 8.3936 | [5 empty] | operating
p987 | n5157 | 26.322 | 0 | 1 | ccgt | biomass | conventional | 50.3971 | 8.112 | [5 empty] | operating
p988 | n5158 | 2.21 | 0 | 1 | ccgt | biomass | conventional | 51.0949 | 6.7909 | [5 empty] | operating
p989 | n5159 | 1.253 | 0 | 1 | ccgt | biomass | conventional | 50.9965 | 6.5465 | [5 empty] | operating
p990 | n5160 | 2.158 | 0 | 1 | ccgt | biomass | conventional | 50.832 | 6.2787 | [5 empty] | operating
p991 | n5161 | 1.941 | 0 | 1 | ccgt | biomass | conventional | 50.9152 | 6.2361 | [5 empty] | operating
p992 | n5162 | 3.638 | 0 | 1 | ccgt | biomass | conventional | 50.8302 | 6.4655 | [5 empty] | operating
p993 | n5163 | 0.3 | 0 | 1 | ccgt | biomass | conventional | 50.9342 | 6.5135 | [5 empty] | operating
p994 | n5165 | 7.476 | 0 | 1 | ccgt | biomass | conventional | 51.2215 | 6.3666 | [5 empty] | operating
p995 | n5166 | 3.4319 | 0 | 1 | ccgt | biomass | conventional | 51.1638 | 6.7003 | [5 empty] | operating
p996 | n5167 | 0.89091 | 0 | 1 | ccgt | biomass | conventional | 51.0612 | 6.552 | [5 empty] | operating
p997 | n5169 | 0.8775 | 0 | 1 | ccgt | biomass | conventional | 51.2456 | 6.5863 | [5 empty] | operating
p998 | n5170 | 0.078 | 0 | 1 | ccgt | biomass | conventional | 51.3461 | 6.6014 | [5 empty] | operating
p999 | n5171 | 26.689 | 0 | 1 | ccgt | biomass | conventional | 51.6189 | 6.2677 | [5 empty] | operating
p1000 | n5172 | 6.218 | 0 | 1 | ccgt | biomass | conventional | 51.4549 | 6.5918 | [5 empty] | operating
p1001 | n5173 | 11.7475 | 0.09 | 1 | ccgt | biomass | conventional | 51.63 | 6.6165 | [5 empty] | operating
p1002 | n5174 | 8.919 | 0 | 1 | ccgt | biomass | conventional | 51.7143 | 7.8305 | [5 empty] | operating
p1003 | n5175 | 2.092 | 0 | 1 | ccgt | biomass | conventional | 51.5139 | 7.3141 | [5 empty] | operating
p1004 | n5176 | 1.425 | 0 | 1 | ccgt | biomass | conventional | 51.2069 | 7.1315 | [5 empty] | operating
p1005 | n5177 | 1.3761 | 0 | 1 | ccgt | biomass | conventional | 51.0509 | 6.9928 | [5 empty] | operating
p1006 | n5178 | 2.7335 | 0 | 1 | ccgt | biomass | conventional | 50.7738 | 6.9228 | [5 empty] | operating
p1007 | n5179 | 1.847 | 0 | 1 | ccgt | biomass | conventional | 51.175 | 6.8706 | [5 empty] | operating
p1008 | n5180 | 6.1085 | 0 | 1 | ccgt | biomass | conventional | 51.1251 | 6.9585 | [5 empty] | operating
p1009 | n5181 | 0.87 | 0 | 1 | ccgt | biomass | conventional | 50.7877 | 7.1548 | [5 empty] | operating
p1010 | n5182 | 2.3995 | 0 | 1 | ccgt | biomass | conventional | 50.632 | 7.0985 | [5 empty] | operating
p1011 | n5183 | 0.849 | 0 | 1 | ccgt | biomass | conventional | 50.8883 | 7.0285 | [5 empty] | operating
p1012 | n5184 | 3.329 | 0 | 1 | ccgt | biomass | conventional | 50.8978 | 7.2153 | [5 empty] | operating
p1013 | n5185 | 1.687 | 0 | 1 | ccgt | biomass | conventional | 51.4951 | 7.0244 | [5 empty] | operating
p1014 | n5186 | 8.249 | 0 | 1 | ccgt | biomass | conventional | 51.4591 | 6.8513 | [5 empty] | operating
p1015 | n5187 | 1.15 | 0 | 1 | ccgt | biomass | conventional | 51.3298 | 6.8184 | [5 empty] | operating
p1016 | n5188 | 5.913 | 0 | 1 | ccgt | biomass | conventional | 51.4095 | 6.9379 | [5 empty] | operating
p1017 | n5189 | 3.45 | 0 | 1 | ccgt | biomass | conventional | 51.5378 | 6.8349 | [5 empty] | operating
p1018 | n5190 | 2.403 | 0 | 1 | ccgt | biomass | conventional | 51.5847 | 6.9818 | [5 empty] | operating
p1019 | n5191 | 0.601 | 0 | 1 | ccgt | biomass | conventional | 51.4129 | 7.1356 | [5 empty] | operating
p1020 | n5192 | 2.66 | 0 | 1 | ccgt | biomass | conventional | 51.3426 | 7.1548 | [5 empty] | operating
p1021 | n5193 | 1.642 | 0 | 1 | ccgt | biomass | conventional | 51.4061 | 7.2798 | [5 empty] | operating
p1022 | n5194 | 44.009 | 0.085 | 1 | ccgt | biomass | conventional | 51.6598 | 7.0656 | [5 empty] | operating
p1023 | n5195 | 5.315 | 0 | 1 | ccgt | biomass | conventional | 51.4703 | 7.1823 | [5 empty] | operating
p1024 | n5196 | 22.171 | 0 | 1 | ccgt | biomass | conventional | 51.5395 | 7.229 | [5 empty] | operating
p1025 | n5197 | 0.72 | 0 | 1 | ccgt | biomass | conventional | 51.0587 | 8.0008 | [5 empty] | operating
p1026 | n5198 | 2.982 | 0 | 1 | ccgt | biomass | conventional | 50.8129 | 7.9211 | [5 empty] | operating
p1027 | n5199 | 1.87 | 0 | 1 | ccgt | biomass | conventional | 50.9775 | 7.5188 | [5 empty] | operating
p1028 | n5200 | 0.015 | 0 | 1 | ccgt | biomass | conventional | 50.884 | 8.0585 | [5 empty] | operating
p1029 | n5201 | 5.265 | 0 | 1 | ccgt | biomass | conventional | 50.9299 | 8.2466 | [5 empty] | operating
p1030 | n5202 | 20.0055 | 0 | 1 | ccgt | biomass | conventional | 51.3512 | 7.4721 | [5 empty] | operating
p1031 | n5203 | 5.087 | 0.075 | 1 | ccgt | biomass | conventional | 51.3486 | 7.6959 | [5 empty] | operating
p1032 | n5204 | 0.725 | 0 | 1 | ccgt | biomass | conventional | 51.4275 | 7.3965 | [5 empty] | operating
p1033 | n5205 | 22.105 | 0 | 1 | ccgt | biomass | conventional | 51.4925 | 7.5037 | [5 empty] | operating
p1034 | n5207 | 21.026 | 0 | 1 | ccgt | biomass | conventional | 51.6538 | 8.0695 | [5 empty] | operating
p1035 | n5208 | 42.7855 | 0 | 1 | ccgt | biomass | conventional | 52.2127 | 7.1288 | [5 empty] | operating
p1036 | n5209 | 23.741 | 0 | 1 | ccgt | biomass | conventional | 52.4644 | 7.2675 | [5 empty] | operating
p1037 | n5210 | 10.335 | 0 | 1 | ccgt | biomass | conventional | 52.3437 | 8.2851 | [5 empty] | operating
p1038 | n5211 | 33.8116 | 0.085 | 1 | ccgt | biomass | conventional | 51.9747 | 7.6767 | [5 empty] | operating
p1039 | n5212 | 16.823 | 0 | 1 | ccgt | biomass | conventional | 52.248 | 7.7069 | [5 empty] | operating
p1040 | n5213 | 11.22 | 0 | 1 | ccgt | biomass | conventional | 52.0415 | 8.2068 | [5 empty] | operating
p1041 | n5214 | 2.957 | 0 | 1 | ccgt | biomass | conventional | 52.2824 | 7.9308 | [5 empty] | operating
p1042 | n5215 | 14.3225 | 0 | 1 | ccgt | biomass | conventional | 52.2539 | 8.145 | [5 empty] | operating
p1043 | n5217 | 0.798 | 0 | 1 | ccgt | biomass | conventional | 49.283 | 8.4801 | [5 empty] | operating
p1044 | n5218 | 2.5354 | 0 | 1 | ccgt | biomass | conventional | 49.1143 | 8.5419 | [5 empty] | operating
p1045 | n5219 | 0.65 | 0 | 1 | ccgt | biomass | conventional | 49.2086 | 8.5899 | [5 empty] | operating
p1046 | n5220 | 16.236 | 0 | 1 | ccgt | biomass | conventional | 49.2759 | 8.9648 | [5 empty] | operating
p1047 | n5221 | 4.2871 | 0 | 1 | ccgt | biomass | conventional | 49.1566 | 9.2986 | [5 empty] | operating
p1048 | n5222 | 42.054 | 0 | 1 | ccgt | biomass | conventional | 49.2633 | 9.5471 | [5 empty] | operating
p1049 | n5223 | 30.8638 | 0 | 1 | ccgt | biomass | conventional | 50.5431 | 9.6721 | [5 empty] | operating
p1050 | n5224 | 14.9547 | 0 | 1 | ccgt | biomass | conventional | 50.1435 | 8.8097 | [5 empty] | operating
p1051 | n5225 | 0.87 | 0 | 1 | ccgt | biomass | conventional | 49.9892 | 8.535 | [5 empty] | operating
p1052 | n5226 | 0.563 | 0 | 1 | ccgt | biomass | conventional | 49.3815 | 8.5446 | [5 empty] | operating
p1053 | n5227 | 0.542 | 0 | 1 | ccgt | biomass | conventional | 49.4324 | 8.5007 | [5 empty] | operating
p1054 | n5228 | 0.08 | 0 | 1 | ccgt | biomass | conventional | 49.6036 | 8.4732 | [5 empty] | operating
p1055 | n5229 | 4.745 | 0 | 1 | ccgt | biomass | conventional | 49.5306 | 8.6806 | [5 empty] | operating
p1056 | n5230 | 9.747 | 0 | 1 | ccgt | biomass | conventional | 49.9318 | 8.8 | [5 empty] | operating
p1057 | n5231 | 7.1373 | 0 | 1 | ccgt | biomass | conventional | 50.1153 | 8.5309 | [5 empty] | operating
p1058 | n5232 | 3.265 | 0 | 1 | ccgt | biomass | conventional | 50.7894 | 8.454 | [5 empty] | operating
p1059 | n5233 | 8.222 | 0 | 1 | ccgt | biomass | conventional | 51.1587 | 8.3881 | [5 empty] | operating
p1060 | n5234 | 8.3632 | 0 | 1 | ccgt | biomass | conventional | 50.2428 | 8.7602 | [5 empty] | operating
p1061 | n5235 | 18.4835 | 0 | 1 | ccgt | biomass | conventional | 50.6573 | 8.7053 | [5 empty] | operating
p1062 | n5236 | 25.979 | 0.09 | 1 | ccgt | biomass | conventional | 51.3855 | 8.6929 | [5 empty] | operating
p1063 | n5237 | 1.477 | 0 | 1 | ccgt | biomass | conventional | 49.5163 | 8.9456 | [5 empty] | operating
p1064 | n5238 | 1.775 | 0 | 1 | ccgt | biomass | conventional | 50.095 | 8.9731 | [5 empty] | operating
p1065 | n5239 | 2.379 | 0 | 1 | ccgt | biomass | conventional | 49.7209 | 9.5004 | [5 empty] | operating
p1066 | n5240 | 16.0363 | 0.09 | 1 | ccgt | biomass | conventional | 49.6036 | 9.3631 | [5 empty] | operating
p1067 | n5241 | 6.714 | 0.0395 | 1 | ccgt | biomass | conventional | 51.0293 | 9.2587 | [5 empty] | operating
p1068 | n5242 | 4.0815 | 0 | 1 | ccgt | biomass | conventional | 51.0845 | 9.0253 | [5 empty] | operating
p1069 | n5243 | 10.478 | 0.09 | 1 | ccgt | biomass | conventional | 51.3443 | 8.8962 | [5 empty] | operating
p1070 | n5244 | 9.6375 | 0 | 1 | ccgt | biomass | conventional | 50.8597 | 9.6213 | [5 empty] | operating
p1071 | n5245 | 10.509 | 0 | 1 | ccgt | biomass | conventional | 51.1948 | 9.5293 | [5 empty] | operating
p1072 | n5246 | 17.952 | 0 | 1 | ccgt | biomass | conventional | 51.3066 | 9.5526 | [5 empty] | operating
p1073 | n5247 | 12.0465 | 0 | 1 | ccgt | biomass | conventional | 52.3907 | 8.8934 | [5 empty] | operating
p1074 | n5248 | 5.5758 | 0 | 1 | ccgt | biomass | conventional | 52.0136 | 8.7589 | [5 empty] | operating
p1075 | n5249 | 19.223 | 0 | 1 | ccgt | biomass | conventional | 51.8977 | 8.4293 | [5 empty] | operating
p1076 | n5250 | 5.994 | 0 | 1 | ccgt | biomass | conventional | 51.6683 | 8.8152 | [5 empty] | operating
p1077 | n5251 | 7.575 | 0 | 1 | ccgt | biomass | conventional | 52.0263 | 8.6092 | [5 empty] | operating
p1078 | n5252 | 7.826 | 0 | 1 | ccgt | biomass | conventional | 52.1048 | 8.6655 | [5 empty] | operating
p1079 | n5253 | 43.721 | 0 | 1 | ccgt | biomass | conventional | 51.984 | 8.9525 | [5 empty] | operating
p1080 | n5254 | 20.959 | 0 | 1 | ccgt | biomass | conventional | 51.7075 | 8.6916 | [5 empty] | operating
p1081 | n5255 | 9.4464 | 0 | 1 | ccgt | biomass | conventional | 52.2455 | 9.1228 | [5 empty] | operating
p1082 | n5256 | 10.0249 | 0 | 1 | ccgt | biomass | conventional | 52.2774 | 9.6529 | [5 empty] | operating
p1083 | n5257 | 17.093 | 0.083 | 1 | ccgt | biomass | conventional | 49.9574 | 10.7845 | [5 empty] | operating
p1084 | n5258 | 0.803 | 0 | 1 | ccgt | biomass | conventional | 49.9874 | 9.9248 | [5 empty] | operating
p1085 | n5259 | 3.995 | 0 | 1 | ccgt | biomass | conventional | 49.9503 | 10.0813 | [5 empty] | operating
p1086 | n5260 | 118.7275 | 0 | 1 | ccgt | biomass | conventional | 49.4074 | 10.8037 | [5 empty] | operating
p1087 | n5261 | 6.411 | 0 | 1 | ccgt | biomass | conventional | 51.6274 | 9.749 | [5 empty] | operating
p1088 | n5262 | 49.536 | 0 | 1 | ccgt | biomass | conventional | 51.4668 | 9.8328 | [5 empty] | operating
p1089 | n5263 | 32.439 | 0 | 1 | ccgt | biomass | conventional | 51.9807 | 9.7751 | [5 empty] | operating
p1090 | n5264 | 16.393 | 0 | 1 | ccgt | biomass | conventional | 50.9429 | 10.3931 | [5 empty] | operating
p1091 | n5265 | 19.0553 | 0 | 1 | ccgt | biomass | conventional | 49.6285 | 11.0234 | [5 empty] | operating
p1092 | n5266 | 26.1089 | 0 | 1 | ccgt | biomass | conventional | 49.9927 | 11.0262 | [5 empty] | operating
p1093 | n5267 | 28.41 | 0 | 1 | ccgt | biomass | conventional | 51.4745 | 11.0179 | [5 empty] | operating
p1094 | n5268 | 20.756 | 0.0147 | 1 | ccgt | biomass | conventional | 52.3798 | 9.8891 | [5 empty] | operating
p1095 | n5269 | 9.518 | 0 | 1 | ccgt | biomass | conventional | 52.3379 | 10.0223 | [5 empty] | operating
p1096 | n5270 | 12.5 | 0 | 1 | ccgt | biomass | conventional | 52.1983 | 9.9467 | [5 empty] | operating
p1097 | n5271 | 20.306 | 0 | 1 | ccgt | biomass | conventional | 52.2858 | 10.3011 | [5 empty] | operating
p1098 | n5272 | 34.4616 | 0.08 | 1 | ccgt | biomass | conventional | 52.3387 | 10.8311 | [5 empty] | operating
p1099 | n5273 | 1.84 | 0 | 1 | ccgt | biomass | conventional | 52.1983 | 10.5112 | [5 empty] | operating
p1100 | n5274 | 5.6265 | 0 | 1 | ccgt | biomass | conventional | 52.2581 | 10.4535 | [5 empty] | operating
p1101 | n5276 | 10.616 | 0.07 | 1 | ccgt | biomass | conventional | 49.9397 | 10.2599 | [5 empty] | operating
p1102 | n5277 | 2.776 | 0 | 1 | ccgt | biomass | conventional | 52.3152 | 7.7014 | [5 empty] | operating
p1103 | n5278 | 3.514 | 0 | 1 | ccgt | biomass | conventional | 50.8554 | 6.7305 | [5 empty] | operating
p1104 | n5279 | 17.0128 | 0 | 1 | ccgt | biomass | conventional | 51.5805 | 9.3947 | [5 empty] | operating
p1105 | n5280 | 4.942 | 0 | 1 | ccgt | biomass | conventional | 50.1479 | 8.6188 | [5 empty] | operating
p1106 | n5281 | 22.0043 | 0 | 1 | ccgt | biomass | conventional | 50.4068 | 11.0468 | [5 empty] | operating
p1107 | n5282 | 1.5109 | 0 | 1 | ccgt | biomass | conventional | 50.6625 | 8.4842 | [5 empty] | operating
p1108 | n5283 | 17.1284 | 0 | 1 | ccgt | biomass | conventional | 50.1311 | 10.0305 | [5 empty] | operating
p1109 | n5284 | 9.343 | 0 | 1 | ccgt | biomass | conventional | 50.8163 | 6.0425 | [5 empty] | operating
p1110 | n5285 | 5.604 | 0.108 | 1 | ccgt | biomass | conventional | 49.8238 | 6.6989 | [5 empty] | operating
p1111 | n5286 | 6.5652 | 0 | 1 | ccgt | biomass | conventional | 52.3068 | 10.6801 | [5 empty] | operating
p1112 | n5287 | 21.679 | 0 | 1 | ccgt | biomass | conventional | 51.8001 | 8.2452 | [5 empty] | operating
p1113 | n5288 | 12.123 | 0 | 1 | ccgt | biomass | conventional | 51.7653 | 9.2491 | [5 empty] | operating
p1114 | n5348 | 1.92 | 0 | 1 | ccgt | biomass | conventional | 49.2929 | 6.6989 | [5 empty] | operating
p1115 | n5357 | 0.7828 | 0 | 1 | ccgt | biomass | conventional | 49.9433 | 7.8566 | [5 empty] | operating
p1116 | n5363 | 2.919 | 0 | 1 | ccgt | biomass | conventional | 49.1557 | 9.0623 | [5 empty] | operating
p1117 | n5365 | 3.134 | 0 | 1 | ccgt | biomass | conventional | 49.9274 | 9.9083 | [5 empty] | operating
p1118 | n5368 | 24.1943 | 0 | 1 | ccgt | biomass | conventional | 49.9795 | 8.98 | [5 empty] | operating
p1119 | n6078 | 52.2855 | 0.085 | 1 | ccgt | biomass | conventional | 53.5632 | 11.4629 | [5 empty] | operating
p1120 | n6079 | 37.41 | 0 | 1 | ccgt | biomass | conventional | 53.457 | 13.9815 | [5 empty] | operating
p1121 | n6080 | 18.926 | 0 | 1 | ccgt | biomass | conventional | 53.066 | 11.9463 | [5 empty] | operating
p1122 | n6081 | 11.618 | 0 | 1 | ccgt | biomass | conventional | 52.6422 | 13.049 | [5 empty] | operating
p1123 | n6082 | 12.9068 | 0 | 1 | ccgt | biomass | conventional | 52.593 | 13.4102 | [5 empty] | operating
p1124 | n6083 | 9.035 | 0 | 1 | ccgt | biomass | conventional | 53.0891 | 14.252 | [5 empty] | operating
p1125 | n6084 | 7.958 | 0 | 1 | ccgt | biomass | conventional | 54.1437 | 12.1283 | [5 empty] | operating
p1126 | n6085 | 12.289 | 0 | 1 | ccgt | biomass | conventional | 54.0674 | 12.2731 | [5 empty] | operating
p1127 | n6086 | 18.804 | 0 | 1 | ccgt | biomass | conventional | 53.7593 | 12.2058 | [5 empty] | operating
p1128 | n6088 | 23.8673 | 0.09 | 1 | ccgt | biomass | conventional | 54.2588 | 13.0669 | [5 empty] | operating
p1129 | n6089 | 16.75 | 0 | 1 | ccgt | biomass | conventional | 53.8379 | 13.141 | [5 empty] | operating
p1130 | n6090 | 9.708 | 0 | 1 | ccgt | biomass | conventional | 54.1126 | 13.6011 | [5 empty] | operating
p1131 | n6092 | 8.004 | 0 | 1 | ccgt | biomass | conventional | 53.1962 | 13.7686 | [5 empty] | operating
p1132 | n6093 | 12.82 | 0 | 1 | ccgt | biomass | conventional | 53.3342 | 12.2539 | [5 empty] | operating
p1133 | n6096 | 11.846 | 0 | 1 | ccgt | biomass | conventional | 53.5501 | 11.7979 | [5 empty] | operating
p1134 | n6097 | 185.6924 | 0.085 | 1 | ccgt | biomass | conventional | 52.7338 | 11.7595 | [5 empty] | operating
p1135 | n6098 | 0.716 | 0 | 1 | ccgt | biomass | conventional | 54.5808 | 12.5436 | [5 empty] | operating
p1136 | n6138 | 16.233 | 0 | 1 | ccgt | biomass | conventional | 53.7925 | 13.3031 | [5 empty] | operating
p1137 | n6141 | 14.86 | 0 | 1 | ccgt | biomass | conventional | 53.6218 | 13.3511 | [5 empty] | operating
p1138 | n6149 | 20.26 | 0.1085 | 1 | ccgt | biomass | conventional | 53.5746 | 13.2166 | [5 empty] | operating
p1139 | n6150 | 36.673 | 0 | 1 | ccgt | biomass | conventional | 53.2734 | 12.3967 | [5 empty] | operating
p1140 | n6151 | 1.161 | 0 | 1 | ccgt | biomass | conventional | 53.5689 | 12.2745 | [5 empty] | operating
p1141 | n6152 | 5.548 | 0 | 1 | ccgt | biomass | conventional | 52.8443 | 13.2083 | [5 empty] | operating
p1142 | n6190 | 2.88 | 0 | 1 | ccgt | biomass | conventional | 53.5207 | 8.1258 | [5 empty] | operating
p1143 | n6191 | 18.1894 | 0.175 | 1 | ccgt | biomass | conventional | 53.1089 | 8.3249 | [5 empty] | operating
p1144 | n6193 | 0.9695 | 0 | 1 | ccgt | biomass | conventional | 53.829 | 9.3823 | [5 empty] | operating
p1145 | n6197 | 2.345 | 0 | 1 | ccgt | biomass | conventional | 53.4308 | 7.2125 | [5 empty] | operating
p1146 | n6198 | 14.618 | 0 | 1 | ccgt | biomass | conventional | 52.7936 | 7.2276 | [5 empty] | operating
p1147 | n6199 | 71.386 | 0.09 | 1 | ccgt | biomass | conventional | 53.0577 | 7.3759 | [5 empty] | operating
p1148 | n6200 | 35.362 | 0 | 1 | ccgt | biomass | conventional | 53.3743 | 7.2565 | [5 empty] | operating
p1149 | n6201 | 22.034 | 0 | 1 | ccgt | biomass | conventional | 53.555 | 8.0022 | [5 empty] | operating
p1150 | n6202 | 11.483 | 0 | 1 | ccgt | biomass | conventional | 53.6153 | 8.0887 | [5 empty] | operating
p1151 | n6203 | 109.53 | 0 | 1 | ccgt | biomass | conventional | 52.9188 | 8.0708 | [5 empty] | operating
p1152 | n6204 | 16.783 | 0 | 1 | ccgt | biomass | conventional | 53.3005 | 8.1216 | [5 empty] | operating
p1153 | n6205 | 32.023 | 0 | 1 | ccgt | biomass | conventional | 52.9478 | 8.4663 | [5 empty] | operating
p1154 | n6206 | 31.706 | 0 | 1 | ccgt | biomass | conventional | 52.5914 | 8.3688 | [5 empty] | operating
p1155 | n6207 | 12.903 | 0 | 1 | ccgt | biomass | conventional | 53.3424 | 8.3922 | [5 empty] | operating
p1156 | n6208 | 4.9925 | 0 | 1 | ccgt | biomass | conventional | 52.9908 | 8.8783 | [5 empty] | operating
p1157 | n6209 | 31.157 | 0 | 1 | ccgt | biomass | conventional | 52.8202 | 8.9827 | [5 empty] | operating
p1158 | n6210 | 25.702 | 0.08 | 1 | ccgt | biomass | conventional | 53.9068 | 9.2422 | [5 empty] | operating
p1159 | n6211 | 53.142 | 0 | 1 | ccgt | biomass | conventional | 53.0437 | 9.234 | [5 empty] | operating
p1160 | n6213 | 0.402 | 0 | 1 | ccgt | biomass | conventional | 53.6869 | 9.4482 | [5 empty] | operating
p1161 | n6214 | 57.8992 | 0 | 1 | ccgt | biomass | conventional | 53.4153 | 9.5169 | [5 empty] | operating
p1162 | n6215 | 19.829 | 0.09 | 1 | ccgt | biomass | conventional | 53.9617 | 9.5691 | [5 empty] | operating
p1163 | n6216 | 105.3662 | 0 | 1 | ccgt | biomass | conventional | 53.0065 | 10.3958 | [5 empty] | operating
p1164 | n6217 | 22.8285 | 0 | 1 | ccgt | biomass | conventional | 53.812 | 9.9481 | [5 empty] | operating
p1165 | n6218 | 3.412 | 0 | 1 | ccgt | biomass | conventional | 53.678 | 9.6776 | [5 empty] | operating
p1166 | n6219 | 21.7234 | 0 | 1 | ccgt | biomass | conventional | 53.4439 | 9.8836 | [5 empty] | operating
p1167 | n6220 | 67.983 | 0 | 1 | ccgt | biomass | conventional | 54.3053 | 9.76 | [5 empty] | operating
p1168 | n6221 | 4.1147 | 0 | 1 | ccgt | biomass | conventional | 53.7219 | 9.9715 | [5 empty] | operating
p1169 | n6222 | 14.9264 | 0 | 1 | ccgt | biomass | conventional | 53.568 | 10.2544 | [5 empty] | operating
p1170 | n6223 | 10.476 | 0 | 1 | ccgt | biomass | conventional | 54.3348 | 10.1184 | [5 empty] | operating
p1171 | n6224 | 16.016 | 0 | 1 | ccgt | biomass | conventional | 54.25 | 10.1624 | [5 empty] | operating
p1172 | n6225 | 21.002 | 0 | 1 | ccgt | biomass | conventional | 53.4357 | 10.459 | [5 empty] | operating
p1173 | n6226 | 37.7582 | 0 | 1 | ccgt | biomass | conventional | 53.2644 | 10.4411 | [5 empty] | operating
p1174 | n6227 | 30.015 | 0.04 | 1 | ccgt | biomass | conventional | 53.8339 | 10.5482 | [5 empty] | operating
p1175 | n6228 | 7.806 | 0 | 1 | ccgt | biomass | conventional | 53.9472 | 10.882 | [5 empty] | operating
p1176 | n6229 | 15.928 | 0 | 1 | ccgt | biomass | conventional | 53.872 | 10.757 | [5 empty] | operating
p1177 | n6231 | 5.979 | 0 | 1 | ccgt | biomass | conventional | 52.9023 | 7.1933 | [5 empty] | operating
p1178 | n6232 | 28.819 | 0 | 1 | ccgt | biomass | conventional | 52.6997 | 7.2441 | [5 empty] | operating
p1179 | n6233 | 26.379 | 0 | 1 | ccgt | biomass | conventional | 53.4676 | 9.0019 | [5 empty] | operating
p1180 | n6234 | 81.4485 | 0.09 | 1 | ccgt | biomass | conventional | 54.7421 | 9.407 | [5 empty] | operating
p1181 | n6235 | 31.046 | 0 | 1 | ccgt | biomass | conventional | 53.4962 | 9.9989 | [5 empty] | operating
p1182 | n6254 | 7.665 | 0 | 1 | ccgt | biomass | conventional | 53.5689 | 9.3494 | [5 empty] | operating
p1183 | n6255 | 1.195 | 0 | 1 | ccgt | biomass | conventional | 53.6186 | 9.4455 | [5 empty] | operating
p1184 | n6257 | 13.167 | 0 | 1 | ccgt | biomass | conventional | 53.665 | 7.5188 | [5 empty] | operating
p1185 | n6259 | 13.122 | 0 | 1 | ccgt | biomass | conventional | 54.3838 | 10.3244 | [5 empty] | operating
p1186 | n6268 | 2.02 | 0 | 1 | ccgt | biomass | conventional | 54.2508 | 8.0571 | [5 empty] | operating
p1187 | n6277 | 0.624 | 0 | 1 | ccgt | biomass | conventional | 54.9224 | 7.7879 | [5 empty] | operating
p1188 | n6286 | 13.9853 | 0 | 1 | ccgt | biomass | conventional | 53.9318 | 9.3274 | [5 empty] | operating
p1189 | n6287 | 2.886 | 0 | 1 | ccgt | biomass | conventional | 52.8476 | 7.1617 | [5 empty] | operating
p1190 | n6288 | 86.311 | 0 | 1 | ccgt | biomass | conventional | 54.7928 | 9.2532 | [5 empty] | operating
p1191 | n6289 | 1.537 | 0 | 1 | ccgt | biomass | conventional | 53.7211 | 9.3246 | [5 empty] | operating
p1192 | n6292 | 45.723 | 0 | 1 | ccgt | biomass | conventional | 52.5914 | 8.8152 | [5 empty] | operating
p1193 | n6293 | 9.5677 | 0 | 1 | ccgt | biomass | conventional | 53.0255 | 8.5927 | [5 empty] | operating
p1194 | n7544 | 3.667 | 0 | 1 | ccgt | biomass | conventional | 51.2617 | 6.466 | [5 empty] | operating
p1195 | n7545 | 26.209 | 0 | 1 | ccgt | biomass | conventional | 51.6385 | 7.6959 | [5 empty] | operating
p1196 | n7547 | 1.579 | 0.0305 | 1 | ccgt | biomass | conventional | 49.135 | 8.6874 | [5 empty] | operating
p1197 | n7548 | 1.856 | 0 | 1 | ccgt | biomass | conventional | 49.3047 | 8.6484 | [5 empty] | operating
p1198 | n7549 | 6.607 | 0 | 1 | ccgt | biomass | conventional | 52.3538 | 9.2794 | [5 empty] | operating
p1199 | n7550 | 0.726 | 0 | 1 | ccgt | biomass | conventional | 51.8171 | 13.0833 | [5 empty] | operating
p1200 | n7551 | 28.4 | 0 | 1 | ccgt | biomass | conventional | 49.5364 | 8.5459 | [5 empty] | operating
p1201 | n7552 | 0.542 | 0 | 1 | ccgt | biomass | conventional | 47.6164 | 9.6634 | [5 empty] | operating
p1202 | n7553 | 5.023 | 0 | 1 | ccgt | biomass | conventional | 49.7715 | 6.5602 | [5 empty] | operating
p1203 | n7830 | 4.0514 | 0 | 1 | ccgt | biomass | conventional | 48.8096 | 9.3577 | [5 empty] | operating
p1204 | n7931 | 8.3596 | 0 | 1 | ccgt | biomass | conventional | 50.0563 | 9.0692 | [5 empty] | operating
p1205 | n7938 | 2.14 | 0.093 | 1 | ccgt | biomass | conventional | 53.4016 | 7.1557 | [5 empty] | operating
p1206 | n7939 | 8.735 | 0 | 1 | ccgt | biomass | conventional | 49.4565 | 8.5977 | [5 empty] | operating
p1207 | n7940 | 7.1375 | 0 | 1 | ccgt | biomass | conventional | 49.4344 | 7.6051 | [5 empty] | operating
p1208 | n7942 | 4.676 | 0 | 1 | ccgt | biomass | conventional | 49.0934 | 9.1229 | [5 empty] | operating
p1209 | n7943 | 16.598 | 0 | 1 | ccgt | biomass | conventional | 52.0269 | 11.8608 | [5 empty] | operating
p1210 | n7944 | 0.6653 | 0 | 1 | ccgt | biomass | conventional | 47.6272 | 7.6121 | [5 empty] | operating
p1211 | n7946 | 0.414 | 0 | 1 | ccgt | biomass | conventional | 49.9812 | 8.8524 | [5 empty] | operating
p1212 | n7948 | 29.905 | 0 | 1 | ccgt | biomass | conventional | 52.7054 | 13.5195 | [5 empty] | operating
p1213 | n7949 | 10.321 | 0 | 1 | ccgt | biomass | conventional | 47.6367 | 9.8024 | [5 empty] | operating
p1214 | n7951 | 0.969 | 0 | 1 | ccgt | biomass | conventional | 48.6385 | 9.4363 | [5 empty] | operating
p1215 | n7952 | 10.7464 | 0 | 1 | ccgt | biomass | conventional | 47.9064 | 8.4139 | [5 empty] | operating
p1216 | n7953 | 14.717 | 0 | 1 | ccgt | biomass | conventional | 47.9642 | 8.5034 | [5 empty] | operating
p1217 | n7954 | 1.125 | 0 | 1 | ccgt | biomass | conventional | 48.7561 | 9.4423 | [5 empty] | operating
p1218 | n7955 | 3.27 | 0 | 1 | ccgt | biomass | conventional | 50.9274 | 6.8076 | [5 empty] | operating
p1219 | n8187 | 5.15 | 0 | 1 | ccgt | biomass | conventional | 53.6731 | 9.2752 | [5 empty] | operating
p1220 | n8188 | 3.878 | 0 | 1 | ccgt | biomass | conventional | 50.8944 | 11.5974 | [5 empty] | operating
p1221 | n8190 | 8.5 | 0 | 1 | ccgt | biomass | conventional | 52.6147 | 12.2333 | [5 empty] | operating
p1222 | n8369 | 7.851 | 0 | 1 | ccgt | biomass | conventional | 52.7047 | 12.979 | [5 empty] | operating
p1223 | n8411 | 19.457 | 0 | 1 | ccgt | biomass | conventional | 50.9593 | 13.1287 | [5 empty] | operating
p1224 | n8419 | 7.0745 | 0 | 1 | ccgt | biomass | conventional | 47.8002 | 8.8783 | [5 empty] | operating
p1225 | n8422 | 0.6553 | 0 | 1 | ccgt | biomass | conventional | 49.3985 | 7.1768 | [5 empty] | operating
p1226 | n8440 | 14.311 | 0 | 1 | ccgt | biomass | conventional | 51.0103 | 10.345 | [5 empty] | operating
p1227 | n8449 | 39.332 | 0 | 1 | ccgt | biomass | conventional | 52.7928 | 7.1301 | [5 empty] | operating
p1228 | n8450 | 30.6441 | 0 | 1 | ccgt | biomass | conventional | 51.5677 | 12.1715 | [5 empty] | operating
p1229 | n8456 | 27.24 | 0 | 1 | ccgt | biomass | conventional | 53.5591 | 12.5533 | [5 empty] | operating
p1230 | n8472 | 0.5 | 0 | 1 | ccgt | biomass | conventional | 50.2648 | 7.505 | [5 empty] | operating
p1231 | n8479 | 0.345 | 0 | 1 | ccgt | biomass | conventional | 49.3493 | 6.8445 | [5 empty] | operating
p1232 | n8480 | 4.475 | 0 | 1 | ccgt | biomass | conventional | 50.306 | 8.1244 | [5 empty] | operating
p1233 | n8488 | 3.605 | 0 | 1 | ccgt | biomass | conventional | 53.5721 | 12.133 | [5 empty] | operating
p1234 | n8490 | 22.004 | 0 | 1 | ccgt | biomass | conventional | 51.3915 | 6.5025 | [5 empty] | operating
p1235 | n8492 | 13.132 | 0 | 1 | ccgt | biomass | conventional | 53.1888 | 13.9416 | [5 empty] | operating
p1236 | n8508 | 8.02 | 0 | 1 | ccgt | biomass | conventional | 49.884 | 10.0209 | [5 empty] | operating
p1237 | n8519 | 52.138 | 0.09 | 1 | ccgt | biomass | conventional | 49.608 | 10.0072 | [5 empty] | operating
p1238 | n8523 | 31.143 | 0 | 1 | ccgt | biomass | conventional | 53.6251 | 11.7252 | [5 empty] | operating
p1239 | n8532 | 3.308 | 0.0462 | 1 | ccgt | biomass | conventional | 47.5283 | 11.2157 | [5 empty] | operating
p1240 | n8545 | 33.8476 | 0 | 1 | ccgt | biomass | conventional | 48.2814 | 10.0648 | [5 empty] | operating
p1241 | n8548 | 4.81 | 0 | 1 | ccgt | biomass | conventional | 52.5037 | 7.3375 | [5 empty] | operating
p1242 | n8550 | 10.0958 | 0 | 1 | ccgt | biomass | conventional | 51.8256 | 13.1657 | [5 empty] | operating
p1243 | n8552 | 3.551 | 0 | 1 | ccgt | biomass | conventional | 49.8353 | 6.6316 | [5 empty] | operating
p1244 | n8556 | 0.02 | 0 | 1 | ccgt | biomass | conventional | 50.9939 | 8.0324 | [5 empty] | operating
p1245 | n8559 | 20 | 0 | 1 | ccgt | biomass | conventional | 49.5626 | 8.4567 | [5 empty] | operating
p1246 | n8561 | 2.919 | 0 | 1 | ccgt | biomass | conventional | 51.7687 | 7.9939 | [5 empty] | operating
p1247 | n8566 | 1.31 | 0 | 1 | ccgt | biomass | conventional | 50.6634 | 12.9062 | [5 empty] | operating
p1248 | n8584 | 0.765 | 0 | 1 | ccgt | biomass | conventional | 49.5466 | 6.6193 | [5 empty] | operating
p1249 | n8609 | 33.8757 | 0 | 1 | ccgt | biomass | conventional | 48.441 | 11.0207 | [5 empty] | operating
p1250 | n8611 | 2.517 | 0 | 1 | ccgt | biomass | conventional | 51.8994 | 8.5446 | [5 empty] | operating
p1251 | n8615 | 6.365 | 0.1 | 1 | ccgt | biomass | conventional | 48.3708 | 11.7375 | [5 empty] | operating
p1252 | n8621 | 0.833 | 0 | 1 | ccgt | biomass | conventional | 51.9747 | 8.6449 | [5 empty] | operating
p1253 | n8628 | 41.722 | 0 | 1 | ccgt | biomass | conventional | 52.2614 | 14.3179 | [5 empty] | operating
p1254 | n8630 | 2.755 | 0 | 1 | ccgt | biomass | conventional | 51.8027 | 7.9417 | [5 empty] | operating
p1255 | n8635 | 0.6275 | 0 | 1 | ccgt | biomass | conventional | 53.617 | 9.6158 | [5 empty] | operating
p1256 | n8636 | 27.363 | 0.093 | 1 | ccgt | biomass | conventional | 53.085 | 9.0253 | [5 empty] | operating
p1257 | n8641 | 8.8918 | 0 | 1 | ccgt | biomass | conventional | 52.1706 | 9.0706 | [5 empty] | operating
p1258 | n8644 | 3.7305 | 0 | 1 | ccgt | biomass | conventional | 49.4226 | 8.3084 | [5 empty] | operating
p1259 | n8645 | 2.298 | 0 | 1 | ccgt | biomass | conventional | 49.8327 | 8.4828 | [5 empty] | operating
p1260 | n8647 | 13.914 | 0 | 1 | ccgt | biomass | conventional | 51.0638 | 12.626 | [5 empty] | operating
p1261 | n8652 | 3.549 | 0 | 1 | ccgt | biomass | conventional | 51.3889 | 8.8564 | [5 empty] | operating
p1262 | n8656 | 3.041 | 0 | 1 | ccgt | biomass | conventional | 53.7487 | 13.277 | [5 empty] | operating
p1263 | n8662 | 24.4675 | 0 | 1 | ccgt | biomass | conventional | 50.8675 | 12.063 | [5 empty] | operating
p1264 | n8665 | 0.863 | 0 | 1 | ccgt | biomass | conventional | 49.7822 | 9.5059 | [5 empty] | operating
p1265 | n8668 | 0.57 | 0 | 1 | ccgt | biomass | conventional | 50.1954 | 8.7561 | [5 empty] | operating
p1266 | n8671 | 53.287 | 0 | 1 | ccgt | biomass | conventional | 51.7653 | 12.9886 | [5 empty] | operating
p1267 | n8685 | 7.8592 | 0 | 1 | ccgt | biomass | conventional | 50.9524 | 13.8084 | [5 empty] | operating
p1268 | n8686 | 5.238 | 0 | 1 | ccgt | biomass | conventional | 52.8384 | 13.3141 | [5 empty] | operating
p1269 | n8690 | 6.94 | 0 | 1 | ccgt | biomass | conventional | 51.7687 | 9.771 | [5 empty] | operating
p1270 | n8691 | 3.683 | 0 | 1 | ccgt | biomass | conventional | 53.6487 | 13.2742 | [5 empty] | operating
p1271 | n8693 | 32.5303 | 0 | 1 | ccgt | biomass | conventional | 52.4594 | 7.9692 | [5 empty] | operating
p1272 | n8696 | 10.8771 | 0 | 1 | ccgt | biomass | conventional | 48.4593 | 10.4535 | [5 empty] | operating
p1273 | n8704 | 10.0945 | 0 | 1 | ccgt | biomass | conventional | 53.2348 | 8.329 | [5 empty] | operating
p1274 | n8710 | 22.223 | 0 | 1 | ccgt | biomass | conventional | 48.4511 | 9.1859 | [5 empty] | operating
p1275 | n8718 | 22.931 | 0 | 1 | ccgt | biomass | conventional | 53.0123 | 12.0753 | [5 empty] | operating
p1276 | n8726 | 0.016 | 0 | 1 | ccgt | biomass | conventional | 48.8674 | 8.4773 | [5 empty] | operating
p1277 | n8727 | 0.375 | 0 | 1 | ccgt | biomass | conventional | 51.0371 | 7.5462 | [5 empty] | operating
p1278 | n8733 | 14.523 | 0.09 | 1 | ccgt | biomass | conventional | 50.9818 | 6.2279 | [5 empty] | operating
p1279 | n8734 | 38.909 | 0 | 1 | ccgt | biomass | conventional | 48.3918 | 12.7881 | [5 empty] | operating
p1280 | n8738 | 4 | 0 | 1 | ccgt | biomass | conventional | 52.3731 | 12.9357 | [5 empty] | operating
p1281 | n8739 | 2.226 | 0 | 1 | ccgt | biomass | conventional | 53.1163 | 13.9307 | [5 empty] | operating
p1282 | n8745 | 1.58 | 0 | 1 | ccgt | biomass | conventional | 50.8146 | 8.0598 | [5 empty] | operating
p1283 | n8747 | 6.211 | 0 | 1 | ccgt | biomass | conventional | 51.1458 | 9.1255 | [5 empty] | operating
p1284 | n8751 | 15.4328 | 0 | 1 | ccgt | biomass | conventional | 52.5338 | 7.3897 | [5 empty] | operating
p1285 | n8762 | 2.875 | 0 | 1 | ccgt | biomass | conventional | 49.2284 | 8.8948 | [5 empty] | operating
p1286 | n8764 | 15.473 | 0.093 | 1 | ccgt | biomass | conventional | 52.4661 | 8.3743 | [5 empty] | operating
p1287 | n8765 | 1.565 | 0 | 1 | ccgt | biomass | conventional | 50.6303 | 11.6016 | [5 empty] | operating
p1288 | n8777 | 4.5024 | 0 | 1 | ccgt | biomass | conventional | 51.6972 | 7.6932 | [5 empty] | operating
p1289 | n8791 | 7.694 | 0 | 1 | ccgt | biomass | conventional | 54.258 | 10.0539 | [5 empty] | operating
p1290 | n8793 | 54.7236 | 0 | 1 | ccgt | biomass | conventional | 48.0166 | 10.7611 | [5 empty] | operating
p1291 | n8794 | 4.593 | 0 | 1 | ccgt | biomass | conventional | 50.7712 | 6.8115 | [5 empty] | operating
p1292 | n8798 | 2.43 | 0 | 1 | ccgt | biomass | conventional | 53.1822 | 8.4196 | [5 empty] | operating
p1293 | n8802 | 4.555 | 0 | 1 | ccgt | biomass | conventional | 51.9553 | 8.4375 | [5 empty] | operating
p1294 | n8807 | 9.094 | 0 | 1 | ccgt | biomass | conventional | 53.197 | 8.5954 | [5 empty] | operating
p1295 | n8808 | 4.586 | 0 | 1 | ccgt | biomass | conventional | 49.5617 | 8.3057 | [5 empty] | operating
p1296 | n3755 | 1.507 | 0 | 1 | ccgt | biomass | conventional | 47.9412 | 11.9792 | [5 empty] | operating
p1297 | n3758 | 0.388 | 0.209 | 1 | ccgt | biomass | conventional | 48.0772 | 11.1841 | [5 empty] | operating
p1298 | n3759 | 1.16 | 0 | 1 | ccgt | biomass | conventional | 48.2777 | 11.3557 | [5 empty] | operating
p1299 | n3760 | 0.42 | 0 | 1 | ccgt | biomass | conventional | 48.8521 | 11.3626 | [5 empty] | operating
p1300 | n3761 | 0.2 | 0 | 1 | ccgt | biomass | conventional | 48.5457 | 11.7787 | [5 empty] | operating
p1301 | n3762 | 0.19 | 0 | 1 | ccgt | biomass | conventional | 48.3225 | 11.6812 | [5 empty] | operating
p1302 | n3763 | 4.8 | 0 | 1 | ccgt | biomass | conventional | 48.2667 | 11.5892 | [5 empty] | operating
p1303 | n3764 | 2.324 | 0 | 1 | ccgt | biomass | conventional | 48.3143 | 11.8254 | [5 empty] | operating
p1304 | n3765 | 0.048 | 0 | 1 | ccgt | biomass | conventional | 48.8683 | 11.8419 | [5 empty] | operating
p1305 | n3766 | 0.155 | 0 | 1 | ccgt | biomass | conventional | 48.9928 | 12.0341 | [5 empty] | operating
p1306 | n3767 | 0.03 | 0 | 1 | ccgt | biomass | conventional | 48.2009 | 12.6288 | [5 empty] | operating
p1307 | n3768 | 0.18 | 0 | 1 | ccgt | biomass | conventional | 48.6592 | 12.2923 | [5 empty] | operating
p1308 | n3769 | 0.035 | 0 | 1 | ccgt | biomass | conventional | 48.3325 | 12.9295 | [5 empty] | operating
p1309 | n3770 | 2.409 | 0.0716 | 1 | ccgt | biomass | conventional | 48.6765 | 13.0353 | [5 empty] | operating
p1310 | n3771 | 0.19 | 0 | 1 | ccgt | biomass | conventional | 47.5283 | 11.1223 | [5 empty] | operating
p1311 | n3772 | 0.01 | 0 | 1 | ccgt | biomass | conventional | 48.8014 | 12.7414 | [5 empty] | operating
p1312 | n3965 | 0.18 | 0 | 1 | ccgt | biomass | conventional | 47.7079 | 7.8717 | [5 empty] | operating
p1313 | n3966 | 6.591 | 0 | 1 | ccgt | biomass | conventional | 48.1038 | 7.7138 | [5 empty] | operating
p1314 | n3967 | 0.036 | 0 | 1 | ccgt | biomass | conventional | 47.5988 | 7.9335 | [5 empty] | operating
p1315 | n3970 | 0.082 | 0 | 1 | ccgt | biomass | conventional | 48.0744 | 8.3867 | [5 empty] | operating
p1316 | n3971 | 1.24 | 0 | 1 | ccgt | biomass | conventional | 48.4993 | 7.8786 | [5 empty] | operating
p1317 | n3972 | 2.317 | 0 | 1 | ccgt | biomass | conventional | 48.7625 | 8.2452 | [5 empty] | operating
p1318 | n3974 | 0.846 | 0 | 1 | ccgt | biomass | conventional | 49.0091 | 8.3263 | [5 empty] | operating
p1319 | n3975 | 1.054 | 0 | 1 | ccgt | biomass | conventional | 47.8104 | 8.9621 | [5 empty] | operating
p1320 | n3977 | 0.28 | 0.075 | 1 | ccgt | biomass | conventional | 48.0799 | 8.5281 | [5 empty] | operating
p1321 | n3978 | 0.075 | 0 | 1 | ccgt | biomass | conventional | 48.7815 | 8.568 | [5 empty] | operating
p1322 | n3979 | 0.267 | 0 | 1 | ccgt | biomass | conventional | 48.5166 | 8.7492 | [5 empty] | operating
p1323 | n3980 | 0.249 | 0 | 1 | ccgt | biomass | conventional | 48.2448 | 8.8618 | [5 empty] | operating
p1324 | n3981 | 3.67 | 0 | 1 | ccgt | biomass | conventional | 48.806 | 8.925 | [5 empty] | operating
p1325 | n3983 | 0.32 | 0 | 1 | ccgt | biomass | conventional | 48.0377 | 9.3961 | [5 empty] | operating
p1326 | n3984 | 1.213 | 0.071 | 1 | ccgt | biomass | conventional | 47.7088 | 9.6062 | [5 empty] | operating
p1327 | n3989 | 0.435 | 0 | 1 | ccgt | biomass | conventional | 48.7363 | 9.3288 | [5 empty] | operating
p1328 | n3991 | 0.16 | 0 | 1 | ccgt | biomass | conventional | 48.6211 | 9.5746 | [5 empty] | operating
p1329 | n3992 | 0.285 | 0 | 1 | ccgt | biomass | conventional | 49.028 | 9.3521 | [5 empty] | operating
p1330 | n3993 | 0.12 | 0 | 1 | ccgt | biomass | conventional | 47.9522 | 10.1926 | [5 empty] | operating
p1331 | n3994 | 0.374 | 0 | 1 | ccgt | biomass | conventional | 47.7421 | 10.3491 | [5 empty] | operating
p1332 | n3995 | 0.3 | 0 | 1 | ccgt | biomass | conventional | 47.6321 | 10.2653 | [5 empty] | operating
p1333 | n3998 | 0.05 | 0 | 1 | ccgt | biomass | conventional | 48.199 | 10.0635 | [5 empty] | operating
p1334 | n3999 | 0.7695 | 0.0913 | 1 | ccgt | biomass | conventional | 48.7924 | 10.0951 | [5 empty] | operating
p1335 | n4000 | 0.037 | 0 | 1 | ccgt | biomass | conventional | 48.622 | 10.2049 | [5 empty] | operating
p1336 | n4001 | 2.338 | 0 | 1 | ccgt | biomass | conventional | 48.4246 | 10.86 | [5 empty] | operating
p1337 | n4002 | 0.037 | 0 | 1 | ccgt | biomass | conventional | 48.3152 | 10.7831 | [5 empty] | operating
p1338 | n4005 | 0.105 | 0 | 1 | ccgt | biomass | conventional | 48.6701 | 9.2999 | [5 empty] | operating
p1339 | n4007 | 0.554 | 0 | 1 | ccgt | biomass | conventional | 48.6438 | 8.0228 | [5 empty] | operating
p1340 | n4008 | 0.1 | 0 | 1 | ccgt | biomass | conventional | 48.9469 | 8.5226 | [5 empty] | operating
p1341 | n5010 | 1.976 | 0 | 1 | ccgt | biomass | conventional | 51.3169 | 12.4846 | [5 empty] | operating
p1342 | n5011 | 6.948 | 0 | 1 | ccgt | biomass | conventional | 51.3949 | 11.9435 | [5 empty] | operating
p1343 | n5012 | 4.96 | 0 | 1 | ccgt | biomass | conventional | 52.4652 | 12.935 | [5 empty] | operating
p1344 | n5015 | 0.35 | 0 | 1 | ccgt | biomass | conventional | 50.2156 | 11.18 | [5 empty] | operating
p1345 | n5016 | 0.43 | 0.156 | 1 | ccgt | biomass | conventional | 49.4547 | 11.3063 | [5 empty] | operating
p1346 | n5017 | 0.095 | 0 | 1 | ccgt | biomass | conventional | 50.6582 | 11.5329 | [5 empty] | operating
p1347 | n5019 | 1.689 | 0 | 1 | ccgt | biomass | conventional | 52.0111 | 11.7224 | [5 empty] | operating
p1348 | n5021 | 0.16 | 0 | 1 | ccgt | biomass | conventional | 52.2278 | 11.7458 | [5 empty] | operating
p1349 | n5022 | 0.406 | 0 | 1 | ccgt | biomass | conventional | 51.1871 | 14.1847 | [5 empty] | operating
p1350 | n5023 | 0.576 | 0 | 1 | ccgt | biomass | conventional | 50.6137 | 12.7867 | [5 empty] | operating
p1351 | n5024 | 0.986 | 0 | 1 | ccgt | biomass | conventional | 50.2718 | 11.7801 | [5 empty] | operating
p1352 | n5025 | 0.313 | 0 | 1 | ccgt | biomass | conventional | 49.6881 | 12.0493 | [5 empty] | operating
p1353 | n5026 | 0.1832 | 0 | 1 | ccgt | biomass | conventional | 49.3502 | 12.0314 | [5 empty] | operating
p1354 | n5027 | 1.233 | 0 | 1 | ccgt | biomass | conventional | 50.7669 | 12.0795 | [5 empty] | operating
p1355 | n5028 | 0.06 | 0 | 1 | ccgt | biomass | conventional | 50.5815 | 11.7224 | [5 empty] | operating
p1356 | n5029 | 2.0433 | 0 | 1 | ccgt | biomass | conventional | 50.9818 | 11.4546 | [5 empty] | operating
p1357 | n5031 | 0.18 | 0 | 1 | ccgt | biomass | conventional | 50.8502 | 12.8018 | [5 empty] | operating
p1358 | n5032 | 0.314 | 0 | 1 | ccgt | biomass | conventional | 50.5937 | 12.339 | [5 empty] | operating
p1359 | n5033 | 0.533 | 0 | 1 | ccgt | biomass | conventional | 50.7938 | 12.5327 | [5 empty] | operating
p1360 | n5035 | 0.561 | 0 | 1 | ccgt | biomass | conventional | 50.8484 | 13.0408 | [5 empty] | operating
p1361 | n5036 | 2.07 | 0 | 1 | ccgt | biomass | conventional | 51.0138 | 13.8153 | [5 empty] | operating
p1362 | n5038 | 0.938 | 0 | 1 | ccgt | biomass | conventional | 51.7585 | 12.1811 | [5 empty] | operating
p1363 | n5039 | 0.135 | 0 | 1 | ccgt | biomass | conventional | 51.3083 | 12.6851 | [5 empty] | operating
p1364 | n5043 | 10.723 | 0 | 1 | ccgt | biomass | conventional | 52.0972 | 13.3621 | [5 empty] | operating
p1365 | n5044 | 0.015 | 0 | 1 | ccgt | biomass | conventional | 51.8943 | 13.9142 | [5 empty] | operating
p1366 | n5046 | 1.313 | 0 | 1 | ccgt | biomass | conventional | 51.7942 | 14.3976 | [5 empty] | operating
p1367 | n5047 | 0.536 | 0 | 1 | ccgt | biomass | conventional | 52.2564 | 13.8304 | [5 empty] | operating
p1368 | n5049 | 0.616 | 0 | 1 | ccgt | biomass | conventional | 52.4376 | 13.4431 | [5 empty] | operating
p1369 | n5050 | 1.878 | 0 | 1 | ccgt | biomass | conventional | 52.4661 | 13.8936 | [5 empty] | operating
p1370 | n5059 | 0.19 | 0 | 1 | ccgt | biomass | conventional | 51.2688 | 12.3843 | [5 empty] | operating
p1371 | n5062 | 0.715 | 0 | 1 | ccgt | biomass | conventional | 51.501 | 14.2067 | [5 empty] | operating
p1372 | n5067 | 0.249 | 0 | 1 | ccgt | biomass | conventional | 51.094 | 13.5818 | [5 empty] | operating
p1373 | n5068 | 3.217 | 0 | 1 | ccgt | biomass | conventional | 51.4155 | 11.8076 | [5 empty] | operating
p1374 | n5084 | 2.196 | 0 | 1 | ccgt | biomass | conventional | 52.3026 | 13.1685 | [5 empty] | operating
p1375 | n5098 | 0.311 | 0 | 1 | ccgt | biomass | conventional | 52.2598 | 14.4141 | [5 empty] | operating
p1376 | n5102 | 5.75 | 0 | 1 | ccgt | biomass | conventional | 51.5498 | 6.714 | [5 empty] | operating
p1377 | n5110 | 0.22 | 0 | 1 | ccgt | biomass | conventional | 52.5304 | 9.1681 | [5 empty] | operating
p1378 | n5112 | 0.675 | 0 | 1 | ccgt | biomass | conventional | 51.8146 | 9.9303 | [5 empty] | operating
p1379 | n5114 | 0.96 | 0 | 1 | ccgt | biomass | conventional | 52.1175 | 10.4439 | [5 empty] | operating
p1380 | n5115 | 0.482 | 0 | 1 | ccgt | biomass | conventional | 52.1133 | 10.9657 | [5 empty] | operating
p1381 | n5145 | 4.222 | 0 | 1 | ccgt | biomass | conventional | 50.4033 | 6.5685 | [5 empty] | operating
p1382 | n5146 | 0.16 | 0 | 1 | ccgt | biomass | conventional | 49.4065 | 7.7014 | [5 empty] | operating
p1383 | n5147 | 0.21 | 0 | 1 | ccgt | biomass | conventional | 49.4217 | 7.2578 | [5 empty] | operating
p1384 | n5149 | 0.08 | 0 | 1 | ccgt | biomass | conventional | 49.3269 | 7.3608 | [5 empty] | operating
p1385 | n5151 | 2.779 | 0 | 1 | ccgt | biomass | conventional | 50.3761 | 7.3814 | [5 empty] | operating
p1386 | n5154 | 0.161 | 0 | 1 | ccgt | biomass | conventional | 49.7963 | 7.7248 | [5 empty] | operating
p1387 | n5155 | 18.114 | 0 | 1 | ccgt | biomass | conventional | 50.0395 | 8.3524 | [5 empty] | operating
p1388 | n5157 | 0.66 | 0 | 1 | ccgt | biomass | conventional | 50.3971 | 8.112 | [5 empty] | operating
p1389 | n5158 | 0.73 | 0 | 1 | ccgt | biomass | conventional | 51.0949 | 6.7909 | [5 empty] | operating
p1390 | n5162 | 2 | 0 | 1 | ccgt | biomass | conventional | 50.8302 | 6.4655 | [5 empty] | operating
p1391 | n5163 | 1.14 | 0 | 1 | ccgt | biomass | conventional | 50.9342 | 6.5135 | [5 empty] | operating
p1392 | n5165 | 1.291 | 0 | 1 | ccgt | biomass | conventional | 51.2215 | 6.3666 | [5 empty] | operating
p1393 | n5166 | 2.214 | 0 | 1 | ccgt | biomass | conventional | 51.1638 | 6.7003 | [5 empty] | operating
p1394 | n5173 | 0.33 | 0.092 | 1 | ccgt | biomass | conventional | 51.63 | 6.6165 | [5 empty] | operating
p1395 | n5175 | 2.484 | 1.539 | 1 | ccgt | biomass | conventional | 51.5139 | 7.3141 | [5 empty] | operating
p1396 | n5176 | 0.805 | 0 | 1 | ccgt | biomass | conventional | 51.2069 | 7.1315 | [5 empty] | operating
p1397 | n5182 | 0.17 | 0 | 1 | ccgt | biomass | conventional | 50.632 | 7.0985 | [5 empty] | operating
p1398 | n5191 | 1.276 | 0 | 1 | ccgt | biomass | conventional | 51.4129 | 7.1356 | [5 empty] | operating
p1399 | n5193 | 1.55 | 0 | 1 | ccgt | biomass | conventional | 51.4061 | 7.2798 | [5 empty] | operating
p1400 | n5194 | 2.674 | 0.449 | 1 | ccgt | biomass | conventional | 51.6598 | 7.0656 | [5 empty] | operating
p1401 | n5195 | 4.968 | 0 | 1 | ccgt | biomass | conventional | 51.4703 | 7.1823 | [5 empty] | operating
p1402 | n5196 | 2.324 | 0 | 1 | ccgt | biomass | conventional | 51.5395 | 7.229 | [5 empty] | operating
p1403 | n5197 | 1.26 | 0 | 1 | ccgt | biomass | conventional | 51.0587 | 8.0008 | [5 empty] | operating
p1404 | n5199 | 1.564 | 0 | 1 | ccgt | biomass | conventional | 50.9775 | 7.5188 | [5 empty] | operating
p1405 | n5200 | 0.5 | 0 | 1 | ccgt | biomass | conventional | 50.884 | 8.0585 | [5 empty] | operating
p1406 | n5201 | 0.124 | 0 | 1 | ccgt | biomass | conventional | 50.9299 | 8.2466 | [5 empty] | operating
p1407 | n5202 | 0.933 | 0 | 1 | ccgt | biomass | conventional | 51.3512 | 7.4721 | [5 empty] | operating
p1408 | n5203 | 1.538 | 0 | 1 | ccgt | biomass | conventional | 51.3486 | 7.6959 | [5 empty] | operating
p1409 | n5205 | 3.377 | 0.348 | 1 | ccgt | biomass | conventional | 51.4925 | 7.5037 | [5 empty] | operating
p1410 | n5207 | 1.184 | 0.345 | 1 | ccgt | biomass | conventional | 51.6538 | 8.0695 | [5 empty] | operating
p1411 | n5208 | 0.137 | 0 | 1 | ccgt | biomass | conventional | 52.2127 | 7.1288 | [5 empty] | operating
p1412 | n5211 | 2.668 | 0 | 1 | ccgt | biomass | conventional | 51.9747 | 7.6767 | [5 empty] | operating
p1413 | n5213 | 1.25 | 0 | 1 | ccgt | biomass | conventional | 52.0415 | 8.2068 | [5 empty] | operating
p1414 | n5214 | 0.5 | 0 | 1 | ccgt | biomass | conventional | 52.2824 | 7.9308 | [5 empty] | operating
p1415 | n5219 | 1.095 | 0 | 1 | ccgt | biomass | conventional | 49.2086 | 8.5899 | [5 empty] | operating
p1416 | n5220 | 0.165 | 0 | 1 | ccgt | biomass | conventional | 49.2759 | 8.9648 | [5 empty] | operating
p1417 | n5221 | 2.298 | 0 | 1 | ccgt | biomass | conventional | 49.1566 | 9.2986 | [5 empty] | operating
p1418 | n5222 | 0.19 | 0 | 1 | ccgt | biomass | conventional | 49.2633 | 9.5471 | [5 empty] | operating
p1419 | n5223 | 0.445 | 0 | 1 | ccgt | biomass | conventional | 50.5431 | 9.6721 | [5 empty] | operating
p1420 | n5225 | 1.147 | 0 | 1 | ccgt | biomass | conventional | 49.9892 | 8.535 | [5 empty] | operating
p1421 | n5226 | 0.108 | 0 | 1 | ccgt | biomass | conventional | 49.3815 | 8.5446 | [5 empty] | operating
p1422 | n5228 | 0.19 | 0 | 1 | ccgt | biomass | conventional | 49.6036 | 8.4732 | [5 empty] | operating
p1423 | n5229 | 1.6 | 0 | 1 | ccgt | biomass | conventional | 49.5306 | 8.6806 | [5 empty] | operating
p1424 | n5233 | 0.08 | 0 | 1 | ccgt | biomass | conventional | 51.1587 | 8.3881 | [5 empty] | operating
p1425 | n5234 | 0.098 | 0.132 | 1 | ccgt | biomass | conventional | 50.2428 | 8.7602 | [5 empty] | operating
p1426 | n5235 | 0.387 | 0 | 1 | ccgt | biomass | conventional | 50.6573 | 8.7053 | [5 empty] | operating
p1427 | n5237 | 0.304 | 0 | 1 | ccgt | biomass | conventional | 49.5163 | 8.9456 | [5 empty] | operating
p1428 | n5240 | 0.468 | 0 | 1 | ccgt | biomass | conventional | 49.6036 | 9.3631 | [5 empty] | operating
p1429 | n5241 | 0.748 | 0 | 1 | ccgt | biomass | conventional | 51.0293 | 9.2587 | [5 empty] | operating
p1430 | n5242 | 0.05 | 0.092 | 1 | ccgt | biomass | conventional | 51.0845 | 9.0253 | [5 empty] | operating
p1431 | n5243 | 0.05 | 0 | 1 | ccgt | biomass | conventional | 51.3443 | 8.8962 | [5 empty] | operating
p1432 | n5244 | 0.384 | 0.04 | 1 | ccgt | biomass | conventional | 50.8597 | 9.6213 | [5 empty] | operating
p1433 | n5245 | 0.556 | 0 | 1 | ccgt | biomass | conventional | 51.1948 | 9.5293 | [5 empty] | operating
p1434 | n5247 | 0.469 | 0 | 1 | ccgt | biomass | conventional | 52.3907 | 8.8934 | [5 empty] | operating
p1435 | n5249 | 0.2 | 0 | 1 | ccgt | biomass | conventional | 51.8977 | 8.4293 | [5 empty] | operating
p1436 | n5253 | 0.5 | 0 | 1 | ccgt | biomass | conventional | 51.984 | 8.9525 | [5 empty] | operating
p1437 | n5254 | 0.66 | 0 | 1 | ccgt | biomass | conventional | 51.7075 | 8.6916 | [5 empty] | operating
p1438 | n5259 | 0.582 | 0 | 1 | ccgt | biomass | conventional | 49.9503 | 10.0813 | [5 empty] | operating
p1439 | n5260 | 1.985 | 0 | 1 | ccgt | biomass | conventional | 49.4074 | 10.8037 | [5 empty] | operating
p1440 | n5262 | 0.625 | 0 | 1 | ccgt | biomass | conventional | 51.4668 | 9.8328 | [5 empty] | operating
p1441 | n5264 | 0.3 | 0 | 1 | ccgt | biomass | conventional | 50.9429 | 10.3931 | [5 empty] | operating
p1442 | n5265 | 0.477 | 0 | 1 | ccgt | biomass | conventional | 49.6285 | 11.0234 | [5 empty] | operating
p1443 | n5267 | 0.252 | 0 | 1 | ccgt | biomass | conventional | 51.4745 | 11.0179 | [5 empty] | operating
p1444 | n5268 | 6.1 | 0 | 1 | ccgt | biomass | conventional | 52.3798 | 9.8891 | [5 empty] | operating
p1445 | n5270 | 0.442 | 0 | 1 | ccgt | biomass | conventional | 52.1983 | 9.9467 | [5 empty] | operating
p1446 | n5272 | 0.384 | 0.45 | 1 | ccgt | biomass | conventional | 52.3387 | 10.8311 | [5 empty] | operating
p1447 | n5274 | 2.224 | 0 | 1 | ccgt | biomass | conventional | 52.2581 | 10.4535 | [5 empty] | operating
p1448 | n5276 | 0.294 | 0 | 1 | ccgt | biomass | conventional | 49.9397 | 10.2599 | [5 empty] | operating
p1449 | n5279 | 0.3 | 0 | 1 | ccgt | biomass | conventional | 51.5805 | 9.3947 | [5 empty] | operating
p1450 | n5280 | 0.078 | 0 | 1 | ccgt | biomass | conventional | 50.1479 | 8.6188 | [5 empty] | operating
p1451 | n5281 | 0.616 | 0 | 1 | ccgt | biomass | conventional | 50.4068 | 11.0468 | [5 empty] | operating
p1452 | n5282 | 0.255 | 0 | 1 | ccgt | biomass | conventional | 50.6625 | 8.4842 | [5 empty] | operating
p1453 | n5283 | 0.85 | 0 | 1 | ccgt | biomass | conventional | 50.1311 | 10.0305 | [5 empty] | operating
p1454 | n5284 | 0.19 | 0 | 1 | ccgt | biomass | conventional | 50.8163 | 6.0425 | [5 empty] | operating
p1455 | n5285 | 1.721 | 0 | 1 | ccgt | biomass | conventional | 49.8238 | 6.6989 | [5 empty] | operating
p1456 | n5286 | 0.597 | 0 | 1 | ccgt | biomass | conventional | 52.3068 | 10.6801 | [5 empty] | operating
p1457 | n5288 | 0.105 | 0 | 1 | ccgt | biomass | conventional | 51.7653 | 9.2491 | [5 empty] | operating
p1458 | n5357 | 0.685 | 0 | 1 | ccgt | biomass | conventional | 49.9433 | 7.8566 | [5 empty] | operating
p1459 | n5363 | 0.12 | 0 | 1 | ccgt | biomass | conventional | 49.1557 | 9.0623 | [5 empty] | operating
p1460 | n5365 | 0.14812 | 0 | 1 | ccgt | biomass | conventional | 49.9274 | 9.9083 | [5 empty] | operating
p1461 | n5368 | 0.519 | 0 | 1 | ccgt | biomass | conventional | 49.9795 | 8.98 | [5 empty] | operating
p1462 | n6078 | 1.094 | 0 | 1 | ccgt | biomass | conventional | 53.5632 | 11.4629 | [5 empty] | operating
p1463 | n6080 | 0.3135 | 0.0148 | 1 | ccgt | biomass | conventional | 53.066 | 11.9463 | [5 empty] | operating
p1464 | n6084 | 1.833 | 0 | 1 | ccgt | biomass | conventional | 54.1437 | 12.1283 | [5 empty] | operating
p1465 | n6085 | 0.28 | 0 | 1 | ccgt | biomass | conventional | 54.0674 | 12.2731 | [5 empty] | operating
p1466 | n6088 | 0.85 | 0.36 | 1 | ccgt | biomass | conventional | 54.2588 | 13.0669 | [5 empty] | operating
p1467 | n6089 | 1.407 | 0 | 1 | ccgt | biomass | conventional | 53.8379 | 13.141 | [5 empty] | operating
p1468 | n6090 | 0.109 | 0 | 1 | ccgt | biomass | conventional | 54.1126 | 13.6011 | [5 empty] | operating
p1469 | n6097 | 0.706 | 0 | 1 | ccgt | biomass | conventional | 52.7338 | 11.7595 | [5 empty] | operating
p1470 | n6138 | 0.311 | 0 | 1 | ccgt | biomass | conventional | 53.7925 | 13.3031 | [5 empty] | operating
p1471 | n6149 | 1.546 | 0 | 1 | ccgt | biomass | conventional | 53.5746 | 13.2166 | [5 empty] | operating
p1472 | n6191 | 0.6 | 0 | 1 | ccgt | biomass | conventional | 53.1089 | 8.3249 | [5 empty] | operating
p1473 | n6199 | 0.806 | 0 | 1 | ccgt | biomass | conventional | 53.0577 | 7.3759 | [5 empty] | operating
p1474 | n6204 | 0.1 | 0 | 1 | ccgt | biomass | conventional | 53.3005 | 8.1216 | [5 empty] | operating
p1475 | n6207 | 0.13 | 0 | 1 | ccgt | biomass | conventional | 53.3424 | 8.3922 | [5 empty] | operating
p1476 | n6208 | 2 | 0 | 1 | ccgt | biomass | conventional | 52.9908 | 8.8783 | [5 empty] | operating
p1477 | n6209 | 0.24787 | 0 | 1 | ccgt | biomass | conventional | 52.8202 | 8.9827 | [5 empty] | operating
p1478 | n6210 | 1.6 | 0 | 1 | ccgt | biomass | conventional | 53.9068 | 9.2422 | [5 empty] | operating
p1479 | n6211 | 0.05 | 0.084 | 1 | ccgt | biomass | conventional | 53.0437 | 9.234 | [5 empty] | operating
p1480 | n6215 | 0.15 | 0 | 1 | ccgt | biomass | conventional | 53.9617 | 9.5691 | [5 empty] | operating
p1481 | n6216 | 0.45 | 0 | 1 | ccgt | biomass | conventional | 53.0065 | 10.3958 | [5 empty] | operating
p1482 | n6219 | 1.308 | 0 | 1 | ccgt | biomass | conventional | 53.4439 | 9.8836 | [5 empty] | operating
p1483 | n6222 | 0.396 | 0 | 1 | ccgt | biomass | conventional | 53.568 | 10.2544 | [5 empty] | operating
p1484 | n6223 | 1 | 0 | 1 | ccgt | biomass | conventional | 54.3348 | 10.1184 | [5 empty] | operating
p1485 | n6224 | 2.25 | 0 | 1 | ccgt | biomass | conventional | 54.25 | 10.1624 | [5 empty] | operating
p1486 | n6226 | 0.155 | 0 | 1 | ccgt | biomass | conventional | 53.2644 | 10.4411 | [5 empty] | operating
p1487 | n6227 | 0.1 | 0.1357 | 1 | ccgt | biomass | conventional | 53.8339 | 10.5482 | [5 empty] | operating
p1488 | n6228 | 0.1 | 0 | 1 | ccgt | biomass | conventional | 53.9472 | 10.882 | [5 empty] | operating
p1489 | n6229 | 6.068 | 0 | 1 | ccgt | biomass | conventional | 53.872 | 10.757 | [5 empty] | operating
p1490 | n6232 | 0.04 | 0 | 1 | ccgt | biomass | conventional | 52.6997 | 7.2441 | [5 empty] | operating
p1491 | n6233 | 0.164 | 0 | 1 | ccgt | biomass | conventional | 53.4676 | 9.0019 | [5 empty] | operating
p1492 | n6234 | 0.894 | 0 | 1 | ccgt | biomass | conventional | 54.7421 | 9.407 | [5 empty] | operating
p1493 | n6255 | 0.36 | 0 | 1 | ccgt | biomass | conventional | 53.6186 | 9.4455 | [5 empty] | operating
p1494 | n6257 | 0.1 | 0 | 1 | ccgt | biomass | conventional | 53.665 | 7.5188 | [5 empty] | operating
p1495 | n6277 | 0.099 | 0 | 1 | ccgt | biomass | conventional | 54.9224 | 7.7879 | [5 empty] | operating
p1496 | n6288 | 1.786 | 0 | 1 | ccgt | biomass | conventional | 54.7928 | 9.2532 | [5 empty] | operating
p1497 | n6293 | 0.536 | 0 | 1 | ccgt | biomass | conventional | 53.0255 | 8.5927 | [5 empty] | operating
p1498 | n7545 | 1.01 | 0.348 | 1 | ccgt | biomass | conventional | 51.6385 | 7.6959 | [5 empty] | operating
p1499 | n7546 | 3.786 | 0 | 1 | ccgt | biomass | conventional | 51.49 | 6.9249 | [5 empty] | operating
p1500 | n7548 | 0.26 | 0 | 1 | ccgt | biomass | conventional | 49.3047 | 8.6484 | [5 empty] | operating
p1501 | n7830 | 0.192 | 0 | 1 | ccgt | biomass | conventional | 48.8096 | 9.3577 | [5 empty] | operating
p1502 | n7931 | 1.393 | 0 | 1 | ccgt | biomass | conventional | 50.0563 | 9.0692 | [5 empty] | operating
p1503 | n7938 | 0.306 | 0 | 1 | ccgt | biomass | conventional | 53.4016 | 7.1557 | [5 empty] | operating
p1504 | n7939 | 0.588 | 0 | 1 | ccgt | biomass | conventional | 49.4565 | 8.5977 | [5 empty] | operating
p1505 | n7942 | 0.545 | 0 | 1 | ccgt | biomass | conventional | 49.0934 | 9.1229 | [5 empty] | operating
p1506 | n7943 | 0.167 | 0 | 1 | ccgt | biomass | conventional | 52.0269 | 11.8608 | [5 empty] | operating
p1507 | n7946 | 1.12 | 0 | 1 | ccgt | biomass | conventional | 49.9812 | 8.8524 | [5 empty] | operating
p1508 | n7948 | 6.394 | 0 | 1 | ccgt | biomass | conventional | 52.7054 | 13.5195 | [5 empty] | operating
p1509 | n7949 | 0.315 | 0 | 1 | ccgt | biomass | conventional | 47.6367 | 9.8024 | [5 empty] | operating
p1510 | n7952 | 0.095 | 0 | 1 | ccgt | biomass | conventional | 47.9064 | 8.4139 | [5 empty] | operating
p1511 | n7953 | 0.4072 | 0 | 1 | ccgt | biomass | conventional | 47.9642 | 8.5034 | [5 empty] | operating
p1512 | n7954 | 0.08 | 0 | 1 | ccgt | biomass | conventional | 48.7561 | 9.4423 | [5 empty] | operating
p1513 | n8188 | 0.4 | 0 | 1 | ccgt | biomass | conventional | 50.8944 | 11.5974 | [5 empty] | operating
p1514 | n8369 | 0.337 | 0 | 1 | ccgt | biomass | conventional | 52.7047 | 12.979 | [5 empty] | operating
p1515 | n8419 | 0.497 | 0 | 1 | ccgt | biomass | conventional | 47.8002 | 8.8783 | [5 empty] | operating
p1516 | n8450 | 2.615 | 0 | 1 | ccgt | biomass | conventional | 51.5677 | 12.1715 | [5 empty] | operating
p1517 | n8480 | 0.1 | 0 | 1 | ccgt | biomass | conventional | 50.306 | 8.1244 | [5 empty] | operating
p1518 | n8490 | 1.47 | 0 | 1 | ccgt | biomass | conventional | 51.3915 | 6.5025 | [5 empty] | operating
p1519 | n8519 | 0.07 | 0 | 1 | ccgt | biomass | conventional | 49.608 | 10.0072 | [5 empty] | operating
p1520 | n8532 | 0.248 | 0 | 1 | ccgt | biomass | conventional | 47.5283 | 11.2157 | [5 empty] | operating
p1521 | n8545 | 0.2 | 0 | 1 | ccgt | biomass | conventional | 48.2814 | 10.0648 | [5 empty] | operating
p1522 | n8548 | 0.8 | 0 | 1 | ccgt | biomass | conventional | 52.5037 | 7.3375 | [5 empty] | operating
p1523 | n8559 | 3 | 0 | 1 | ccgt | biomass | conventional | 49.5626 | 8.4567 | [5 empty] | operating
p1524 | n8609 | 0.287 | 0 | 1 | ccgt | biomass | conventional | 48.441 | 11.0207 | [5 empty] | operating
p1525 | n8635 | 0.1 | 0 | 1 | ccgt | biomass | conventional | 53.617 | 9.6158 | [5 empty] | operating
p1526 | n8636 | 0.1 | 0 | 1 | ccgt | biomass | conventional | 53.085 | 9.0253 | [5 empty] | operating
p1527 | n8644 | 0.45 | 0 | 1 | ccgt | biomass | conventional | 49.4226 | 8.3084 | [5 empty] | operating
p1528 | n8652 | 0.288 | 0 | 1 | ccgt | biomass | conventional | 51.3889 | 8.8564 | [5 empty] | operating
p1529 | n8662 | 1.111 | 0 | 1 | ccgt | biomass | conventional | 50.8675 | 12.063 | [5 empty] | operating
p1530 | n8668 | 0.15 | 0 | 1 | ccgt | biomass | conventional | 50.1954 | 8.7561 | [5 empty] | operating
p1531 | n8685 | 0.08 | 0 | 1 | ccgt | biomass | conventional | 50.9524 | 13.8084 | [5 empty] | operating
p1532 | n8686 | 0.626 | 0 | 1 | ccgt | biomass | conventional | 52.8384 | 13.3141 | [5 empty] | operating
p1533 | n8690 | 0.17 | 0 | 1 | ccgt | biomass | conventional | 51.7687 | 9.771 | [5 empty] | operating
p1534 | n8693 | 0.387 | 0 | 1 | ccgt | biomass | conventional | 52.4594 | 7.9692 | [5 empty] | operating
p1535 | n8696 | 0.1 | 0 | 1 | ccgt | biomass | conventional | 48.4593 | 10.4535 | [5 empty] | operating
p1536 | n8710 | 0.388 | 0 | 1 | ccgt | biomass | conventional | 48.4511 | 9.1859 | [5 empty] | operating
p1537 | n8727 | 0.032 | 0.051 | 1 | ccgt | biomass | conventional | 51.0371 | 7.5462 | [5 empty] | operating
p1538 | n8733 | 1.115 | 0 | 1 | ccgt | biomass | conventional | 50.9818 | 6.2279 | [5 empty] | operating
p1539 | n8734 | 0.11 | 0 | 1 | ccgt | biomass | conventional | 48.3918 | 12.7881 | [5 empty] | operating
p1540 | n8747 | 0.37 | 0 | 1 | ccgt | biomass | conventional | 51.1458 | 9.1255 | [5 empty] | operating
p1541 | n8762 | 0.505 | 0 | 1 | ccgt | biomass | conventional | 49.2284 | 8.8948 | [5 empty] | operating
p1542 | n8791 | 0.619 | 0 | 1 | ccgt | biomass | conventional | 54.258 | 10.0539 | [5 empty] | operating
p1543 | n8793 | 0.487 | 0 | 1 | ccgt | biomass | conventional | 48.0166 | 10.7611 | [5 empty] | operating
p1544 | n8794 | 2.829 | 0 | 1 | ccgt | biomass | conventional | 50.7712 | 6.8115 | [5 empty] | operating
p1545 | n8808 | 0.997 | 0 | 1 | ccgt | biomass | conventional | 49.5617 | 8.3057 | [5 empty] | operating
p1546 | n3755 | 18.315 | 0 | 1 | geothermal | sun | other_res | 47.9412 | 11.9792 | [5 empty] | operating
p1547 | n3763 | 7.1 | 0 | 1 | geothermal | sun | other_res | 48.2667 | 11.5892 | [5 empty] | operating
p1548 | n3767 | 5.5 | 0 | 1 | geothermal | sun | other_res | 48.2009 | 12.6288 | [5 empty] | operating
p1549 | n5153 | 7.8 | 0 | 1 | geothermal | sun | other_res | 49.2041 | 8.4114 | [5 empty] | operating
p1550 | n5218 | 0.55 | 0 | 1 | geothermal | sun | other_res | 49.1143 | 8.5419 | [5 empty] | operating
p1551 | n6078 | 0.22 | 0 | 1 | geothermal | sun | other_res | 53.5632 | 11.4629 | [5 empty] | operating
p1552 | n6221 | 0.0075 | 0 | 1 | geothermal | sun | other_res | 53.7219 | 9.9715 | [5 empty] | operating
p1553 | n3754 | 8.0557 | 0 | 1 | ror | hydro | hydro_ror | 48.6374 | 12.1729 | [5 empty] | operating
p1554 | n3755 | 35.3815 | 0 | 1 | ror | hydro | hydro_ror | 47.9412 | 11.9792 | [5 empty] | operating
p1555 | n3756 | 1.8045 | 0 | 1 | ror | hydro | hydro_ror | 48.7924 | 11.5013 | [5 empty] | operating
p1556 | n3757 | 0.3435 | 0 | 1 | ror | hydro | hydro_ror | 48.348 | 11.261 | [5 empty] | operating
p1557 | n3758 | 4.6828 | 0 | 1 | ror | hydro | hydro_ror | 48.0772 | 11.1841 | [5 empty] | operating
p1558 | n3759 | 5.139 | 0 | 1 | ror | hydro | hydro_ror | 48.2777 | 11.3557 | [5 empty] | operating
p1559 | n3760 | 2.0104 | 0 | 1 | ror | hydro | hydro_ror | 48.8521 | 11.3626 | [5 empty] | operating
p1560 | n3761 | 5.6262 | 0 | 1 | ror | hydro | hydro_ror | 48.5457 | 11.7787 | [5 empty] | operating
p1561 | n3762 | 1.6715 | 0 | 1 | ror | hydro | hydro_ror | 48.3225 | 11.6812 | [5 empty] | operating
p1562 | n3763 | 26.2929 | 0 | 1 | ror | hydro | hydro_ror | 48.2667 | 11.5892 | [5 empty] | operating
p1563 | n3764 | 2.2489 | 0 | 1 | ror | hydro | hydro_ror | 48.3143 | 11.8254 | [5 empty] | operating
p1564 | n3765 | 7.6097 | 0 | 1 | ror | hydro | hydro_ror | 48.8683 | 11.8419 | [5 empty] | operating
p1565 | n3766 | 9.6059 | 0 | 1 | ror | hydro | hydro_ror | 48.9928 | 12.0341 | [5 empty] | operating
p1566 | n3767 | 53.2465 | 0 | 1 | ror | hydro | hydro_ror | 48.2009 | 12.6288 | [5 empty] | operating
p1567 | n3768 | 11.6595 | 0 | 1 | ror | hydro | hydro_ror | 48.6592 | 12.2923 | [5 empty] | operating
p1568 | n3769 | 2.8782 | 0 | 1 | ror | hydro | hydro_ror | 48.3325 | 12.9295 | [5 empty] | operating
p1569 | n3770 | 44.5978 | 0 | 1 | ror | hydro | hydro_ror | 48.6765 | 13.0353 | [5 empty] | operating
p1570 | n3771 | 21.0159 | 0 | 1 | ror | hydro | hydro_ror | 47.5283 | 11.1223 | [5 empty] | operating
p1571 | n3772 | 25.5494 | 0 | 1 | ror | hydro | hydro_ror | 48.8014 | 12.7414 | [5 empty] | operating
p1572 | n3965 | 11.3369 | 0 | 1 | ror | hydro | hydro_ror | 47.7079 | 7.8717 | [5 empty] | operating
p1573 | n3966 | 4.7453 | 0 | 1 | ror | hydro | hydro_ror | 48.1038 | 7.7138 | [5 empty] | operating
p1574 | n3967 | 3.025 | 0 | 1 | ror | hydro | hydro_ror | 47.5988 | 7.9335 | [5 empty] | operating
p1575 | n3968 | 1.759 | 0 | 1 | ror | hydro | hydro_ror | 47.7061 | 8.1491 | [5 empty] | operating
p1576 | n3969 | 2.5138 | 0 | 1 | ror | hydro | hydro_ror | 47.6497 | 8.2054 | [5 empty] | operating
p1577 | n3970 | 10.8827 | 0 | 1 | ror | hydro | hydro_ror | 48.0744 | 8.3867 | [5 empty] | operating
p1578 | n3971 | 9.9585 | 0 | 1 | ror | hydro | hydro_ror | 48.4993 | 7.8786 | [5 empty] | operating
p1579 | n3972 | 56.547 | 0 | 1 | ror | hydro | hydro_ror | 48.7625 | 8.2452 | [5 empty] | operating
p1580 | n3973 | 1.159 | 0 | 1 | ror | hydro | hydro_ror | 48.9928 | 8.4238 | [5 empty] | operating
p1581 | n3974 | 0.2945 | 0 | 1 | ror | hydro | hydro_ror | 49.0091 | 8.3263 | [5 empty] | operating
p1582 | n3975 | 2.1585 | 0 | 1 | ror | hydro | hydro_ror | 47.8104 | 8.9621 | [5 empty] | operating
p1583 | n3976 | 0.8 | 0 | 1 | ror | hydro | hydro_ror | 47.7892 | 8.7918 | [5 empty] | operating
p1584 | n3977 | 1.032 | 0 | 1 | ror | hydro | hydro_ror | 48.0799 | 8.5281 | [5 empty] | operating
p1585 | n3978 | 6.7975 | 0 | 1 | ror | hydro | hydro_ror | 48.7815 | 8.568 | [5 empty] | operating
p1586 | n3979 | 11.3534 | 0 | 1 | ror | hydro | hydro_ror | 48.5166 | 8.7492 | [5 empty] | operating
p1587 | n3980 | 2.3179 | 0 | 1 | ror | hydro | hydro_ror | 48.2448 | 8.8618 | [5 empty] | operating
p1588 | n3981 | 3.9249 | 0 | 1 | ror | hydro | hydro_ror | 48.806 | 8.925 | [5 empty] | operating
p1589 | n3982 | 6.0836 | 0 | 1 | ror | hydro | hydro_ror | 48.243 | 9.8437 | [5 empty] | operating
p1590 | n3983 | 5.0535 | 0 | 1 | ror | hydro | hydro_ror | 48.0377 | 9.3961 | [5 empty] | operating
p1591 | n3984 | 4.0096 | 0 | 1 | ror | hydro | hydro_ror | 47.7088 | 9.6062 | [5 empty] | operating
p1592 | n3985 | 0.0092 | 0 | 1 | ror | hydro | hydro_ror | 47.6228 | 9.7325 | [5 empty] | operating
p1593 | n3986 | 1.791 | 0 | 1 | ror | hydro | hydro_ror | 48.5921 | 9.2807 | [5 empty] | operating
p1594 | n3987 | 5.6335 | 0 | 1 | ror | hydro | hydro_ror | 48.4848 | 9.245 | [5 empty] | operating
p1595 | n3988 | 8.0466 | 0 | 1 | ror | hydro | hydro_ror | 48.8213 | 9.1338 | [5 empty] | operating
p1596 | n3989 | 6.063 | 0 | 1 | ror | hydro | hydro_ror | 48.7363 | 9.3288 | [5 empty] | operating
p1597 | n3990 | 1.9239 | 0 | 1 | ror | hydro | hydro_ror | 48.3973 | 9.6007 | [5 empty] | operating
p1598 | n3991 | 3.7947 | 0 | 1 | ror | hydro | hydro_ror | 48.6211 | 9.5746 | [5 empty] | operating
p1599 | n3992 | 8.6985 | 0 | 1 | ror | hydro | hydro_ror | 49.028 | 9.3521 | [5 empty] | operating
p1600 | n3993 | 28.39 | 0 | 1 | ror | hydro | hydro_ror | 47.9522 | 10.1926 | [5 empty] | operating
p1601 | n3994 | 21.4587 | 0 | 1 | ror | hydro | hydro_ror | 47.7421 | 10.3491 | [5 empty] | operating
p1602 | n3995 | 29.559 | 0 | 1 | ror | hydro | hydro_ror | 47.6321 | 10.2653 | [5 empty] | operating
p1603 | n3996 | 0.74 | 0 | 1 | ror | hydro | hydro_ror | 48.5639 | 10.4219 | [5 empty] | operating
p1604 | n3997 | 1.014 | 0 | 1 | ror | hydro | hydro_ror | 48.4939 | 10.1706 | [5 empty] | operating
p1605 | n3998 | 3.1429 | 0 | 1 | ror | hydro | hydro_ror | 48.199 | 10.0635 | [5 empty] | operating
p1606 | n3999 | 2.132 | 0 | 1 | ror | hydro | hydro_ror | 48.7924 | 10.0951 | [5 empty] | operating
p1607 | n4000 | 1.581 | 0 | 1 | ror | hydro | hydro_ror | 48.622 | 10.2049 | [5 empty] | operating
p1608 | n4001 | 18.1911 | 0 | 1 | ror | hydro | hydro_ror | 48.4246 | 10.86 | [5 empty] | operating
p1609 | n4002 | 16.2245 | 0 | 1 | ror | hydro | hydro_ror | 48.3152 | 10.7831 | [5 empty] | operating
p1610 | n4003 | 1.6641 | 0 | 1 | ror | hydro | hydro_ror | 48.6284 | 10.8298 | [5 empty] | operating
p1611 | n4004 | 0.7321 | 0 | 1 | ror | hydro | hydro_ror | 48.4993 | 10.8284 | [5 empty] | operating
p1612 | n4005 | 1.43 | 0 | 1 | ror | hydro | hydro_ror | 48.6701 | 9.2999 | [5 empty] | operating
p1613 | n4007 | 6.6247 | 0 | 1 | ror | hydro | hydro_ror | 48.6438 | 8.0228 | [5 empty] | operating
p1614 | n4008 | 2.1069 | 0 | 1 | ror | hydro | hydro_ror | 48.9469 | 8.5226 | [5 empty] | operating
p1615 | n4010 | 7.8 | 0 | 1 | ror | hydro | hydro_ror | 48.7725 | 9.2299 | [5 empty] | operating
p1616 | n4382 | 55.034 | 0 | 1 | ror | hydro | hydro_ror | 47.5938 | 7.8748 | [5 empty] | operating
p1617 | n5011 | 5.1421 | 0 | 1 | ror | hydro | hydro_ror | 51.3949 | 11.9435 | [5 empty] | operating
p1618 | n5015 | 5.12 | 0 | 1 | ror | hydro | hydro_ror | 50.2156 | 11.18 | [5 empty] | operating
p1619 | n5016 | 10.7708 | 0 | 1 | ror | hydro | hydro_ror | 49.4547 | 11.3063 | [5 empty] | operating
p1620 | n5017 | 3.4835 | 0 | 1 | ror | hydro | hydro_ror | 50.6582 | 11.5329 | [5 empty] | operating
p1621 | n5018 | 2.2717 | 0 | 1 | ror | hydro | hydro_ror | 51.6052 | 11.456 | [5 empty] | operating
p1622 | n5019 | 2.9 | 0 | 1 | ror | hydro | hydro_ror | 52.0111 | 11.7224 | [5 empty] | operating
p1623 | n5022 | 1.39 | 0 | 1 | ror | hydro | hydro_ror | 51.1871 | 14.1847 | [5 empty] | operating
p1624 | n5023 | 13.651 | 0 | 1 | ror | hydro | hydro_ror | 50.6137 | 12.7867 | [5 empty] | operating
p1625 | n5024 | 11.2251 | 0 | 1 | ror | hydro | hydro_ror | 50.2718 | 11.7801 | [5 empty] | operating
p1626 | n5025 | 13.7188 | 0 | 1 | ror | hydro | hydro_ror | 49.6881 | 12.0493 | [5 empty] | operating
p1627 | n5026 | 9.0891 | 0 | 1 | ror | hydro | hydro_ror | 49.3502 | 12.0314 | [5 empty] | operating
p1628 | n5027 | 0.9605 | 0 | 1 | ror | hydro | hydro_ror | 50.7669 | 12.0795 | [5 empty] | operating
p1629 | n5028 | 6.9285 | 0 | 1 | ror | hydro | hydro_ror | 50.5815 | 11.7224 | [5 empty] | operating
p1630 | n5029 | 1.1948 | 0 | 1 | ror | hydro | hydro_ror | 50.9818 | 11.4546 | [5 empty] | operating
p1631 | n5030 | 0.0765 | 0 | 1 | ror | hydro | hydro_ror | 50.877 | 11.7334 | [5 empty] | operating
p1632 | n5031 | 4.2219 | 0 | 1 | ror | hydro | hydro_ror | 50.8502 | 12.8018 | [5 empty] | operating
p1633 | n5032 | 4.0196 | 0 | 1 | ror | hydro | hydro_ror | 50.5937 | 12.339 | [5 empty] | operating
p1634 | n5033 | 2.857 | 0 | 1 | ror | hydro | hydro_ror | 50.7938 | 12.5327 | [5 empty] | operating
p1635 | n5034 | 5.5957 | 0 | 1 | ror | hydro | hydro_ror | 51.1165 | 12.6947 | [5 empty] | operating
p1636 | n5035 | 11.2104 | 0 | 1 | ror | hydro | hydro_ror | 50.8484 | 13.0408 | [5 empty] | operating
p1637 | n5036 | 0.9115 | 0 | 1 | ror | hydro | hydro_ror | 51.0138 | 13.8153 | [5 empty] | operating
p1638 | n5038 | 2.9535 | 0 | 1 | ror | hydro | hydro_ror | 51.7585 | 12.1811 | [5 empty] | operating
p1639 | n5039 | 1.85 | 0 | 1 | ror | hydro | hydro_ror | 51.3083 | 12.6851 | [5 empty] | operating
p1640 | n5041 | 0.0605 | 0 | 1 | ror | hydro | hydro_ror | 52.332 | 12.1399 | [5 empty] | operating
p1641 | n5042 | 0.1 | 0 | 1 | ror | hydro | hydro_ror | 52.5647 | 12.3775 | [5 empty] | operating
p1642 | n5043 | 0.0055 | 0 | 1 | ror | hydro | hydro_ror | 52.0972 | 13.3621 | [5 empty] | operating
p1643 | n5045 | 0.158 | 0 | 1 | ror | hydro | hydro_ror | 51.2997 | 13.4473 | [5 empty] | operating
p1644 | n5046 | 0.2833 | 0 | 1 | ror | hydro | hydro_ror | 51.7942 | 14.3976 | [5 empty] | operating
p1645 | n5047 | 0.285 | 0 | 1 | ror | hydro | hydro_ror | 52.2564 | 13.8304 | [5 empty] | operating
p1646 | n5051 | 1.01 | 0 | 1 | ror | hydro | hydro_ror | 51.5327 | 14.4415 | [5 empty] | operating
p1647 | n5052 | 0.472 | 0 | 1 | ror | hydro | hydro_ror | 51.3632 | 14.48 | [5 empty] | operating
p1648 | n5053 | 1.263 | 0 | 1 | ror | hydro | hydro_ror | 51.1466 | 14.8096 | [5 empty] | operating
p1649 | n5054 | 0.83 | 0 | 1 | ror | hydro | hydro_ror | 52.1251 | 14.6173 | [5 empty] | operating
p1650 | n5056 | 0.015 | 0 | 1 | ror | hydro | hydro_ror | 52.4091 | 12.8169 | [5 empty] | operating
p1651 | n5059 | 0.9879 | 0 | 1 | ror | hydro | hydro_ror | 51.2688 | 12.3843 | [5 empty] | operating
p1652 | n5060 | 2.236 | 0 | 1 | ror | hydro | hydro_ror | 50.4907 | 11.147 | [5 empty] | operating
p1653 | n5061 | 1.67 | 0 | 1 | ror | hydro | hydro_ror | 51.7304 | 14.5953 | [5 empty] | operating
p1654 | n5062 | 0.036 | 0 | 1 | ror | hydro | hydro_ror | 51.501 | 14.2067 | [5 empty] | operating
p1655 | n5063 | 2.508 | 0 | 1 | ror | hydro | hydro_ror | 51.2928 | 14.6722 | [5 empty] | operating
p1656 | n5065 | 0.018 | 0 | 1 | ror | hydro | hydro_ror | 51.7338 | 13.1671 | [5 empty] | operating
p1657 | n5066 | 6.895 | 0 | 1 | ror | hydro | hydro_ror | 50.6059 | 12.9735 | [5 empty] | operating
p1658 | n5067 | 124.261 | 0 | 1 | ror | hydro | hydro_ror | 51.094 | 13.5818 | [5 empty] | operating
p1659 | n5068 | 0.8 | 0 | 1 | ror | hydro | hydro_ror | 51.4155 | 11.8076 | [5 empty] | operating
p1660 | n5069 | 5.808 | 0 | 1 | ror | hydro | hydro_ror | 51.0241 | 13.13 | [5 empty] | operating
p1661 | n5082 | 2.2775 | 0 | 1 | ror | hydro | hydro_ror | 50.6686 | 11.3503 | [5 empty] | operating
p1662 | n5084 | 0.012 | 0 | 1 | ror | hydro | hydro_ror | 52.3026 | 13.1685 | [5 empty] | operating
p1663 | n5099 | 1.3998 | 0 | 1 | ror | hydro | hydro_ror | 49.4628 | 6.7401 | [5 empty] | operating
p1664 | n5101 | 2.5 | 0 | 1 | ror | hydro | hydro_ror | 49.3403 | 7.0299 | [5 empty] | operating
p1665 | n5106 | 0.00807 | 0 | 1 | ror | hydro | hydro_ror | 49.6934 | 8.5364 | [5 empty] | operating
p1666 | n5109 | 0.165 | 0 | 1 | ror | hydro | hydro_ror | 52.1731 | 8.925 | [5 empty] | operating
p1667 | n5110 | 6.287 | 0 | 1 | ror | hydro | hydro_ror | 52.5304 | 9.1681 | [5 empty] | operating
p1668 | n5111 | 1.5795 | 0 | 1 | ror | hydro | hydro_ror | 51.94 | 9.4208 | [5 empty] | operating
p1669 | n5112 | 11.2315 | 0 | 1 | ror | hydro | hydro_ror | 51.8146 | 9.9303 | [5 empty] | operating
p1670 | n5113 | 0.08 | 0 | 1 | ror | hydro | hydro_ror | 52.2446 | 10.1802 | [5 empty] | operating
p1671 | n5114 | 9.1734 | 0 | 1 | ror | hydro | hydro_ror | 52.1175 | 10.4439 | [5 empty] | operating
p1672 | n5115 | 0.4805 | 0 | 1 | ror | hydro | hydro_ror | 52.1133 | 10.9657 | [5 empty] | operating
p1673 | n5125 | 11.4571 | 0 | 1 | ror | hydro | hydro_ror | 49.9097 | 9.3604 | [5 empty] | operating
p1674 | n5140 | 4.319 | 0 | 1 | ror | hydro | hydro_ror | 49.352 | 6.6769 | [5 empty] | operating
p1675 | n5142 | 0.075 | 0 | 1 | ror | hydro | hydro_ror | 49.991 | 6.2567 | [5 empty] | operating
p1676 | n5143 | 1.6125 | 0 | 1 | ror | hydro | hydro_ror | 49.9654 | 6.5273 | [5 empty] | operating
p1677 | n5144 | 6.2815 | 0 | 1 | ror | hydro | hydro_ror | 49.689 | 6.6481 | [5 empty] | operating
p1678 | n5145 | 2.26 | 0 | 1 | ror | hydro | hydro_ror | 50.4033 | 6.5685 | [5 empty] | operating
p1679 | n5146 | 0.168 | 0 | 1 | ror | hydro | hydro_ror | 49.4065 | 7.7014 | [5 empty] | operating
p1680 | n5147 | 0.15 | 0 | 1 | ror | hydro | hydro_ror | 49.4217 | 7.2578 | [5 empty] | operating
p1681 | n5148 | 0.01555 | 0 | 1 | ror | hydro | hydro_ror | 49.3877 | 6.942 | [5 empty] | operating
p1682 | n5149 | 1.2295 | 0 | 1 | ror | hydro | hydro_ror | 49.3269 | 7.3608 | [5 empty] | operating
p1683 | n5150 | 0.2793 | 0 | 1 | ror | hydro | hydro_ror | 50.095 | 7.0038 | [5 empty] | operating
p1684 | n5151 | 1.1425 | 0 | 1 | ror | hydro | hydro_ror | 50.3761 | 7.3814 | [5 empty] | operating
p1685 | n5152 | 7.066 | 0 | 1 | ror | hydro | hydro_ror | 50.3227 | 7.5847 | [5 empty] | operating
p1686 | n5153 | 0.207 | 0 | 1 | ror | hydro | hydro_ror | 49.2041 | 8.4114 | [5 empty] | operating
p1687 | n5154 | 3.5825 | 0 | 1 | ror | hydro | hydro_ror | 49.7963 | 7.7248 | [5 empty] | operating
p1688 | n5155 | 5.07 | 0 | 1 | ror | hydro | hydro_ror | 50.0395 | 8.3524 | [5 empty] | operating
p1689 | n5157 | 8.7558 | 0 | 1 | ror | hydro | hydro_ror | 50.3971 | 8.112 | [5 empty] | operating
p1690 | n5160 | 0.681 | 0 | 1 | ror | hydro | hydro_ror | 50.832 | 6.2787 | [5 empty] | operating
p1691 | n5162 | 1.8255 | 0 | 1 | ror | hydro | hydro_ror | 50.8302 | 6.4655 | [5 empty] | operating
p1692 | n5165 | 0.0075 | 0 | 1 | ror | hydro | hydro_ror | 51.2215 | 6.3666 | [5 empty] | operating
p1693 | n5166 | 0.035 | 0 | 1 | ror | hydro | hydro_ror | 51.1638 | 6.7003 | [5 empty] | operating
p1694 | n5167 | 0.0652 | 0 | 1 | ror | hydro | hydro_ror | 51.0612 | 6.552 | [5 empty] | operating
p1695 | n5168 | 0.09 | 0 | 1 | ror | hydro | hydro_ror | 51.1139 | 6.6289 | [5 empty] | operating
p1696 | n5173 | 0.1036 | 0 | 1 | ror | hydro | hydro_ror | 51.63 | 6.6165 | [5 empty] | operating
p1697 | n5174 | 0.923 | 0 | 1 | ror | hydro | hydro_ror | 51.7143 | 7.8305 | [5 empty] | operating
p1698 | n5176 | 4.5119 | 0 | 1 | ror | hydro | hydro_ror | 51.2069 | 7.1315 | [5 empty] | operating
p1699 | n5177 | 0.61 | 0 | 1 | ror | hydro | hydro_ror | 51.0509 | 6.9928 | [5 empty] | operating
p1700 | n5179 | 0.055 | 0 | 1 | ror | hydro | hydro_ror | 51.175 | 6.8706 | [5 empty] | operating
p1701 | n5181 | 0.004 | 0 | 1 | ror | hydro | hydro_ror | 50.7877 | 7.1548 | [5 empty] | operating
p1702 | n5182 | 0.03 | 0 | 1 | ror | hydro | hydro_ror | 50.632 | 7.0985 | [5 empty] | operating
p1703 | n5184 | 0.16 | 0 | 1 | ror | hydro | hydro_ror | 50.8978 | 7.2153 | [5 empty] | operating
p1704 | n5185 | 0.9 | 0 | 1 | ror | hydro | hydro_ror | 51.4951 | 7.0244 | [5 empty] | operating
p1705 | n5186 | 4.9 | 0 | 1 | ror | hydro | hydro_ror | 51.4591 | 6.8513 | [5 empty] | operating
p1706 | n5188 | 12.45 | 0 | 1 | ror | hydro | hydro_ror | 51.4095 | 6.9379 | [5 empty] | operating
p1707 | n5191 | 2.08 | 0 | 1 | ror | hydro | hydro_ror | 51.4129 | 7.1356 | [5 empty] | operating
p1708 | n5193 | 1.89 | 0 | 1 | ror | hydro | hydro_ror | 51.4061 | 7.2798 | [5 empty] | operating
p1709 | n5194 | 0.1395 | 0 | 1 | ror | hydro | hydro_ror | 51.6598 | 7.0656 | [5 empty] | operating
p1710 | n5197 | 9.04 | 0 | 1 | ror | hydro | hydro_ror | 51.0587 | 8.0008 | [5 empty] | operating
p1711 | n5198 | 2.2715 | 0 | 1 | ror | hydro | hydro_ror | 50.8129 | 7.9211 | [5 empty] | operating
p1712 | n5199 | 8.218 | 0 | 1 | ror | hydro | hydro_ror | 50.9775 | 7.5188 | [5 empty] | operating
p1713 | n5200 | 0.0055 | 0 | 1 | ror | hydro | hydro_ror | 50.884 | 8.0585 | [5 empty] | operating
p1714 | n5201 | 0.0302 | 0 | 1 | ror | hydro | hydro_ror | 50.9299 | 8.2466 | [5 empty] | operating
p1715 | n5202 | 1.754 | 0 | 1 | ror | hydro | hydro_ror | 51.3512 | 7.4721 | [5 empty] | operating
p1716 | n5203 | 23.224 | 0 | 1 | ror | hydro | hydro_ror | 51.3486 | 7.6959 | [5 empty] | operating
p1717 | n5204 | 4 | 0 | 1 | ror | hydro | hydro_ror | 51.4275 | 7.3965 | [5 empty] | operating
p1718 | n5205 | 6.225 | 0 | 1 | ror | hydro | hydro_ror | 51.4925 | 7.5037 | [5 empty] | operating
p1719 | n5207 | 8.2935 | 0 | 1 | ror | hydro | hydro_ror | 51.6538 | 8.0695 | [5 empty] | operating
p1720 | n5208 | 0.281 | 0 | 1 | ror | hydro | hydro_ror | 52.2127 | 7.1288 | [5 empty] | operating
p1721 | n5210 | 0.0285 | 0 | 1 | ror | hydro | hydro_ror | 52.3437 | 8.2851 | [5 empty] | operating
p1722 | n5211 | 0.25 | 0 | 1 | ror | hydro | hydro_ror | 51.9747 | 7.6767 | [5 empty] | operating
p1723 | n5212 | 0.2365 | 0 | 1 | ror | hydro | hydro_ror | 52.248 | 7.7069 | [5 empty] | operating
p1724 | n5213 | 0.0582 | 0 | 1 | ror | hydro | hydro_ror | 52.0415 | 8.2068 | [5 empty] | operating
p1725 | n5214 | 0.019 | 0 | 1 | ror | hydro | hydro_ror | 52.2824 | 7.9308 | [5 empty] | operating
p1726 | n5215 | 0.0225 | 0 | 1 | ror | hydro | hydro_ror | 52.2539 | 8.145 | [5 empty] | operating
p1727 | n5217 | 0.022 | 0 | 1 | ror | hydro | hydro_ror | 49.283 | 8.4801 | [5 empty] | operating
p1728 | n5218 | 0.0132 | 0 | 1 | ror | hydro | hydro_ror | 49.1143 | 8.5419 | [5 empty] | operating
p1729 | n5220 | 7.1402 | 0 | 1 | ror | hydro | hydro_ror | 49.2759 | 8.9648 | [5 empty] | operating
p1730 | n5221 | 3.738 | 0 | 1 | ror | hydro | hydro_ror | 49.1566 | 9.2986 | [5 empty] | operating
p1731 | n5222 | 11.7705 | 0 | 1 | ror | hydro | hydro_ror | 49.2633 | 9.5471 | [5 empty] | operating
p1732 | n5223 | 3.4667 | 0 | 1 | ror | hydro | hydro_ror | 50.5431 | 9.6721 | [5 empty] | operating
p1733 | n5224 | 9.018 | 0 | 1 | ror | hydro | hydro_ror | 50.1435 | 8.8097 | [5 empty] | operating
p1734 | n5229 | 0.34025 | 0 | 1 | ror | hydro | hydro_ror | 49.5306 | 8.6806 | [5 empty] | operating
p1735 | n5230 | 0.0775 | 0 | 1 | ror | hydro | hydro_ror | 49.9318 | 8.8 | [5 empty] | operating
p1736 | n5232 | 0.8923 | 0 | 1 | ror | hydro | hydro_ror | 50.7894 | 8.454 | [5 empty] | operating
p1737 | n5233 | 7.169 | 0 | 1 | ror | hydro | hydro_ror | 51.1587 | 8.3881 | [5 empty] | operating
p1738 | n5234 | 0.5899 | 0 | 1 | ror | hydro | hydro_ror | 50.2428 | 8.7602 | [5 empty] | operating
p1739 | n5235 | 1.5209 | 0 | 1 | ror | hydro | hydro_ror | 50.6573 | 8.7053 | [5 empty] | operating
p1740 | n5236 | 4.0438 | 0 | 1 | ror | hydro | hydro_ror | 51.3855 | 8.6929 | [5 empty] | operating
p1741 | n5237 | 20.469 | 0 | 1 | ror | hydro | hydro_ror | 49.5163 | 8.9456 | [5 empty] | operating
p1742 | n5238 | 0.3317 | 0 | 1 | ror | hydro | hydro_ror | 50.095 | 8.9731 | [5 empty] | operating
p1743 | n5239 | 11.8555 | 0 | 1 | ror | hydro | hydro_ror | 49.7209 | 9.5004 | [5 empty] | operating
p1744 | n5240 | 3.713 | 0 | 1 | ror | hydro | hydro_ror | 49.6036 | 9.3631 | [5 empty] | operating
p1745 | n5241 | 0.8124 | 0 | 1 | ror | hydro | hydro_ror | 51.0293 | 9.2587 | [5 empty] | operating
p1746 | n5242 | 0.5292 | 0 | 1 | ror | hydro | hydro_ror | 51.0845 | 9.0253 | [5 empty] | operating
p1747 | n5243 | 0.3484 | 0 | 1 | ror | hydro | hydro_ror | 51.3443 | 8.8962 | [5 empty] | operating
p1748 | n5244 | 4.083 | 0 | 1 | ror | hydro | hydro_ror | 50.8597 | 9.6213 | [5 empty] | operating
p1749 | n5245 | 1.9398 | 0 | 1 | ror | hydro | hydro_ror | 51.1948 | 9.5293 | [5 empty] | operating
p1750 | n5246 | 4.4942 | 0 | 1 | ror | hydro | hydro_ror | 51.3066 | 9.5526 | [5 empty] | operating
p1751 | n5247 | 8.375 | 0 | 1 | ror | hydro | hydro_ror | 52.3907 | 8.8934 | [5 empty] | operating
p1752 | n5248 | 0.06 | 0 | 1 | ror | hydro | hydro_ror | 52.0136 | 8.7589 | [5 empty] | operating
p1753 | n5249 | 0.07 | 0 | 1 | ror | hydro | hydro_ror | 51.8977 | 8.4293 | [5 empty] | operating
p1754 | n5250 | 0.095 | 0 | 1 | ror | hydro | hydro_ror | 51.6683 | 8.8152 | [5 empty] | operating
p1755 | n5252 | 0.173 | 0 | 1 | ror | hydro | hydro_ror | 52.1048 | 8.6655 | [5 empty] | operating
p1756 | n5253 | 0.201 | 0 | 1 | ror | hydro | hydro_ror | 51.984 | 8.9525 | [5 empty] | operating
p1757 | n5254 | 0.6111 | 0 | 1 | ror | hydro | hydro_ror | 51.7075 | 8.6916 | [5 empty] | operating
p1758 | n5255 | 0.031 | 0 | 1 | ror | hydro | hydro_ror | 52.2455 | 9.1228 | [5 empty] | operating
p1759 | n5256 | 3.5325 | 0 | 1 | ror | hydro | hydro_ror | 52.2774 | 9.6529 | [5 empty] | operating
p1760 | n5257 | 6.4953 | 0 | 1 | ror | hydro | hydro_ror | 49.9574 | 10.7845 | [5 empty] | operating
p1761 | n5258 | 4.289 | 0 | 1 | ror | hydro | hydro_ror | 49.9874 | 9.9248 | [5 empty] | operating
p1762 | n5259 | 3.916 | 0 | 1 | ror | hydro | hydro_ror | 49.9503 | 10.0813 | [5 empty] | operating
p1763 | n5260 | 3.8571 | 0 | 1 | ror | hydro | hydro_ror | 49.4074 | 10.8037 | [5 empty] | operating
p1764 | n5261 | 0.4775 | 0 | 1 | ror | hydro | hydro_ror | 51.6274 | 9.749 | [5 empty] | operating
p1765 | n5262 | 4.4044 | 0 | 1 | ror | hydro | hydro_ror | 51.4668 | 9.8328 | [5 empty] | operating
p1766 | n5263 | 2.685 | 0 | 1 | ror | hydro | hydro_ror | 51.9807 | 9.7751 | [5 empty] | operating
p1767 | n5264 | 5.4983 | 0 | 1 | ror | hydro | hydro_ror | 50.9429 | 10.3931 | [5 empty] | operating
p1768 | n5265 | 11.1267 | 0 | 1 | ror | hydro | hydro_ror | 49.6285 | 11.0234 | [5 empty] | operating
p1769 | n5266 | 6.2165 | 0 | 1 | ror | hydro | hydro_ror | 49.9927 | 11.0262 | [5 empty] | operating
p1770 | n5267 | 8.9025 | 0 | 1 | ror | hydro | hydro_ror | 51.4745 | 11.0179 | [5 empty] | operating
p1771 | n5268 | 0.95 | 0 | 1 | ror | hydro | hydro_ror | 52.3798 | 9.8891 | [5 empty] | operating
p1772 | n5269 | 0.055 | 0 | 1 | ror | hydro | hydro_ror | 52.3379 | 10.0223 | [5 empty] | operating
p1773 | n5270 | 1.4903 | 0 | 1 | ror | hydro | hydro_ror | 52.1983 | 9.9467 | [5 empty] | operating
p1774 | n5271 | 0.525 | 0 | 1 | ror | hydro | hydro_ror | 52.2858 | 10.3011 | [5 empty] | operating
p1775 | n5273 | 0.211 | 0 | 1 | ror | hydro | hydro_ror | 52.1983 | 10.5112 | [5 empty] | operating
p1776 | n5274 | 0.19 | 0 | 1 | ror | hydro | hydro_ror | 52.2581 | 10.4535 | [5 empty] | operating
p1777 | n5276 | 14.4733 | 0 | 1 | ror | hydro | hydro_ror | 49.9397 | 10.2599 | [5 empty] | operating
p1778 | n5279 | 4.6255 | 0 | 1 | ror | hydro | hydro_ror | 51.5805 | 9.3947 | [5 empty] | operating
p1779 | n5280 | 0.067 | 0 | 1 | ror | hydro | hydro_ror | 50.1479 | 8.6188 | [5 empty] | operating
p1780 | n5281 | 0.561 | 0 | 1 | ror | hydro | hydro_ror | 50.4068 | 11.0468 | [5 empty] | operating
p1781 | n5282 | 3.863 | 0 | 1 | ror | hydro | hydro_ror | 50.6625 | 8.4842 | [5 empty] | operating
p1782 | n5283 | 2.0252 | 0 | 1 | ror | hydro | hydro_ror | 50.1311 | 10.0305 | [5 empty] | operating
p1783 | n5284 | 0.24 | 0 | 1 | ror | hydro | hydro_ror | 50.8163 | 6.0425 | [5 empty] | operating
p1784 | n5285 | 5.686 | 0 | 1 | ror | hydro | hydro_ror | 49.8238 | 6.6989 | [5 empty] | operating
p1785 | n5287 | 0.056 | 0 | 1 | ror | hydro | hydro_ror | 51.8001 | 8.2452 | [5 empty] | operating
p1786 | n5288 | 0.7251 | 0 | 1 | ror | hydro | hydro_ror | 51.7653 | 9.2491 | [5 empty] | operating
p1787 | n5348 | 1.2 | 0 | 1 | ror | hydro | hydro_ror | 49.2929 | 6.6989 | [5 empty] | operating
p1788 | n5357 | 0.3866 | 0 | 1 | ror | hydro | hydro_ror | 49.9433 | 7.8566 | [5 empty] | operating
p1789 | n5363 | 0.25 | 0 | 1 | ror | hydro | hydro_ror | 49.1557 | 9.0623 | [5 empty] | operating
p1790 | n5365 | 5.22 | 0 | 1 | ror | hydro | hydro_ror | 49.9274 | 9.9083 | [5 empty] | operating
p1791 | n5368 | 3.651 | 0 | 1 | ror | hydro | hydro_ror | 49.9795 | 8.98 | [5 empty] | operating
p1792 | n6078 | 1.68 | 0 | 1 | ror | hydro | hydro_ror | 53.5632 | 11.4629 | [5 empty] | operating
p1793 | n6080 | 0.672 | 0 | 1 | ror | hydro | hydro_ror | 53.066 | 11.9463 | [5 empty] | operating
p1794 | n6082 | 0.0075 | 0 | 1 | ror | hydro | hydro_ror | 52.593 | 13.4102 | [5 empty] | operating
p1795 | n6084 | 0.0842 | 0 | 1 | ror | hydro | hydro_ror | 54.1437 | 12.1283 | [5 empty] | operating
p1796 | n6086 | 0.1055 | 0 | 1 | ror | hydro | hydro_ror | 53.7593 | 12.2058 | [5 empty] | operating
p1797 | n6090 | 0.0065 | 0 | 1 | ror | hydro | hydro_ror | 54.1126 | 13.6011 | [5 empty] | operating
p1798 | n6093 | 0.0295 | 0 | 1 | ror | hydro | hydro_ror | 53.3342 | 12.2539 | [5 empty] | operating
p1799 | n6097 | 0.0205 | 0 | 1 | ror | hydro | hydro_ror | 52.7338 | 11.7595 | [5 empty] | operating
p1800 | n6141 | 0.022 | 0 | 1 | ror | hydro | hydro_ror | 53.6218 | 13.3511 | [5 empty] | operating
p1801 | n6149 | 0.015 | 0 | 1 | ror | hydro | hydro_ror | 53.5746 | 13.2166 | [5 empty] | operating
p1802 | n6152 | 0.25 | 0 | 1 | ror | hydro | hydro_ror | 52.8443 | 13.2083 | [5 empty] | operating
p1803 | n6191 | 0.7 | 0 | 1 | ror | hydro | hydro_ror | 53.1089 | 8.3249 | [5 empty] | operating
p1804 | n6203 | 0.02715 | 0 | 1 | ror | hydro | hydro_ror | 52.9188 | 8.0708 | [5 empty] | operating
p1805 | n6205 | 0.301 | 0 | 1 | ror | hydro | hydro_ror | 52.9478 | 8.4663 | [5 empty] | operating
p1806 | n6208 | 10.03 | 0 | 1 | ror | hydro | hydro_ror | 52.9908 | 8.8783 | [5 empty] | operating
p1807 | n6209 | 9.515 | 0 | 1 | ror | hydro | hydro_ror | 52.8202 | 8.9827 | [5 empty] | operating
p1808 | n6211 | 0.192 | 0 | 1 | ror | hydro | hydro_ror | 53.0437 | 9.234 | [5 empty] | operating
p1809 | n6215 | 0.015 | 0 | 1 | ror | hydro | hydro_ror | 53.9617 | 9.5691 | [5 empty] | operating
p1810 | n6216 | 0.304 | 0 | 1 | ror | hydro | hydro_ror | 53.0065 | 10.3958 | [5 empty] | operating
p1811 | n6219 | 0.015 | 0 | 1 | ror | hydro | hydro_ror | 53.4439 | 9.8836 | [5 empty] | operating
p1812 | n6220 | 0.025 | 0 | 1 | ror | hydro | hydro_ror | 54.3053 | 9.76 | [5 empty] | operating
p1813 | n6221 | 0.11 | 0 | 1 | ror | hydro | hydro_ror | 53.7219 | 9.9715 | [5 empty] | operating
p1814 | n6223 | 0.295 | 0 | 1 | ror | hydro | hydro_ror | 54.3348 | 10.1184 | [5 empty] | operating
p1815 | n6224 | 2.2 | 0 | 1 | ror | hydro | hydro_ror | 54.25 | 10.1624 | [5 empty] | operating
p1816 | n6225 | 0.058 | 0 | 1 | ror | hydro | hydro_ror | 53.4357 | 10.459 | [5 empty] | operating
p1817 | n6226 | 0.7855 | 0 | 1 | ror | hydro | hydro_ror | 53.2644 | 10.4411 | [5 empty] | operating
p1818 | n6227 | 0.238 | 0 | 1 | ror | hydro | hydro_ror | 53.8339 | 10.5482 | [5 empty] | operating
p1819 | n6228 | 0.049 | 0 | 1 | ror | hydro | hydro_ror | 53.9472 | 10.882 | [5 empty] | operating
p1820 | n6229 | 1.675 | 0 | 1 | ror | hydro | hydro_ror | 53.872 | 10.757 | [5 empty] | operating
p1821 | n6232 | 0.15 | 0 | 1 | ror | hydro | hydro_ror | 52.6997 | 7.2441 | [5 empty] | operating
p1822 | n6234 | 0.09764 | 0 | 1 | ror | hydro | hydro_ror | 54.7421 | 9.407 | [5 empty] | operating
p1823 | n6259 | 0.1 | 0 | 1 | ror | hydro | hydro_ror | 54.3838 | 10.3244 | [5 empty] | operating
p1824 | n6288 | 0.015 | 0 | 1 | ror | hydro | hydro_ror | 54.7928 | 9.2532 | [5 empty] | operating
p1825 | n6292 | 0.09 | 0 | 1 | ror | hydro | hydro_ror | 52.5914 | 8.8152 | [5 empty] | operating
p1826 | n7547 | 0.165 | 0 | 1 | ror | hydro | hydro_ror | 49.135 | 8.6874 | [5 empty] | operating
p1827 | n7548 | 0.688 | 0 | 1 | ror | hydro | hydro_ror | 49.3047 | 8.6484 | [5 empty] | operating
p1828 | n7549 | 0.15 | 0 | 1 | ror | hydro | hydro_ror | 52.3538 | 9.2794 | [5 empty] | operating
p1829 | n7550 | 0.0099 | 0 | 1 | ror | hydro | hydro_ror | 51.8171 | 13.0833 | [5 empty] | operating
p1830 | n7551 | 6.3 | 0 | 1 | ror | hydro | hydro_ror | 49.5364 | 8.5459 | [5 empty] | operating
p1831 | n7552 | 0.2895 | 0 | 1 | ror | hydro | hydro_ror | 47.6164 | 9.6634 | [5 empty] | operating
p1832 | n7830 | 2.9094 | 0 | 1 | ror | hydro | hydro_ror | 48.8096 | 9.3577 | [5 empty] | operating
p1833 | n7931 | 0.4785 | 0 | 1 | ror | hydro | hydro_ror | 50.0563 | 9.0692 | [5 empty] | operating
p1834 | n7939 | 7.55 | 0 | 1 | ror | hydro | hydro_ror | 49.4565 | 8.5977 | [5 empty] | operating
p1835 | n7940 | 0.4665 | 0 | 1 | ror | hydro | hydro_ror | 49.4344 | 7.6051 | [5 empty] | operating
p1836 | n7942 | 18.7115 | 0 | 1 | ror | hydro | hydro_ror | 49.0934 | 9.1229 | [5 empty] | operating
p1837 | n7943 | 2.612 | 0 | 1 | ror | hydro | hydro_ror | 52.0269 | 11.8608 | [5 empty] | operating
p1838 | n7944 | 3.4297 | 0 | 1 | ror | hydro | hydro_ror | 47.6272 | 7.6121 | [5 empty] | operating
p1839 | n7949 | 5.1367 | 0 | 1 | ror | hydro | hydro_ror | 47.6367 | 9.8024 | [5 empty] | operating
p1840 | n7951 | 2.037 | 0 | 1 | ror | hydro | hydro_ror | 48.6385 | 9.4363 | [5 empty] | operating
p1841 | n7952 | 3.0215 | 0 | 1 | ror | hydro | hydro_ror | 47.9064 | 8.4139 | [5 empty] | operating
p1842 | n7953 | 1.288 | 0 | 1 | ror | hydro | hydro_ror | 47.9642 | 8.5034 | [5 empty] | operating
p1843 | n7954 | 1.4785 | 0 | 1 | ror | hydro | hydro_ror | 48.7561 | 9.4423 | [5 empty] | operating
p1844 | n7955 | 0.042 | 0 | 1 | ror | hydro | hydro_ror | 50.9274 | 6.8076 | [5 empty] | operating
p1845 | n8188 | 5.069 | 0 | 1 | ror | hydro | hydro_ror | 50.8944 | 11.5974 | [5 empty] | operating
p1846 | n8369 | 0.024 | 0 | 1 | ror | hydro | hydro_ror | 52.7047 | 12.979 | [5 empty] | operating
p1847 | n8407 | 0.011 | 0 | 1 | ror | hydro | hydro_ror | 52.1141 | 14.4402 | [5 empty] | operating
p1848 | n8411 | 15.3897 | 0 | 1 | ror | hydro | hydro_ror | 50.9593 | 13.1287 | [5 empty] | operating
p1849 | n8419 | 2.968 | 0 | 1 | ror | hydro | hydro_ror | 47.8002 | 8.8783 | [5 empty] | operating
p1850 | n8422 | 0.329 | 0 | 1 | ror | hydro | hydro_ror | 49.3985 | 7.1768 | [5 empty] | operating
p1851 | n8440 | 4.6329 | 0 | 1 | ror | hydro | hydro_ror | 51.0103 | 10.345 | [5 empty] | operating
p1852 | n8450 | 3 | 0 | 1 | ror | hydro | hydro_ror | 51.5677 | 12.1715 | [5 empty] | operating
p1853 | n8456 | 0.045 | 0 | 1 | ror | hydro | hydro_ror | 53.5591 | 12.5533 | [5 empty] | operating
p1854 | n8479 | 0.442 | 0 | 1 | ror | hydro | hydro_ror | 49.3493 | 6.8445 | [5 empty] | operating
p1855 | n8480 | 0.079 | 0 | 1 | ror | hydro | hydro_ror | 50.306 | 8.1244 | [5 empty] | operating
p1856 | n8488 | 0.17 | 0 | 1 | ror | hydro | hydro_ror | 53.5721 | 12.133 | [5 empty] | operating
p1857 | n8492 | 0.011 | 0 | 1 | ror | hydro | hydro_ror | 53.1888 | 13.9416 | [5 empty] | operating
p1858 | n8508 | 7.711 | 0 | 1 | ror | hydro | hydro_ror | 49.884 | 10.0209 | [5 empty] | operating
p1859 | n8519 | 8.7328 | 0 | 1 | ror | hydro | hydro_ror | 49.608 | 10.0072 | [5 empty] | operating
p1860 | n8523 | 0.055 | 0 | 1 | ror | hydro | hydro_ror | 53.6251 | 11.7252 | [5 empty] | operating
p1861 | n8532 | 18.1124 | 0 | 1 | ror | hydro | hydro_ror | 47.5283 | 11.2157 | [5 empty] | operating
p1862 | n8545 | 13.4805 | 0 | 1 | ror | hydro | hydro_ror | 48.2814 | 10.0648 | [5 empty] | operating
p1863 | n8550 | 0.0075 | 0 | 1 | ror | hydro | hydro_ror | 51.8256 | 13.1657 | [5 empty] | operating
p1864 | n8552 | 0.289 | 0 | 1 | ror | hydro | hydro_ror | 49.8353 | 6.6316 | [5 empty] | operating
p1865 | n8566 | 1.028 | 0 | 1 | ror | hydro | hydro_ror | 50.6634 | 12.9062 | [5 empty] | operating
p1866 | n8584 | 4.5055 | 0 | 1 | ror | hydro | hydro_ror | 49.5466 | 6.6193 | [5 empty] | operating
p1867 | n8609 | 1.3136 | 0 | 1 | ror | hydro | hydro_ror | 48.441 | 11.0207 | [5 empty] | operating
p1868 | n8611 | 0.011 | 0 | 1 | ror | hydro | hydro_ror | 51.8994 | 8.5446 | [5 empty] | operating
p1869 | n8615 | 2.43 | 0 | 1 | ror | hydro | hydro_ror | 48.3708 | 11.7375 | [5 empty] | operating
p1870 | n8628 | 0.006 | 0 | 1 | ror | hydro | hydro_ror | 52.2614 | 14.3179 | [5 empty] | operating
p1871 | n8636 | 0.0015 | 0 | 1 | ror | hydro | hydro_ror | 53.085 | 9.0253 | [5 empty] | operating
p1872 | n8641 | 1.7095 | 0 | 1 | ror | hydro | hydro_ror | 52.1706 | 9.0706 | [5 empty] | operating
p1873 | n8644 | 0.346 | 0 | 1 | ror | hydro | hydro_ror | 49.4226 | 8.3084 | [5 empty] | operating
p1874 | n8647 | 2.544 | 0 | 1 | ror | hydro | hydro_ror | 51.0638 | 12.626 | [5 empty] | operating
p1875 | n8652 | 2.758 | 0 | 1 | ror | hydro | hydro_ror | 51.3889 | 8.8564 | [5 empty] | operating
p1876 | n8662 | 1.059 | 0 | 1 | ror | hydro | hydro_ror | 50.8675 | 12.063 | [5 empty] | operating
p1877 | n8665 | 13.7865 | 0 | 1 | ror | hydro | hydro_ror | 49.7822 | 9.5059 | [5 empty] | operating
p1878 | n8671 | 0.039 | 0 | 1 | ror | hydro | hydro_ror | 51.7653 | 12.9886 | [5 empty] | operating
p1879 | n8685 | 3.3254 | 0 | 1 | ror | hydro | hydro_ror | 50.9524 | 13.8084 | [5 empty] | operating
p1880 | n8686 | 0.4555 | 0 | 1 | ror | hydro | hydro_ror | 52.8384 | 13.3141 | [5 empty] | operating
p1881 | n8690 | 0.1648 | 0 | 1 | ror | hydro | hydro_ror | 51.7687 | 9.771 | [5 empty] | operating
p1882 | n8691 | 0.045 | 0 | 1 | ror | hydro | hydro_ror | 53.6487 | 13.2742 | [5 empty] | operating
p1883 | n8693 | 0.22 | 0 | 1 | ror | hydro | hydro_ror | 52.4594 | 7.9692 | [5 empty] | operating
p1884 | n8696 | 5.584 | 0 | 1 | ror | hydro | hydro_ror | 48.4593 | 10.4535 | [5 empty] | operating
p1885 | n8710 | 3.2849 | 0 | 1 | ror | hydro | hydro_ror | 48.4511 | 9.1859 | [5 empty] | operating
p1886 | n8718 | 0.0505 | 0 | 1 | ror | hydro | hydro_ror | 53.0123 | 12.0753 | [5 empty] | operating
p1887 | n8726 | 0.3225 | 0 | 1 | ror | hydro | hydro_ror | 48.8674 | 8.4773 | [5 empty] | operating
p1888 | n8727 | 0.7752 | 0 | 1 | ror | hydro | hydro_ror | 51.0371 | 7.5462 | [5 empty] | operating
p1889 | n8734 | 1.2597 | 0 | 1 | ror | hydro | hydro_ror | 48.3918 | 12.7881 | [5 empty] | operating
p1890 | n8738 | 0.0185 | 0 | 1 | ror | hydro | hydro_ror | 52.3731 | 12.9357 | [5 empty] | operating
p1891 | n8739 | 0.16784 | 0 | 1 | ror | hydro | hydro_ror | 53.1163 | 13.9307 | [5 empty] | operating
p1892 | n8745 | 0.841 | 0 | 1 | ror | hydro | hydro_ror | 50.8146 | 8.0598 | [5 empty] | operating
p1893 | n8747 | 3.991 | 0 | 1 | ror | hydro | hydro_ror | 51.1458 | 9.1255 | [5 empty] | operating
p1894 | n8762 | 0.057 | 0 | 1 | ror | hydro | hydro_ror | 49.2284 | 8.8948 | [5 empty] | operating
p1895 | n8765 | 0.011 | 0 | 1 | ror | hydro | hydro_ror | 50.6303 | 11.6016 | [5 empty] | operating
p1896 | n8777 | 0.197 | 0 | 1 | ror | hydro | hydro_ror | 51.6972 | 7.6932 | [5 empty] | operating
p1897 | n8791 | 0.025 | 0 | 1 | ror | hydro | hydro_ror | 54.258 | 10.0539 | [5 empty] | operating
p1898 | n8793 | 25.8928 | 0 | 1 | ror | hydro | hydro_ror | 48.0166 | 10.7611 | [5 empty] | operating
p1899 | n8802 | 0.016 | 0 | 1 | ror | hydro | hydro_ror | 51.9553 | 8.4375 | [5 empty] | operating
p1900 | n5101 | 5.7 | 0 | 1 | steam | waste | conventional | 49.3403 | 7.0299 | [5 empty] | operating
p1901 | n5102 | 2.73 | 0 | 1 | steam | waste | conventional | 51.5498 | 6.714 | [5 empty] | operating
p1902 | n5157 | 0.075 | 0 | 1 | steam | waste | conventional | 50.3971 | 8.112 | [5 empty] | operating
p1903 | n5172 | 8.053 | 0 | 1 | steam | waste | conventional | 51.4549 | 6.5918 | [5 empty] | operating
p1904 | n5175 | 2.933 | 0 | 1 | steam | waste | conventional | 51.5139 | 7.3141 | [5 empty] | operating
p1905 | n5186 | 2.73 | 0 | 1 | steam | waste | conventional | 51.4591 | 6.8513 | [5 empty] | operating
p1906 | n5189 | 10.182 | 0 | 1 | steam | waste | conventional | 51.5378 | 6.8349 | [5 empty] | operating
p1907 | n5190 | 18.703 | 0 | 1 | steam | waste | conventional | 51.5847 | 6.9818 | [5 empty] | operating
p1908 | n5194 | 8.144 | 0 | 1 | steam | waste | conventional | 51.6598 | 7.0656 | [5 empty] | operating
p1909 | n5196 | 34.461 | 0 | 1 | steam | waste | conventional | 51.5395 | 7.229 | [5 empty] | operating
p1910 | n5205 | 10.8 | 0 | 1 | steam | waste | conventional | 51.4925 | 7.5037 | [5 empty] | operating
p1911 | n5212 | 36 | 0 | 1 | steam | waste | conventional | 52.248 | 7.7069 | [5 empty] | operating
p1912 | n5277 | 2 | 0 | 1 | steam | waste | conventional | 52.3152 | 7.7014 | [5 empty] | operating
p1913 | n5348 | 43.9 | 0 | 1 | steam | waste | conventional | 49.2929 | 6.6989 | [5 empty] | operating
p1914 | n7545 | 23.046 | 0 | 1 | steam | waste | conventional | 51.6385 | 7.6959 | [5 empty] | operating
p1915 | n8422 | 5.2 | 0 | 1 | steam | waste | conventional | 49.3985 | 7.1768 | [5 empty] | operating
p1916 | n8777 | 5.41 | 0 | 1 | steam | waste | conventional | 51.6972 | 7.6932 | [5 empty] | operating
p1917 | n3754 | 226.5932 | 0 | 1 | solar | sun | solar | 48.6374 | 12.1729 | [5 empty] | operating
p1918 | n3755 | 338.1118 | 0 | 1 | solar | sun | solar | 47.9412 | 11.9792 | [5 empty] | operating
p1919 | n3756 | 170.0218 | 0 | 1 | solar | sun | solar | 48.7924 | 11.5013 | [5 empty] | operating
p1920 | n3757 | 127.3144 | 0 | 1 | solar | sun | solar | 48.348 | 11.261 | [5 empty] | operating
p1921 | n3758 | 201.8814 | 0 | 1 | solar | sun | solar | 48.0772 | 11.1841 | [5 empty] | operating
p1922 | n3759 | 101.1709 | 0 | 1 | solar | sun | solar | 48.2777 | 11.3557 | [5 empty] | operating
p1923 | n3760 | 281.3238 | 0 | 1 | solar | sun | solar | 48.8521 | 11.3626 | [5 empty] | operating
p1924 | n3761 | 225.2398 | 0 | 1 | solar | sun | solar | 48.5457 | 11.7787 | [5 empty] | operating
p1925 | n3762 | 32.9027 | 0 | 1 | solar | sun | solar | 48.3225 | 11.6812 | [5 empty] | operating
p1926 | n3763 | 116.4893 | 0 | 1 | solar | sun | solar | 48.2667 | 11.5892 | [5 empty] | operating
p1927 | n3764 | 161.7006 | 0 | 1 | solar | sun | solar | 48.3143 | 11.8254 | [5 empty] | operating
p1928 | n3765 | 181.6989 | 0 | 1 | solar | sun | solar | 48.8683 | 11.8419 | [5 empty] | operating
p1929 | n3766 | 315.6165 | 0 | 1 | solar | sun | solar | 48.9928 | 12.0341 | [5 empty] | operating
p1930 | n3767 | 542.4928 | 0 | 1 | solar | sun | solar | 48.2009 | 12.6288 | [5 empty] | operating
p1931 | n3768 | 298.1463 | 0 | 1 | solar | sun | solar | 48.6592 | 12.2923 | [5 empty] | operating
p1932 | n3769 | 257.0261 | 0 | 1 | solar | sun | solar | 48.3325 | 12.9295 | [5 empty] | operating
p1933 | n3770 | 694.7634 | 0 | 1 | solar | sun | solar | 48.6765 | 13.0353 | [5 empty] | operating
p1934 | n3771 | 49.985 | 0 | 1 | solar | sun | solar | 47.5283 | 11.1223 | [5 empty] | operating
p1935 | n3772 | 763.5807 | 0 | 1 | solar | sun | solar | 48.8014 | 12.7414 | [5 empty] | operating
p1936 | n3965 | 27.9987 | 0 | 1 | solar | sun | solar | 47.7079 | 7.8717 | [5 empty] | operating
p1937 | n3966 | 238.5624 | 0 | 1 | solar | sun | solar | 48.1038 | 7.7138 | [5 empty] | operating
p1938 | n3967 | 27.3623 | 0 | 1 | solar | sun | solar | 47.5988 | 7.9335 | [5 empty] | operating
p1939 | n3968 | 17.9059 | 0 | 1 | solar | sun | solar | 47.7061 | 8.1491 | [5 empty] | operating
p1940 | n3969 | 55.766 | 0 | 1 | solar | sun | solar | 47.6497 | 8.2054 | [5 empty] | operating
p1941 | n3970 | 103.8484 | 0 | 1 | solar | sun | solar | 48.0744 | 8.3867 | [5 empty] | operating
p1942 | n3971 | 151.482 | 0 | 1 | solar | sun | solar | 48.4993 | 7.8786 | [5 empty] | operating
p1943 | n3972 | 106.2872 | 0 | 1 | solar | sun | solar | 48.7625 | 8.2452 | [5 empty] | operating
p1944 | n3973 | 25.3231 | 0 | 1 | solar | sun | solar | 48.9928 | 8.4238 | [5 empty] | operating
p1945 | n3974 | 93.2579 | 0 | 1 | solar | sun | solar | 49.0091 | 8.3263 | [5 empty] | operating
p1946 | n3975 | 146.1646 | 0 | 1 | solar | sun | solar | 47.8104 | 8.9621 | [5 empty] | operating
p1947 | n3976 | 36.8648 | 0 | 1 | solar | sun | solar | 47.7892 | 8.7918 | [5 empty] | operating
p1948 | n3977 | 94.9839 | 0 | 1 | solar | sun | solar | 48.0799 | 8.5281 | [5 empty] | operating
p1949 | n3978 | 48.2313 | 0 | 1 | solar | sun | solar | 48.7815 | 8.568 | [5 empty] | operating
p1950 | n3979 | 183.7575 | 0 | 1 | solar | sun | solar | 48.5166 | 8.7492 | [5 empty] | operating
p1951 | n3980 | 179.8387 | 0 | 1 | solar | sun | solar | 48.2448 | 8.8618 | [5 empty] | operating
p1952 | n3981 | 125.3287 | 0 | 1 | solar | sun | solar | 48.806 | 8.925 | [5 empty] | operating
p1953 | n3982 | 169.7023 | 0 | 1 | solar | sun | solar | 48.243 | 9.8437 | [5 empty] | operating
p1954 | n3983 | 208.936 | 0 | 1 | solar | sun | solar | 48.0377 | 9.3961 | [5 empty] | operating
p1955 | n3984 | 156.7507 | 0 | 1 | solar | sun | solar | 47.7088 | 9.6062 | [5 empty] | operating
p1956 | n3985 | 6.5404 | 0 | 1 | solar | sun | solar | 47.6228 | 9.7325 | [5 empty] | operating
p1957 | n3986 | 40.0247 | 0 | 1 | solar | sun | solar | 48.5921 | 9.2807 | [5 empty] | operating
p1958 | n3987 | 45.7042 | 0 | 1 | solar | sun | solar | 48.4848 | 9.245 | [5 empty] | operating
p1959 | n3988 | 59.2262 | 0 | 1 | solar | sun | solar | 48.8213 | 9.1338 | [5 empty] | operating
p1960 | n3989 | 18.4452 | 0 | 1 | solar | sun | solar | 48.7363 | 9.3288 | [5 empty] | operating
p1961 | n3990 | 155.225 | 0 | 1 | solar | sun | solar | 48.3973 | 9.6007 | [5 empty] | operating
p1962 | n3991 | 91.9563 | 0 | 1 | solar | sun | solar | 48.6211 | 9.5746 | [5 empty] | operating
p1963 | n3992 | 85.5292 | 0 | 1 | solar | sun | solar | 49.028 | 9.3521 | [5 empty] | operating
p1964 | n3993 | 338.3654 | 0 | 1 | solar | sun | solar | 47.9522 | 10.1926 | [5 empty] | operating
p1965 | n3994 | 234.7097 | 0 | 1 | solar | sun | solar | 47.7421 | 10.3491 | [5 empty] | operating
p1966 | n3995 | 91.0053 | 0 | 1 | solar | sun | solar | 47.6321 | 10.2653 | [5 empty] | operating
p1967 | n3996 | 133.7341 | 0 | 1 | solar | sun | solar | 48.5639 | 10.4219 | [5 empty] | operating
p1968 | n3997 | 135.3083 | 0 | 1 | solar | sun | solar | 48.4939 | 10.1706 | [5 empty] | operating
p1969 | n3998 | 125.8877 | 0 | 1 | solar | sun | solar | 48.199 | 10.0635 | [5 empty] | operating
p1970 | n3999 | 424.6363 | 0 | 1 | solar | sun | solar | 48.7924 | 10.0951 | [5 empty] | operating
p1971 | n4000 | 109.5388 | 0 | 1 | solar | sun | solar | 48.622 | 10.2049 | [5 empty] | operating
p1972 | n4001 | 51.5 | 0 | 1 | solar | sun | solar | 48.4246 | 10.86 | [5 empty] | operating
p1973 | n4002 | 233.0617 | 0 | 1 | solar | sun | solar | 48.3152 | 10.7831 | [5 empty] | operating
p1974 | n4003 | 320.8075 | 0 | 1 | solar | sun | solar | 48.6284 | 10.8298 | [5 empty] | operating
p1975 | n4004 | 98.6982 | 0 | 1 | solar | sun | solar | 48.4993 | 10.8284 | [5 empty] | operating
p1976 | n4005 | 35.8123 | 0 | 1 | solar | sun | solar | 48.6701 | 9.2999 | [5 empty] | operating
p1977 | n4007 | 94.3715 | 0 | 1 | solar | sun | solar | 48.6438 | 8.0228 | [5 empty] | operating
p1978 | n4008 | 52.2141 | 0 | 1 | solar | sun | solar | 48.9469 | 8.5226 | [5 empty] | operating
p1979 | n4010 | 28.9235 | 0 | 1 | solar | sun | solar | 48.7725 | 9.2299 | [5 empty] | operating
p1980 | n4382 | 17.5344 | 0 | 1 | solar | sun | solar | 47.5938 | 7.8748 | [5 empty] | operating
p1981 | n5010 | 77.4032 | 0 | 1 | solar | sun | solar | 51.3169 | 12.4846 | [5 empty] | operating
p1982 | n5011 | 138.5086 | 0 | 1 | solar | sun | solar | 51.3949 | 11.9435 | [5 empty] | operating
p1983 | n5012 | 41.2112 | 0 | 1 | solar | sun | solar | 52.4652 | 12.935 | [5 empty] | operating
p1984 | n5015 | 141.6498 | 0 | 1 | solar | sun | solar | 50.2156 | 11.18 | [5 empty] | operating
p1985 | n5016 | 207.8165 | 0 | 1 | solar | sun | solar | 49.4547 | 11.3063 | [5 empty] | operating
p1986 | n5017 | 9.0434 | 0 | 1 | solar | sun | solar | 50.6582 | 11.5329 | [5 empty] | operating
p1987 | n5018 | 246.5052 | 0 | 1 | solar | sun | solar | 51.6052 | 11.456 | [5 empty] | operating
p1988 | n5019 | 137.3572 | 0 | 1 | solar | sun | solar | 52.0111 | 11.7224 | [5 empty] | operating
p1989 | n5020 | 74.0436 | 0 | 1 | solar | sun | solar | 52.1714 | 11.1072 | [5 empty] | operating
p1990 | n5021 | 118.8939 | 0 | 1 | solar | sun | solar | 52.2278 | 11.7458 | [5 empty] | operating
p1991 | n5022 | 96.0643 | 0 | 1 | solar | sun | solar | 51.1871 | 14.1847 | [5 empty] | operating
p1992 | n5023 | 40.0005 | 0 | 1 | solar | sun | solar | 50.6137 | 12.7867 | [5 empty] | operating
p1993 | n5024 | 264.5078 | 0 | 1 | solar | sun | solar | 50.2718 | 11.7801 | [5 empty] | operating
p1994 | n5025 | 390.2804 | 0 | 1 | solar | sun | solar | 49.6881 | 12.0493 | [5 empty] | operating
p1995 | n5026 | 352.0467 | 0 | 1 | solar | sun | solar | 49.3502 | 12.0314 | [5 empty] | operating
p1996 | n5027 | 76.7915 | 0 | 1 | solar | sun | solar | 50.7669 | 12.0795 | [5 empty] | operating
p1997 | n5028 | 42.1598 | 0 | 1 | solar | sun | solar | 50.5815 | 11.7224 | [5 empty] | operating
p1998 | n5029 | 185.4678 | 0 | 1 | solar | sun | solar | 50.9818 | 11.4546 | [5 empty] | operating
p1999 | n5030 | 67.3609 | 0 | 1 | solar | sun | solar | 50.877 | 11.7334 | [5 empty] | operating
p2000 | n5031 | 68.5222 | 0 | 1 | solar | sun | solar | 50.8502 | 12.8018 | [5 empty] | operating
p2001 | n5032 | 80.5056 | 0 | 1 | solar | sun | solar | 50.5937 | 12.339 | [5 empty] | operating
p2002 | n5033 | 57.51 | 0 | 1 | solar | sun | solar | 50.7938 | 12.5327 | [5 empty] | operating
p2003 | n5034 | 51.7818 | 0 | 1 | solar | sun | solar | 51.1165 | 12.6947 | [5 empty] | operating
p2004 | n5035 | 35.0812 | 0 | 1 | solar | sun | solar | 50.8484 | 13.0408 | [5 empty] | operating
p2005 | n5036 | 34.704 | 0 | 1 | solar | sun | solar | 51.0138 | 13.8153 | [5 empty] | operating
p2006 | n5037 | 51.3272 | 0 | 1 | solar | sun | solar | 52.568 | 12.74 | [5 empty] | operating
p2007 | n5038 | 261.7344 | 0 | 1 | solar | sun | solar | 51.7585 | 12.1811 | [5 empty] | operating
p2008 | n5039 | 179.1991 | 0 | 1 | solar | sun | solar | 51.3083 | 12.6851 | [5 empty] | operating
p2009 | n5040 | 60.7855 | 0 | 1 | solar | sun | solar | 52.0972 | 11.8625 | [5 empty] | operating
p2010 | n5041 | 45.9607 | 0 | 1 | solar | sun | solar | 52.332 | 12.1399 | [5 empty] | operating
p2011 | n5042 | 137.8741 | 0 | 1 | solar | sun | solar | 52.5647 | 12.3775 | [5 empty] | operating
p2012 | n5043 | 59.3827 | 0 | 1 | solar | sun | solar | 52.0972 | 13.3621 | [5 empty] | operating
p2013 | n5044 | 312.91 | 0 | 1 | solar | sun | solar | 51.8943 | 13.9142 | [5 empty] | operating
p2014 | n5045 | 163.937 | 0 | 1 | solar | sun | solar | 51.2997 | 13.4473 | [5 empty] | operating
p2015 | n5046 | 174.91 | 0 | 1 | solar | sun | solar | 51.7942 | 14.3976 | [5 empty] | operating
p2016 | n5047 | 27.2158 | 0 | 1 | solar | sun | solar | 52.2564 | 13.8304 | [5 empty] | operating
p2017 | n5048 | 7.6588 | 0 | 1 | solar | sun | solar | 52.4066 | 13.0367 | [5 empty] | operating
p2018 | n5049 | 67.6402 | 0 | 1 | solar | sun | solar | 52.4376 | 13.4431 | [5 empty] | operating
p2019 | n5050 | 344.2071 | 0 | 1 | solar | sun | solar | 52.4661 | 13.8936 | [5 empty] | operating
p2020 | n5051 | 71.8171 | 0 | 1 | solar | sun | solar | 51.5327 | 14.4415 | [5 empty] | operating
p2021 | n5052 | 18.3855 | 0 | 1 | solar | sun | solar | 51.3632 | 14.48 | [5 empty] | operating
p2022 | n5053 | 112.2621 | 0 | 1 | solar | sun | solar | 51.1466 | 14.8096 | [5 empty] | operating
p2023 | n5054 | 51.2439 | 0 | 1 | solar | sun | solar | 52.1251 | 14.6173 | [5 empty] | operating
p2024 | n5056 | 94.2463 | 0 | 1 | solar | sun | solar | 52.4091 | 12.8169 | [5 empty] | operating
p2025 | n5057 | 44.0038 | 0 | 1 | solar | sun | solar | 52.4259 | 13.6436 | [5 empty] | operating
p2026 | n5059 | 107.0953 | 0 | 1 | solar | sun | solar | 51.2688 | 12.3843 | [5 empty] | operating
p2027 | n5060 | 29.0211 | 0 | 1 | solar | sun | solar | 50.4907 | 11.147 | [5 empty] | operating
p2028 | n5061 | 173.648 | 0 | 1 | solar | sun | solar | 51.7304 | 14.5953 | [5 empty] | operating
p2029 | n5062 | 389.947 | 0 | 1 | solar | sun | solar | 51.501 | 14.2067 | [5 empty] | operating
p2030 | n5063 | 114.3391 | 0 | 1 | solar | sun | solar | 51.2928 | 14.6722 | [5 empty] | operating
p2031 | n5065 | 152.4989 | 0 | 1 | solar | sun | solar | 51.7338 | 13.1671 | [5 empty] | operating
p2032 | n5066 | 18.0072 | 0 | 1 | solar | sun | solar | 50.6059 | 12.9735 | [5 empty] | operating
p2033 | n5067 | 60.2974 | 0 | 1 | solar | sun | solar | 51.094 | 13.5818 | [5 empty] | operating
p2034 | n5068 | 146.486 | 0 | 1 | solar | sun | solar | 51.4155 | 11.8076 | [5 empty] | operating
p2035 | n5069 | 63.3204 | 0 | 1 | solar | sun | solar | 51.0241 | 13.13 | [5 empty] | operating
p2036 | n5082 | 52.5806 | 0 | 1 | solar | sun | solar | 50.6686 | 11.3503 | [5 empty] | operating
p2037 | n5084 | 42.6828 | 0 | 1 | solar | sun | solar | 52.3026 | 13.1685 | [5 empty] | operating
p2038 | n5095 | 23.6058 | 0 | 1 | solar | sun | solar | 52.1857 | 11.9051 | [5 empty] | operating
p2039 | n5098 | 64.1083 | 0 | 1 | solar | sun | solar | 52.2598 | 14.4141 | [5 empty] | operating
p2040 | n5099 | 46.1919 | 0 | 1 | solar | sun | solar | 49.4628 | 6.7401 | [5 empty] | operating
p2041 | n5101 | 87.0067 | 0 | 1 | solar | sun | solar | 49.3403 | 7.0299 | [5 empty] | operating
p2042 | n5102 | 16.1147 | 0 | 1 | solar | sun | solar | 51.5498 | 6.714 | [5 empty] | operating
p2043 | n5105 | 22.4466 | 0 | 1 | solar | sun | solar | 49.4824 | 8.4059 | [5 empty] | operating
p2044 | n5106 | 43.0956 | 0 | 1 | solar | sun | solar | 49.6934 | 8.5364 | [5 empty] | operating
p2045 | n5109 | 37.1973 | 0 | 1 | solar | sun | solar | 52.1731 | 8.925 | [5 empty] | operating
p2046 | n5110 | 77.1469 | 0 | 1 | solar | sun | solar | 52.5304 | 9.1681 | [5 empty] | operating
p2047 | n5111 | 35.0892 | 0 | 1 | solar | sun | solar | 51.94 | 9.4208 | [5 empty] | operating
p2048 | n5112 | 75.4676 | 0 | 1 | solar | sun | solar | 51.8146 | 9.9303 | [5 empty] | operating
p2049 | n5113 | 27.3832 | 0 | 1 | solar | sun | solar | 52.2446 | 10.1802 | [5 empty] | operating
p2050 | n5114 | 55.0485 | 0 | 1 | solar | sun | solar | 52.1175 | 10.4439 | [5 empty] | operating
p2051 | n5115 | 120.374 | 0 | 1 | solar | sun | solar | 52.1133 | 10.9657 | [5 empty] | operating
p2052 | n5125 | 65.8455 | 0 | 1 | solar | sun | solar | 49.9097 | 9.3604 | [5 empty] | operating
p2053 | n5140 | 18.5425 | 0 | 1 | solar | sun | solar | 49.352 | 6.6769 | [5 empty] | operating
p2054 | n5141 | 11.7766 | 0 | 1 | solar | sun | solar | 49.4315 | 6.6248 | [5 empty] | operating
p2055 | n5142 | 33.5255 | 0 | 1 | solar | sun | solar | 49.991 | 6.2567 | [5 empty] | operating
p2056 | n5143 | 95.8716 | 0 | 1 | solar | sun | solar | 49.9654 | 6.5273 | [5 empty] | operating
p2057 | n5144 | 45.2937 | 0 | 1 | solar | sun | solar | 49.689 | 6.6481 | [5 empty] | operating
p2058 | n5145 | 144.0018 | 0 | 1 | solar | sun | solar | 50.4033 | 6.5685 | [5 empty] | operating
p2059 | n5146 | 131.8847 | 0 | 1 | solar | sun | solar | 49.4065 | 7.7014 | [5 empty] | operating
p2060 | n5147 | 66.8611 | 0 | 1 | solar | sun | solar | 49.4217 | 7.2578 | [5 empty] | operating
p2061 | n5148 | 30.2717 | 0 | 1 | solar | sun | solar | 49.3877 | 6.942 | [5 empty] | operating
p2062 | n5149 | 119.8191 | 0 | 1 | solar | sun | solar | 49.3269 | 7.3608 | [5 empty] | operating
p2063 | n5150 | 172.9488 | 0 | 1 | solar | sun | solar | 50.095 | 7.0038 | [5 empty] | operating
p2064 | n5151 | 120.0542 | 0 | 1 | solar | sun | solar | 50.3761 | 7.3814 | [5 empty] | operating
p2065 | n5152 | 62.2079 | 0 | 1 | solar | sun | solar | 50.3227 | 7.5847 | [5 empty] | operating
p2066 | n5153 | 114.1307 | 0 | 1 | solar | sun | solar | 49.2041 | 8.4114 | [5 empty] | operating
p2067 | n5154 | 156.7463 | 0 | 1 | solar | sun | solar | 49.7963 | 7.7248 | [5 empty] | operating
p2068 | n5155 | 59.0165 | 0 | 1 | solar | sun | solar | 50.0395 | 8.3524 | [5 empty] | operating
p2069 | n5156 | 66.0349 | 0 | 1 | solar | sun | solar | 49.9026 | 8.3936 | [5 empty] | operating
p2070 | n5157 | 128.9635 | 0 | 1 | solar | sun | solar | 50.3971 | 8.112 | [5 empty] | operating
p2071 | n5158 | 15.7811 | 0 | 1 | solar | sun | solar | 51.0949 | 6.7909 | [5 empty] | operating
p2072 | n5159 | 15.4892 | 0 | 1 | solar | sun | solar | 50.9965 | 6.5465 | [5 empty] | operating
p2073 | n5160 | 28.5507 | 0 | 1 | solar | sun | solar | 50.832 | 6.2787 | [5 empty] | operating
p2074 | n5161 | 32.8144 | 0 | 1 | solar | sun | solar | 50.9152 | 6.2361 | [5 empty] | operating
p2075 | n5162 | 39.4797 | 0 | 1 | solar | sun | solar | 50.8302 | 6.4655 | [5 empty] | operating
p2076 | n5163 | 18.0295 | 0 | 1 | solar | sun | solar | 50.9342 | 6.5135 | [5 empty] | operating
p2077 | n5164 | 10.9211 | 0 | 1 | solar | sun | solar | 50.9956 | 6.6797 | [5 empty] | operating
p2078 | n5165 | 92.1338 | 0 | 1 | solar | sun | solar | 51.2215 | 6.3666 | [5 empty] | operating
p2079 | n5166 | 15.6683 | 0 | 1 | solar | sun | solar | 51.1638 | 6.7003 | [5 empty] | operating
p2080 | n5167 | 13.1256 | 0 | 1 | solar | sun | solar | 51.0612 | 6.552 | [5 empty] | operating
p2081 | n5168 | 6.4701 | 0 | 1 | solar | sun | solar | 51.1139 | 6.6289 | [5 empty] | operating
p2082 | n5169 | 21.6045 | 0 | 1 | solar | sun | solar | 51.2456 | 6.5863 | [5 empty] | operating
p2083 | n5170 | 27.6905 | 0 | 1 | solar | sun | solar | 51.3461 | 6.6014 | [5 empty] | operating
p2084 | n5171 | 197.8664 | 0 | 1 | solar | sun | solar | 51.6189 | 6.2677 | [5 empty] | operating
p2085 | n5172 | 45.6095 | 0 | 1 | solar | sun | solar | 51.4549 | 6.5918 | [5 empty] | operating
p2086 | n5173 | 176.7846 | 0 | 1 | solar | sun | solar | 51.63 | 6.6165 | [5 empty] | operating
p2087 | n5174 | 45.4819 | 0 | 1 | solar | sun | solar | 51.7143 | 7.8305 | [5 empty] | operating
p2088 | n5175 | 30.4457 | 0 | 1 | solar | sun | solar | 51.5139 | 7.3141 | [5 empty] | operating
p2089 | n5176 | 43.9324 | 0 | 1 | solar | sun | solar | 51.2069 | 7.1315 | [5 empty] | operating
p2090 | n5177 | 30.9021 | 0 | 1 | solar | sun | solar | 51.0509 | 6.9928 | [5 empty] | operating
p2091 | n5178 | 28.6934 | 0 | 1 | solar | sun | solar | 50.7738 | 6.9228 | [5 empty] | operating
p2092 | n5179 | 19.5726 | 0 | 1 | solar | sun | solar | 51.175 | 6.8706 | [5 empty] | operating
p2093 | n5180 | 24.3493 | 0 | 1 | solar | sun | solar | 51.1251 | 6.9585 | [5 empty] | operating
p2094 | n5181 | 60.6486 | 0 | 1 | solar | sun | solar | 50.7877 | 7.1548 | [5 empty] | operating
p2095 | n5182 | 68.3363 | 0 | 1 | solar | sun | solar | 50.632 | 7.0985 | [5 empty] | operating
p2096 | n5183 | 21.0837 | 0 | 1 | solar | sun | solar | 50.8883 | 7.0285 | [5 empty] | operating
p2097 | n5184 | 36.7154 | 0 | 1 | solar | sun | solar | 50.8978 | 7.2153 | [5 empty] | operating
p2098 | n5185 | 11.8399 | 0 | 1 | solar | sun | solar | 51.4951 | 7.0244 | [5 empty] | operating
p2099 | n5186 | 13.8749 | 0 | 1 | solar | sun | solar | 51.4591 | 6.8513 | [5 empty] | operating
p2100 | n5187 | 22.6437 | 0 | 1 | solar | sun | solar | 51.3298 | 6.8184 | [5 empty] | operating
p2101 | n5188 | 9.9941 | 0 | 1 | solar | sun | solar | 51.4095 | 6.9379 | [5 empty] | operating
p2102 | n5189 | 14.0851 | 0 | 1 | solar | sun | solar | 51.5378 | 6.8349 | [5 empty] | operating
p2103 | n5190 | 28.3227 | 0 | 1 | solar | sun | solar | 51.5847 | 6.9818 | [5 empty] | operating
p2104 | n5191 | 8.4863 | 0 | 1 | solar | sun | solar | 51.4129 | 7.1356 | [5 empty] | operating
p2105 | n5192 | 19.6084 | 0 | 1 | solar | sun | solar | 51.3426 | 7.1548 | [5 empty] | operating
p2106 | n5193 | 13.4881 | 0 | 1 | solar | sun | solar | 51.4061 | 7.2798 | [5 empty] | operating
p2107 | n5194 | 243.9024 | 0 | 1 | solar | sun | solar | 51.6598 | 7.0656 | [5 empty] | operating
p2108 | n5195 | 21.1847 | 0 | 1 | solar | sun | solar | 51.4703 | 7.1823 | [5 empty] | operating
p2109 | n5196 | 29.877 | 0 | 1 | solar | sun | solar | 51.5395 | 7.229 | [5 empty] | operating
p2110 | n5197 | 19.2262 | 0 | 1 | solar | sun | solar | 51.0587 | 8.0008 | [5 empty] | operating
p2111 | n5198 | 71.6954 | 0 | 1 | solar | sun | solar | 50.8129 | 7.9211 | [5 empty] | operating
p2112 | n5199 | 31.6827 | 0 | 1 | solar | sun | solar | 50.9775 | 7.5188 | [5 empty] | operating
p2113 | n5200 | 6.378 | 0 | 1 | solar | sun | solar | 50.884 | 8.0585 | [5 empty] | operating
p2114 | n5201 | 13.7903 | 0 | 1 | solar | sun | solar | 50.9299 | 8.2466 | [5 empty] | operating
p2115 | n5202 | 20.1516 | 0 | 1 | solar | sun | solar | 51.3512 | 7.4721 | [5 empty] | operating
p2116 | n5203 | 87.6218 | 0 | 1 | solar | sun | solar | 51.3486 | 7.6959 | [5 empty] | operating
p2117 | n5204 | 8.5208 | 0 | 1 | solar | sun | solar | 51.4275 | 7.3965 | [5 empty] | operating
p2118 | n5205 | 44.3597 | 0 | 1 | solar | sun | solar | 51.4925 | 7.5037 | [5 empty] | operating
p2119 | n5207 | 138.1839 | 0 | 1 | solar | sun | solar | 51.6538 | 8.0695 | [5 empty] | operating
p2120 | n5208 | 322.7318 | 0 | 1 | solar | sun | solar | 52.2127 | 7.1288 | [5 empty] | operating
p2121 | n5209 | 112.0509 | 0 | 1 | solar | sun | solar | 52.4644 | 7.2675 | [5 empty] | operating
p2122 | n5210 | 55.9512 | 0 | 1 | solar | sun | solar | 52.3437 | 8.2851 | [5 empty] | operating
p2123 | n5211 | 185.8178 | 0 | 1 | solar | sun | solar | 51.9747 | 7.6767 | [5 empty] | operating
p2124 | n5212 | 71.8114 | 0 | 1 | solar | sun | solar | 52.248 | 7.7069 | [5 empty] | operating
p2125 | n5213 | 105.2749 | 0 | 1 | solar | sun | solar | 52.0415 | 8.2068 | [5 empty] | operating
p2126 | n5214 | 34.6846 | 0 | 1 | solar | sun | solar | 52.2824 | 7.9308 | [5 empty] | operating
p2127 | n5215 | 64.0918 | 0 | 1 | solar | sun | solar | 52.2539 | 8.145 | [5 empty] | operating
p2128 | n5216 | 10.1836 | 0 | 1 | solar | sun | solar | 49.3001 | 8.605 | [5 empty] | operating
p2129 | n5217 | 32.9849 | 0 | 1 | solar | sun | solar | 49.283 | 8.4801 | [5 empty] | operating
p2130 | n5218 | 44.3993 | 0 | 1 | solar | sun | solar | 49.1143 | 8.5419 | [5 empty] | operating
p2131 | n5219 | 36.7209 | 0 | 1 | solar | sun | solar | 49.2086 | 8.5899 | [5 empty] | operating
p2132 | n5220 | 88.3502 | 0 | 1 | solar | sun | solar | 49.2759 | 8.9648 | [5 empty] | operating
p2133 | n5221 | 72.7694 | 0 | 1 | solar | sun | solar | 49.1566 | 9.2986 | [5 empty] | operating
p2134 | n5222 | 290.6214 | 0 | 1 | solar | sun | solar | 49.2633 | 9.5471 | [5 empty] | operating
p2135 | n5223 | 223.1276 | 0 | 1 | solar | sun | solar | 50.5431 | 9.6721 | [5 empty] | operating
p2136 | n5224 | 33.4596 | 0 | 1 | solar | sun | solar | 50.1435 | 8.8097 | [5 empty] | operating
p2137 | n5225 | 44.7602 | 0 | 1 | solar | sun | solar | 49.9892 | 8.535 | [5 empty] | operating
p2138 | n5226 | 37.0766 | 0 | 1 | solar | sun | solar | 49.3815 | 8.5446 | [5 empty] | operating
p2139 | n5227 | 19.8174 | 0 | 1 | solar | sun | solar | 49.4324 | 8.5007 | [5 empty] | operating
p2140 | n5228 | 47.3986 | 0 | 1 | solar | sun | solar | 49.6036 | 8.4732 | [5 empty] | operating
p2141 | n5229 | 46.0954 | 0 | 1 | solar | sun | solar | 49.5306 | 8.6806 | [5 empty] | operating
p2142 | n5230 | 38.9946 | 0 | 1 | solar | sun | solar | 49.9318 | 8.8 | [5 empty] | operating
p2143 | n5231 | 18.1796 | 0 | 1 | solar | sun | solar | 50.1153 | 8.5309 | [5 empty] | operating
p2144 | n5232 | 54.0657 | 0 | 1 | solar | sun | solar | 50.7894 | 8.454 | [5 empty] | operating
p2145 | n5233 | 73.6667 | 0 | 1 | solar | sun | solar | 51.1587 | 8.3881 | [5 empty] | operating
p2146 | n5234 | 82.8322 | 0 | 1 | solar | sun | solar | 50.2428 | 8.7602 | [5 empty] | operating
p2147 | n5235 | 149.3977 | 0 | 1 | solar | sun | solar | 50.6573 | 8.7053 | [5 empty] | operating
p2148 | n5236 | 68.9939 | 0 | 1 | solar | sun | solar | 51.3855 | 8.6929 | [5 empty] | operating
p2149 | n5237 | 40.7885 | 0 | 1 | solar | sun | solar | 49.5163 | 8.9456 | [5 empty] | operating
p2150 | n5238 | 52.4292 | 0 | 1 | solar | sun | solar | 50.095 | 8.9731 | [5 empty] | operating
p2151 | n5239 | 87.7212 | 0 | 1 | solar | sun | solar | 49.7209 | 9.5004 | [5 empty] | operating
p2152 | n5240 | 131.6645 | 0 | 1 | solar | sun | solar | 49.6036 | 9.3631 | [5 empty] | operating
p2153 | n5241 | 96.1975 | 0 | 1 | solar | sun | solar | 51.0293 | 9.2587 | [5 empty] | operating
p2154 | n5242 | 41.2239 | 0 | 1 | solar | sun | solar | 51.0845 | 9.0253 | [5 empty] | operating
p2155 | n5243 | 67.9036 | 0 | 1 | solar | sun | solar | 51.3443 | 8.8962 | [5 empty] | operating
p2156 | n5244 | 128.9481 | 0 | 1 | solar | sun | solar | 50.8597 | 9.6213 | [5 empty] | operating
p2157 | n5245 | 97.5884 | 0 | 1 | solar | sun | solar | 51.1948 | 9.5293 | [5 empty] | operating
p2158 | n5246 | 112.5997 | 0 | 1 | solar | sun | solar | 51.3066 | 9.5526 | [5 empty] | operating
p2159 | n5247 | 77.878 | 0 | 1 | solar | sun | solar | 52.3907 | 8.8934 | [5 empty] | operating
p2160 | n5248 | 18.6935 | 0 | 1 | solar | sun | solar | 52.0136 | 8.7589 | [5 empty] | operating
p2161 | n5249 | 63.4544 | 0 | 1 | solar | sun | solar | 51.8977 | 8.4293 | [5 empty] | operating
p2162 | n5250 | 71.5112 | 0 | 1 | solar | sun | solar | 51.6683 | 8.8152 | [5 empty] | operating
p2163 | n5251 | 32.4809 | 0 | 1 | solar | sun | solar | 52.0263 | 8.6092 | [5 empty] | operating
p2164 | n5252 | 61.0895 | 0 | 1 | solar | sun | solar | 52.1048 | 8.6655 | [5 empty] | operating
p2165 | n5253 | 88.7404 | 0 | 1 | solar | sun | solar | 51.984 | 8.9525 | [5 empty] | operating
p2166 | n5254 | 159.8317 | 0 | 1 | solar | sun | solar | 51.7075 | 8.6916 | [5 empty] | operating
p2167 | n5255 | 38.0156 | 0 | 1 | solar | sun | solar | 52.2455 | 9.1228 | [5 empty] | operating
p2168 | n5256 | 51.6475 | 0 | 1 | solar | sun | solar | 52.2774 | 9.6529 | [5 empty] | operating
p2169 | n5257 | 194.6413 | 0 | 1 | solar | sun | solar | 49.9574 | 10.7845 | [5 empty] | operating
p2170 | n5258 | 35.0599 | 0 | 1 | solar | sun | solar | 49.9874 | 9.9248 | [5 empty] | operating
p2171 | n5259 | 32.0871 | 0 | 1 | solar | sun | solar | 49.9503 | 10.0813 | [5 empty] | operating
p2172 | n5260 | 609.8514 | 0 | 1 | solar | sun | solar | 49.4074 | 10.8037 | [5 empty] | operating
p2173 | n5261 | 48.4984 | 0 | 1 | solar | sun | solar | 51.6274 | 9.749 | [5 empty] | operating
p2174 | n5262 | 130.163 | 0 | 1 | solar | sun | solar | 51.4668 | 9.8328 | [5 empty] | operating
p2175 | n5263 | 35.0718 | 0 | 1 | solar | sun | solar | 51.9807 | 9.7751 | [5 empty] | operating
p2176 | n5264 | 194.1496 | 0 | 1 | solar | sun | solar | 50.9429 | 10.3931 | [5 empty] | operating
p2177 | n5265 | 196.4637 | 0 | 1 | solar | sun | solar | 49.6285 | 11.0234 | [5 empty] | operating
p2178 | n5266 | 163.2828 | 0 | 1 | solar | sun | solar | 49.9927 | 11.0262 | [5 empty] | operating
p2179 | n5267 | 264.7826 | 0 | 1 | solar | sun | solar | 51.4745 | 11.0179 | [5 empty] | operating
p2180 | n5268 | 65.3451 | 0 | 1 | solar | sun | solar | 52.3798 | 9.8891 | [5 empty] | operating
p2181 | n5269 | 32.2802 | 0 | 1 | solar | sun | solar | 52.3379 | 10.0223 | [5 empty] | operating
p2182 | n5270 | 32.7389 | 0 | 1 | solar | sun | solar | 52.1983 | 9.9467 | [5 empty] | operating
p2183 | n5271 | 32.2889 | 0 | 1 | solar | sun | solar | 52.2858 | 10.3011 | [5 empty] | operating
p2184 | n5272 | 79.9712 | 0 | 1 | solar | sun | solar | 52.3387 | 10.8311 | [5 empty] | operating
p2185 | n5273 | 12.6828 | 0 | 1 | solar | sun | solar | 52.1983 | 10.5112 | [5 empty] | operating
p2186 | n5274 | 13.2272 | 0 | 1 | solar | sun | solar | 52.2581 | 10.4535 | [5 empty] | operating
p2187 | n5276 | 178.2312 | 0 | 1 | solar | sun | solar | 49.9397 | 10.2599 | [5 empty] | operating
p2188 | n5277 | 17.5412 | 0 | 1 | solar | sun | solar | 52.3152 | 7.7014 | [5 empty] | operating
p2189 | n5278 | 14.4889 | 0 | 1 | solar | sun | solar | 50.8554 | 6.7305 | [5 empty] | operating
p2190 | n5279 | 117.9625 | 0 | 1 | solar | sun | solar | 51.5805 | 9.3947 | [5 empty] | operating
p2191 | n5280 | 24.472 | 0 | 1 | solar | sun | solar | 50.1479 | 8.6188 | [5 empty] | operating
p2192 | n5281 | 150.9716 | 0 | 1 | solar | sun | solar | 50.4068 | 11.0468 | [5 empty] | operating
p2193 | n5282 | 66.5297 | 0 | 1 | solar | sun | solar | 50.6625 | 8.4842 | [5 empty] | operating
p2194 | n5283 | 191.6271 | 0 | 1 | solar | sun | solar | 50.1311 | 10.0305 | [5 empty] | operating
p2195 | n5284 | 44.9308 | 0 | 1 | solar | sun | solar | 50.8163 | 6.0425 | [5 empty] | operating
p2196 | n5285 | 97.3141 | 0 | 1 | solar | sun | solar | 49.8238 | 6.6989 | [5 empty] | operating
p2197 | n5286 | 33.5471 | 0 | 1 | solar | sun | solar | 52.3068 | 10.6801 | [5 empty] | operating
p2198 | n5287 | 86.6257 | 0 | 1 | solar | sun | solar | 51.8001 | 8.2452 | [5 empty] | operating
p2199 | n5288 | 91.1945 | 0 | 1 | solar | sun | solar | 51.7653 | 9.2491 | [5 empty] | operating
p2200 | n5348 | 59.1245 | 0 | 1 | solar | sun | solar | 49.2929 | 6.6989 | [5 empty] | operating
p2201 | n5356 | 26.645 | 0 | 1 | solar | sun | solar | 49.1053 | 9.3301 | [5 empty] | operating
p2202 | n5357 | 99.7768 | 0 | 1 | solar | sun | solar | 49.9433 | 7.8566 | [5 empty] | operating
p2203 | n5363 | 44.7912 | 0 | 1 | solar | sun | solar | 49.1557 | 9.0623 | [5 empty] | operating
p2204 | n5365 | 78.4492 | 0 | 1 | solar | sun | solar | 49.9274 | 9.9083 | [5 empty] | operating
p2205 | n5368 | 57.2024 | 0 | 1 | solar | sun | solar | 49.9795 | 8.98 | [5 empty] | operating
p2206 | n6078 | 174.2141 | 0 | 1 | solar | sun | solar | 53.5632 | 11.4629 | [5 empty] | operating
p2207 | n6079 | 128.8581 | 0 | 1 | solar | sun | solar | 53.457 | 13.9815 | [5 empty] | operating
p2208 | n6080 | 92.9725 | 0 | 1 | solar | sun | solar | 53.066 | 11.9463 | [5 empty] | operating
p2209 | n6081 | 26.4365 | 0 | 1 | solar | sun | solar | 52.6422 | 13.049 | [5 empty] | operating
p2210 | n6082 | 43.3438 | 0 | 1 | solar | sun | solar | 52.593 | 13.4102 | [5 empty] | operating
p2211 | n6083 | 32.733 | 0 | 1 | solar | sun | solar | 53.0891 | 14.252 | [5 empty] | operating
p2212 | n6084 | 54.2819 | 0 | 1 | solar | sun | solar | 54.1437 | 12.1283 | [5 empty] | operating
p2213 | n6085 | 154.7139 | 0 | 1 | solar | sun | solar | 54.0674 | 12.2731 | [5 empty] | operating
p2214 | n6086 | 101.3117 | 0 | 1 | solar | sun | solar | 53.7593 | 12.2058 | [5 empty] | operating
p2215 | n6088 | 142.0775 | 0 | 1 | solar | sun | solar | 54.2588 | 13.0669 | [5 empty] | operating
p2216 | n6089 | 130.081 | 0 | 1 | solar | sun | solar | 53.8379 | 13.141 | [5 empty] | operating
p2217 | n6090 | 85.4928 | 0 | 1 | solar | sun | solar | 54.1126 | 13.6011 | [5 empty] | operating
p2218 | n6092 | 150.2946 | 0 | 1 | solar | sun | solar | 53.1962 | 13.7686 | [5 empty] | operating
p2219 | n6093 | 82.6143 | 0 | 1 | solar | sun | solar | 53.3342 | 12.2539 | [5 empty] | operating
p2220 | n6096 | 36.7299 | 0 | 1 | solar | sun | solar | 53.5501 | 11.7979 | [5 empty] | operating
p2221 | n6097 | 192.26 | 0 | 1 | solar | sun | solar | 52.7338 | 11.7595 | [5 empty] | operating
p2222 | n6098 | 59.5003 | 0 | 1 | solar | sun | solar | 54.5808 | 12.5436 | [5 empty] | operating
p2223 | n6118 | 3.0327 | 0 | 1 | solar | sun | solar | 54.7159 | 12.8705 | [5 empty] | operating
p2224 | n6138 | 45.5751 | 0 | 1 | solar | sun | solar | 53.7925 | 13.3031 | [5 empty] | operating
p2225 | n6141 | 85.8586 | 0 | 1 | solar | sun | solar | 53.6218 | 13.3511 | [5 empty] | operating
p2226 | n6149 | 85.7968 | 0 | 1 | solar | sun | solar | 53.5746 | 13.2166 | [5 empty] | operating
p2227 | n6150 | 106.747 | 0 | 1 | solar | sun | solar | 53.2734 | 12.3967 | [5 empty] | operating
p2228 | n6151 | 16.0426 | 0 | 1 | solar | sun | solar | 53.5689 | 12.2745 | [5 empty] | operating
p2229 | n6152 | 15.4369 | 0 | 1 | solar | sun | solar | 52.8443 | 13.2083 | [5 empty] | operating
p2230 | n6190 | 16.5783 | 0 | 1 | solar | sun | solar | 53.5207 | 8.1258 | [5 empty] | operating
p2231 | n6191 | 67.9514 | 0 | 1 | solar | sun | solar | 53.1089 | 8.3249 | [5 empty] | operating
p2232 | n6192 | 4.5432 | 0 | 1 | solar | sun | solar | 53.1031 | 8.557 | [5 empty] | operating
p2233 | n6193 | 14.1646 | 0 | 1 | solar | sun | solar | 53.829 | 9.3823 | [5 empty] | operating
p2234 | n6197 | 32.7385 | 0 | 1 | solar | sun | solar | 53.4308 | 7.2125 | [5 empty] | operating
p2235 | n6198 | 57.0095 | 0 | 1 | solar | sun | solar | 52.7936 | 7.2276 | [5 empty] | operating
p2236 | n6199 | 183.5179 | 0 | 1 | solar | sun | solar | 53.0577 | 7.3759 | [5 empty] | operating
p2237 | n6200 | 65.582 | 0 | 1 | solar | sun | solar | 53.3743 | 7.2565 | [5 empty] | operating
p2238 | n6201 | 48.7435 | 0 | 1 | solar | sun | solar | 53.555 | 8.0022 | [5 empty] | operating
p2239 | n6202 | 39.5986 | 0 | 1 | solar | sun | solar | 53.6153 | 8.0887 | [5 empty] | operating
p2240 | n6203 | 350.4707 | 0 | 1 | solar | sun | solar | 52.9188 | 8.0708 | [5 empty] | operating
p2241 | n6204 | 74.8583 | 0 | 1 | solar | sun | solar | 53.3005 | 8.1216 | [5 empty] | operating
p2242 | n6205 | 69.0967 | 0 | 1 | solar | sun | solar | 52.9478 | 8.4663 | [5 empty] | operating
p2243 | n6206 | 150.774 | 0 | 1 | solar | sun | solar | 52.5914 | 8.3688 | [5 empty] | operating
p2244 | n6207 | 46.6087 | 0 | 1 | solar | sun | solar | 53.3424 | 8.3922 | [5 empty] | operating
p2245 | n6208 | 40.4451 | 0 | 1 | solar | sun | solar | 52.9908 | 8.8783 | [5 empty] | operating
p2246 | n6209 | 69.0957 | 0 | 1 | solar | sun | solar | 52.8202 | 8.9827 | [5 empty] | operating
p2247 | n6210 | 218.1175 | 0 | 1 | solar | sun | solar | 53.9068 | 9.2422 | [5 empty] | operating
p2248 | n6211 | 65.6565 | 0 | 1 | solar | sun | solar | 53.0437 | 9.234 | [5 empty] | operating
p2249 | n6212 | 1.097 | 0 | 1 | solar | sun | solar | 53.9076 | 9.4057 | [5 empty] | operating
p2250 | n6213 | 2.8647 | 0 | 1 | solar | sun | solar | 53.6869 | 9.4482 | [5 empty] | operating
p2251 | n6214 | 56.1776 | 0 | 1 | solar | sun | solar | 53.4153 | 9.5169 | [5 empty] | operating
p2252 | n6215 | 67.5945 | 0 | 1 | solar | sun | solar | 53.9617 | 9.5691 | [5 empty] | operating
p2253 | n6216 | 131.8622 | 0 | 1 | solar | sun | solar | 53.0065 | 10.3958 | [5 empty] | operating
p2254 | n6217 | 29.6404 | 0 | 1 | solar | sun | solar | 53.812 | 9.9481 | [5 empty] | operating
p2255 | n6218 | 19.1603 | 0 | 1 | solar | sun | solar | 53.678 | 9.6776 | [5 empty] | operating
p2256 | n6219 | 31.9683 | 0 | 1 | solar | sun | solar | 53.4439 | 9.8836 | [5 empty] | operating
p2257 | n6220 | 130.9184 | 0 | 1 | solar | sun | solar | 54.3053 | 9.76 | [5 empty] | operating
p2258 | n6221 | 26.1945 | 0 | 1 | solar | sun | solar | 53.7219 | 9.9715 | [5 empty] | operating
p2259 | n6222 | 29.2635 | 0 | 1 | solar | sun | solar | 53.568 | 10.2544 | [5 empty] | operating
p2260 | n6223 | 27.2186 | 0 | 1 | solar | sun | solar | 54.3348 | 10.1184 | [5 empty] | operating
p2261 | n6224 | 25.287 | 0 | 1 | solar | sun | solar | 54.25 | 10.1624 | [5 empty] | operating
p2262 | n6225 | 65.6509 | 0 | 1 | solar | sun | solar | 53.4357 | 10.459 | [5 empty] | operating
p2263 | n6226 | 68.0202 | 0 | 1 | solar | sun | solar | 53.2644 | 10.4411 | [5 empty] | operating
p2264 | n6227 | 38.8002 | 0 | 1 | solar | sun | solar | 53.8339 | 10.5482 | [5 empty] | operating
p2265 | n6228 | 50.4301 | 0 | 1 | solar | sun | solar | 53.9472 | 10.882 | [5 empty] | operating
p2266 | n6229 | 24.5934 | 0 | 1 | solar | sun | solar | 53.872 | 10.757 | [5 empty] | operating
p2267 | n6231 | 30.5408 | 0 | 1 | solar | sun | solar | 52.9023 | 7.1933 | [5 empty] | operating
p2268 | n6232 | 97.8341 | 0 | 1 | solar | sun | solar | 52.6997 | 7.2441 | [5 empty] | operating
p2269 | n6233 | 67.3112 | 0 | 1 | solar | sun | solar | 53.4676 | 9.0019 | [5 empty] | operating
p2270 | n6234 | 327.9796 | 0 | 1 | solar | sun | solar | 54.7421 | 9.407 | [5 empty] | operating
p2271 | n6235 | 21.4396 | 0 | 1 | solar | sun | solar | 53.4962 | 9.9989 | [5 empty] | operating
p2272 | n6254 | 15.7123 | 0 | 1 | solar | sun | solar | 53.5689 | 9.3494 | [5 empty] | operating
p2273 | n6255 | 8.3531 | 0 | 1 | solar | sun | solar | 53.6186 | 9.4455 | [5 empty] | operating
p2274 | n6257 | 49.6957 | 0 | 1 | solar | sun | solar | 53.665 | 7.5188 | [5 empty] | operating
p2275 | n6259 | 62.647 | 0 | 1 | solar | sun | solar | 54.3838 | 10.3244 | [5 empty] | operating
p2276 | n6268 | 16.6696 | 0 | 1 | solar | sun | solar | 54.2508 | 8.0571 | [5 empty] | operating
p2277 | n6273 | 0.16106 | 0 | 1 | solar | sun | solar | 53.9399 | 6.9667 | [5 empty] | operating
p2278 | n6277 | 2.3947 | 0 | 1 | solar | sun | solar | 54.9224 | 7.7879 | [5 empty] | operating
p2279 | n6278 | 2.3238 | 0 | 1 | solar | sun | solar | 53.6918 | 6.4806 | [5 empty] | operating
p2280 | n6286 | 78.1539 | 0 | 1 | solar | sun | solar | 53.9318 | 9.3274 | [5 empty] | operating
p2281 | n6287 | 11.8328 | 0 | 1 | solar | sun | solar | 52.8476 | 7.1617 | [5 empty] | operating
p2282 | n6288 | 314.2174 | 0 | 1 | solar | sun | solar | 54.7928 | 9.2532 | [5 empty] | operating
p2283 | n6289 | 8.4369 | 0 | 1 | solar | sun | solar | 53.7211 | 9.3246 | [5 empty] | operating
p2284 | n6292 | 111.4658 | 0 | 1 | solar | sun | solar | 52.5914 | 8.8152 | [5 empty] | operating
p2285 | n6293 | 32.125 | 0 | 1 | solar | sun | solar | 53.0255 | 8.5927 | [5 empty] | operating
p2286 | n7544 | 41.8538 | 0 | 1 | solar | sun | solar | 51.2617 | 6.466 | [5 empty] | operating
p2287 | n7545 | 50.0232 | 0 | 1 | solar | sun | solar | 51.6385 | 7.6959 | [5 empty] | operating
p2288 | n7546 | 15.5597 | 0 | 1 | solar | sun | solar | 51.49 | 6.9249 | [5 empty] | operating
p2289 | n7547 | 50.3795 | 0 | 1 | solar | sun | solar | 49.135 | 8.6874 | [5 empty] | operating
p2290 | n7548 | 56.066 | 0 | 1 | solar | sun | solar | 49.3047 | 8.6484 | [5 empty] | operating
p2291 | n7549 | 45.2221 | 0 | 1 | solar | sun | solar | 52.3538 | 9.2794 | [5 empty] | operating
p2292 | n7550 | 6.937 | 0 | 1 | solar | sun | solar | 51.8171 | 13.0833 | [5 empty] | operating
p2293 | n7551 | 16.8509 | 0 | 1 | solar | sun | solar | 49.5364 | 8.5459 | [5 empty] | operating
p2294 | n7552 | 34.3705 | 0 | 1 | solar | sun | solar | 47.6164 | 9.6634 | [5 empty] | operating
p2295 | n7553 | 20.192 | 0 | 1 | solar | sun | solar | 49.7715 | 6.5602 | [5 empty] | operating
p2296 | n7830 | 46.1953 | 0 | 1 | solar | sun | solar | 48.8096 | 9.3577 | [5 empty] | operating
p2297 | n7931 | 87.0284 | 0 | 1 | solar | sun | solar | 50.0563 | 9.0692 | [5 empty] | operating
p2298 | n7938 | 18.1324 | 0 | 1 | solar | sun | solar | 53.4016 | 7.1557 | [5 empty] | operating
p2299 | n7939 | 27.3086 | 0 | 1 | solar | sun | solar | 49.4565 | 8.5977 | [5 empty] | operating
p2300 | n7940 | 50.5643 | 0 | 1 | solar | sun | solar | 49.4344 | 7.6051 | [5 empty] | operating
p2301 | n7942 | 90.4364 | 0 | 1 | solar | sun | solar | 49.0934 | 9.1229 | [5 empty] | operating
p2302 | n7943 | 99.1632 | 0 | 1 | solar | sun | solar | 52.0269 | 11.8608 | [5 empty] | operating
p2303 | n7944 | 50.956 | 0 | 1 | solar | sun | solar | 47.6272 | 7.6121 | [5 empty] | operating
p2304 | n7946 | 30.2099 | 0 | 1 | solar | sun | solar | 49.9812 | 8.8524 | [5 empty] | operating
p2305 | n7948 | 158.661 | 0 | 1 | solar | sun | solar | 52.7054 | 13.5195 | [5 empty] | operating
p2306 | n7949 | 105.2749 | 0 | 1 | solar | sun | solar | 47.6367 | 9.8024 | [5 empty] | operating
p2307 | n7950 | 0.25721 | 0 | 1 | solar | sun | solar | 48.7862 | 9.3485 | [5 empty] | operating
p2308 | n7951 | 29.2689 | 0 | 1 | solar | sun | solar | 48.6385 | 9.4363 | [5 empty] | operating
p2309 | n7952 | 42.4543 | 0 | 1 | solar | sun | solar | 47.9064 | 8.4139 | [5 empty] | operating
p2310 | n7953 | 45.4256 | 0 | 1 | solar | sun | solar | 47.9642 | 8.5034 | [5 empty] | operating
p2311 | n7954 | 57.4795 | 0 | 1 | solar | sun | solar | 48.7561 | 9.4423 | [5 empty] | operating
p2312 | n7955 | 39.6386 | 0 | 1 | solar | sun | solar | 50.9274 | 6.8076 | [5 empty] | operating
p2313 | n8187 | 19.5191 | 0 | 1 | solar | sun | solar | 53.6731 | 9.2752 | [5 empty] | operating
p2314 | n8188 | 21.4519 | 0 | 1 | solar | sun | solar | 50.8944 | 11.5974 | [5 empty] | operating
p2315 | n8190 | 73.5074 | 0 | 1 | solar | sun | solar | 52.6147 | 12.2333 | [5 empty] | operating
p2316 | n8369 | 40.8687 | 0 | 1 | solar | sun | solar | 52.7047 | 12.979 | [5 empty] | operating
p2317 | n8407 | 1.3055 | 0 | 1 | solar | sun | solar | 52.1141 | 14.4402 | [5 empty] | operating
p2318 | n8411 | 70.4898 | 0 | 1 | solar | sun | solar | 50.9593 | 13.1287 | [5 empty] | operating
p2319 | n8419 | 35.4255 | 0 | 1 | solar | sun | solar | 47.8002 | 8.8783 | [5 empty] | operating
p2320 | n8422 | 56.0153 | 0 | 1 | solar | sun | solar | 49.3985 | 7.1768 | [5 empty] | operating
p2321 | n8440 | 163.1601 | 0 | 1 | solar | sun | solar | 51.0103 | 10.345 | [5 empty] | operating
p2322 | n8449 | 19.4055 | 0 | 1 | solar | sun | solar | 52.7928 | 7.1301 | [5 empty] | operating
p2323 | n8450 | 310.1506 | 0 | 1 | solar | sun | solar | 51.5677 | 12.1715 | [5 empty] | operating
p2324 | n8456 | 64.2936 | 0 | 1 | solar | sun | solar | 53.5591 | 12.5533 | [5 empty] | operating
p2325 | n8472 | 49.8866 | 0 | 1 | solar | sun | solar | 50.2648 | 7.505 | [5 empty] | operating
p2326 | n8479 | 37.642 | 0 | 1 | solar | sun | solar | 49.3493 | 6.8445 | [5 empty] | operating
p2327 | n8480 | 40.9602 | 0 | 1 | solar | sun | solar | 50.306 | 8.1244 | [5 empty] | operating
p2328 | n8488 | 12.9052 | 0 | 1 | solar | sun | solar | 53.5721 | 12.133 | [5 empty] | operating
p2329 | n8490 | 76.1181 | 0 | 1 | solar | sun | solar | 51.3915 | 6.5025 | [5 empty] | operating
p2330 | n8492 | 57.2736 | 0 | 1 | solar | sun | solar | 53.1888 | 13.9416 | [5 empty] | operating
p2331 | n8508 | 75.3462 | 0 | 1 | solar | sun | solar | 49.884 | 10.0209 | [5 empty] | operating
p2332 | n8519 | 576.7429 | 0 | 1 | solar | sun | solar | 49.608 | 10.0072 | [5 empty] | operating
p2333 | n8523 | 65.5544 | 0 | 1 | solar | sun | solar | 53.6251 | 11.7252 | [5 empty] | operating
p2334 | n8532 | 55.9862 | 0 | 1 | solar | sun | solar | 47.5283 | 11.2157 | [5 empty] | operating
p2335 | n8545 | 143.953 | 0 | 1 | solar | sun | solar | 48.2814 | 10.0648 | [5 empty] | operating
p2336 | n8548 | 21.6691 | 0 | 1 | solar | sun | solar | 52.5037 | 7.3375 | [5 empty] | operating
p2337 | n8550 | 48.1263 | 0 | 1 | solar | sun | solar | 51.8256 | 13.1657 | [5 empty] | operating
p2338 | n8552 | 11.1729 | 0 | 1 | solar | sun | solar | 49.8353 | 6.6316 | [5 empty] | operating
p2339 | n8556 | 12.019 | 0 | 1 | solar | sun | solar | 50.9939 | 8.0324 | [5 empty] | operating
p2340 | n8559 | 7.6572 | 0 | 1 | solar | sun | solar | 49.5626 | 8.4567 | [5 empty] | operating
p2341 | n8561 | 20.0094 | 0 | 1 | solar | sun | solar | 51.7687 | 7.9939 | [5 empty] | operating
p2342 | n8566 | 13.9947 | 0 | 1 | solar | sun | solar | 50.6634 | 12.9062 | [5 empty] | operating
p2343 | n8584 | 24.878 | 0 | 1 | solar | sun | solar | 49.5466 | 6.6193 | [5 empty] | operating
p2344 | n8609 | 145.7923 | 0 | 1 | solar | sun | solar | 48.441 | 11.0207 | [5 empty] | operating
p2345 | n8611 | 26.8519 | 0 | 1 | solar | sun | solar | 51.8994 | 8.5446 | [5 empty] | operating
p2346 | n8615 | 34.4346 | 0 | 1 | solar | sun | solar | 48.3708 | 11.7375 | [5 empty] | operating
p2347 | n8621 | 10.0134 | 0 | 1 | solar | sun | solar | 51.9747 | 8.6449 | [5 empty] | operating
p2348 | n8628 | 60.9664 | 0 | 1 | solar | sun | solar | 52.2614 | 14.3179 | [5 empty] | operating
p2349 | n8629 | 14.0201 | 0 | 1 | solar | sun | solar | 53.8744 | 9.3947 | [5 empty] | operating
p2350 | n8630 | 30.2186 | 0 | 1 | solar | sun | solar | 51.8027 | 7.9417 | [5 empty] | operating
p2351 | n8635 | 14.6218 | 0 | 1 | solar | sun | solar | 53.617 | 9.6158 | [5 empty] | operating
p2352 | n8636 | 38.1918 | 0 | 1 | solar | sun | solar | 53.085 | 9.0253 | [5 empty] | operating
p2353 | n8641 | 21.6185 | 0 | 1 | solar | sun | solar | 52.1706 | 9.0706 | [5 empty] | operating
p2354 | n8644 | 80.5352 | 0 | 1 | solar | sun | solar | 49.4226 | 8.3084 | [5 empty] | operating
p2355 | n8645 | 44.7251 | 0 | 1 | solar | sun | solar | 49.8327 | 8.4828 | [5 empty] | operating
p2356 | n8647 | 123.0142 | 0 | 1 | solar | sun | solar | 51.0638 | 12.626 | [5 empty] | operating
p2357 | n8652 | 33.9926 | 0 | 1 | solar | sun | solar | 51.3889 | 8.8564 | [5 empty] | operating
p2358 | n8656 | 6.9959 | 0 | 1 | solar | sun | solar | 53.7487 | 13.277 | [5 empty] | operating
p2359 | n8662 | 132.7675 | 0 | 1 | solar | sun | solar | 50.8675 | 12.063 | [5 empty] | operating
p2360 | n8665 | 72.7795 | 0 | 1 | solar | sun | solar | 49.7822 | 9.5059 | [5 empty] | operating
p2361 | n8668 | 14.9604 | 0 | 1 | solar | sun | solar | 50.1954 | 8.7561 | [5 empty] | operating
p2362 | n8671 | 121.496 | 0 | 1 | solar | sun | solar | 51.7653 | 12.9886 | [5 empty] | operating
p2363 | n8685 | 42.1861 | 0 | 1 | solar | sun | solar | 50.9524 | 13.8084 | [5 empty] | operating
p2364 | n8686 | 63.3359 | 0 | 1 | solar | sun | solar | 52.8384 | 13.3141 | [5 empty] | operating
p2365 | n8690 | 13.858 | 0 | 1 | solar | sun | solar | 51.7687 | 9.771 | [5 empty] | operating
p2366 | n8691 | 3.5775 | 0 | 1 | solar | sun | solar | 53.6487 | 13.2742 | [5 empty] | operating
p2367 | n8693 | 112.4314 | 0 | 1 | solar | sun | solar | 52.4594 | 7.9692 | [5 empty] | operating
p2368 | n8696 | 130.573 | 0 | 1 | solar | sun | solar | 48.4593 | 10.4535 | [5 empty] | operating
p2369 | n8704 | 18.9465 | 0 | 1 | solar | sun | solar | 53.2348 | 8.329 | [5 empty] | operating
p2370 | n8710 | 98.3486 | 0 | 1 | solar | sun | solar | 48.4511 | 9.1859 | [5 empty] | operating
p2371 | n8718 | 79.9858 | 0 | 1 | solar | sun | solar | 53.0123 | 12.0753 | [5 empty] | operating
p2372 | n8726 | 27.9812 | 0 | 1 | solar | sun | solar | 48.8674 | 8.4773 | [5 empty] | operating
p2373 | n8727 | 31.5623 | 0 | 1 | solar | sun | solar | 51.0371 | 7.5462 | [5 empty] | operating
p2374 | n8733 | 101.2532 | 0 | 1 | solar | sun | solar | 50.9818 | 6.2279 | [5 empty] | operating
p2375 | n8734 | 241.9489 | 0 | 1 | solar | sun | solar | 48.3918 | 12.7881 | [5 empty] | operating
p2376 | n8738 | 16.0289 | 0 | 1 | solar | sun | solar | 52.3731 | 12.9357 | [5 empty] | operating
p2377 | n8739 | 37.7836 | 0 | 1 | solar | sun | solar | 53.1163 | 13.9307 | [5 empty] | operating
p2378 | n8745 | 33.9462 | 0 | 1 | solar | sun | solar | 50.8146 | 8.0598 | [5 empty] | operating
p2379 | n8747 | 44.2832 | 0 | 1 | solar | sun | solar | 51.1458 | 9.1255 | [5 empty] | operating
p2380 | n8751 | 84.1186 | 0 | 1 | solar | sun | solar | 52.5338 | 7.3897 | [5 empty] | operating
p2381 | n8762 | 40.1119 | 0 | 1 | solar | sun | solar | 49.2284 | 8.8948 | [5 empty] | operating
p2382 | n8764 | 73.5697 | 0 | 1 | solar | sun | solar | 52.4661 | 8.3743 | [5 empty] | operating
p2383 | n8765 | 13.2947 | 0 | 1 | solar | sun | solar | 50.6303 | 11.6016 | [5 empty] | operating
p2384 | n8777 | 98.6289 | 0 | 1 | solar | sun | solar | 51.6972 | 7.6932 | [5 empty] | operating
p2385 | n8791 | 32.2851 | 0 | 1 | solar | sun | solar | 54.258 | 10.0539 | [5 empty] | operating
p2386 | n8793 | 413.136 | 0 | 1 | solar | sun | solar | 48.0166 | 10.7611 | [5 empty] | operating
p2387 | n8794 | 54.0881 | 0 | 1 | solar | sun | solar | 50.7712 | 6.8115 | [5 empty] | operating
p2388 | n8798 | 2.4422 | 0 | 1 | solar | sun | solar | 53.1822 | 8.4196 | [5 empty] | operating
p2389 | n8802 | 21.7873 | 0 | 1 | solar | sun | solar | 51.9553 | 8.4375 | [5 empty] | operating
p2390 | n8807 | 47.1812 | 0 | 1 | solar | sun | solar | 53.197 | 8.5954 | [5 empty] | operating
p2391 | n8808 | 127.2447 | 0 | 1 | solar | sun | solar | 49.5617 | 8.3057 | [5 empty] | operating
p2392 | n3754 | 7.8551 | 0 | 1 | solar | sun | solar | 48.6374 | 12.1729 | [5 empty] | operating
p2393 | n3756 | 2.8589 | 0 | 1 | solar | sun | solar | 48.7924 | 11.5013 | [5 empty] | operating
p2394 | n3760 | 23.4967 | 0 | 1 | solar | sun | solar | 48.8521 | 11.3626 | [5 empty] | operating
p2395 | n3761 | 11.2984 | 0 | 1 | solar | sun | solar | 48.5457 | 11.7787 | [5 empty] | operating
p2396 | n3763 | 0.4697 | 0 | 1 | solar | sun | solar | 48.2667 | 11.5892 | [5 empty] | operating
p2397 | n3765 | 0.74925 | 0 | 1 | solar | sun | solar | 48.8683 | 11.8419 | [5 empty] | operating
p2398 | n3766 | 0.988 | 0 | 1 | solar | sun | solar | 48.9928 | 12.0341 | [5 empty] | operating
p2399 | n3767 | 0.5643 | 0 | 1 | solar | sun | solar | 48.2009 | 12.6288 | [5 empty] | operating
p2400 | n3768 | 0.74646 | 0 | 1 | solar | sun | solar | 48.6592 | 12.2923 | [5 empty] | operating
p2401 | n3770 | 4.7019 | 0 | 1 | solar | sun | solar | 48.6765 | 13.0353 | [5 empty] | operating
p2402 | n3772 | 5.2332 | 0 | 1 | solar | sun | solar | 48.8014 | 12.7414 | [5 empty] | operating
p2403 | n3977 | 4.455 | 0 | 1 | solar | sun | solar | 48.0799 | 8.5281 | [5 empty] | operating
p2404 | n3978 | 0.01908 | 0 | 1 | solar | sun | solar | 48.7815 | 8.568 | [5 empty] | operating
p2405 | n3980 | 1.4942 | 0 | 1 | solar | sun | solar | 48.2448 | 8.8618 | [5 empty] | operating
p2406 | n3983 | 6.0198 | 0 | 1 | solar | sun | solar | 48.0377 | 9.3961 | [5 empty] | operating
p2407 | n3990 | 2.673 | 0 | 1 | solar | sun | solar | 48.3973 | 9.6007 | [5 empty] | operating
p2408 | n3999 | 0.74816 | 0 | 1 | solar | sun | solar | 48.7924 | 10.0951 | [5 empty] | operating
p2409 | n4000 | 2.996 | 0 | 1 | solar | sun | solar | 48.622 | 10.2049 | [5 empty] | operating
p2410 | n4002 | 3.358 | 0 | 1 | solar | sun | solar | 48.3152 | 10.7831 | [5 empty] | operating
p2411 | n4003 | 6.7861 | 0 | 1 | solar | sun | solar | 48.6284 | 10.8298 | [5 empty] | operating
p2412 | n5015 | 3.4927 | 0 | 1 | solar | sun | solar | 50.2156 | 11.18 | [5 empty] | operating
p2413 | n5018 | 3.218 | 0 | 1 | solar | sun | solar | 51.6052 | 11.456 | [5 empty] | operating
p2414 | n5021 | 5.5 | 0 | 1 | solar | sun | solar | 52.2278 | 11.7458 | [5 empty] | operating
p2415 | n5025 | 5.0606 | 0 | 1 | solar | sun | solar | 49.6881 | 12.0493 | [5 empty] | operating
p2416 | n5026 | 8.833 | 0 | 1 | solar | sun | solar | 49.3502 | 12.0314 | [5 empty] | operating
p2417 | n5031 | 0.74928 | 0 | 1 | solar | sun | solar | 50.8502 | 12.8018 | [5 empty] | operating
p2418 | n5036 | 0.00693 | 0 | 1 | solar | sun | solar | 51.0138 | 13.8153 | [5 empty] | operating
p2419 | n5038 | 3.0075 | 0 | 1 | solar | sun | solar | 51.7585 | 12.1811 | [5 empty] | operating
p2420 | n5041 | 9.3456 | 0 | 1 | solar | sun | solar | 52.332 | 12.1399 | [5 empty] | operating
p2421 | n5045 | 4.9998 | 0 | 1 | solar | sun | solar | 51.2997 | 13.4473 | [5 empty] | operating
p2422 | n5046 | 0.7466 | 0 | 1 | solar | sun | solar | 51.7942 | 14.3976 | [5 empty] | operating
p2423 | n5050 | 19.7552 | 0 | 1 | solar | sun | solar | 52.4661 | 13.8936 | [5 empty] | operating
p2424 | n5053 | 0.606 | 0 | 1 | solar | sun | solar | 51.1466 | 14.8096 | [5 empty] | operating
p2425 | n5059 | 0.432 | 0 | 1 | solar | sun | solar | 51.2688 | 12.3843 | [5 empty] | operating
p2426 | n5060 | 3.3116 | 0 | 1 | solar | sun | solar | 50.4907 | 11.147 | [5 empty] | operating
p2427 | n5061 | 16.2224 | 0 | 1 | solar | sun | solar | 51.7304 | 14.5953 | [5 empty] | operating
p2428 | n5062 | 16.0176 | 0 | 1 | solar | sun | solar | 51.501 | 14.2067 | [5 empty] | operating
p2429 | n5065 | 0.6084 | 0 | 1 | solar | sun | solar | 51.7338 | 13.1671 | [5 empty] | operating
p2430 | n5099 | 9.9972 | 0 | 1 | solar | sun | solar | 49.4628 | 6.7401 | [5 empty] | operating
p2431 | n5106 | 0.00231 | 0 | 1 | solar | sun | solar | 49.6934 | 8.5364 | [5 empty] | operating
p2432 | n5143 | 0.74844 | 0 | 1 | solar | sun | solar | 49.9654 | 6.5273 | [5 empty] | operating
p2433 | n5147 | 7.3973 | 0 | 1 | solar | sun | solar | 49.4217 | 7.2578 | [5 empty] | operating
p2434 | n5150 | 1.0136 | 0 | 1 | solar | sun | solar | 50.095 | 7.0038 | [5 empty] | operating
p2435 | n5151 | 0.01646 | 0 | 1 | solar | sun | solar | 50.3761 | 7.3814 | [5 empty] | operating
p2436 | n5155 | 0.01593 | 0 | 1 | solar | sun | solar | 50.0395 | 8.3524 | [5 empty] | operating
p2437 | n5193 | 0.02176 | 0 | 1 | solar | sun | solar | 51.4061 | 7.2798 | [5 empty] | operating
p2438 | n5198 | 0.74844 | 0 | 1 | solar | sun | solar | 50.8129 | 7.9211 | [5 empty] | operating
p2439 | n5217 | 2.8332 | 0 | 1 | solar | sun | solar | 49.283 | 8.4801 | [5 empty] | operating
p2440 | n5222 | 0.11016 | 0 | 1 | solar | sun | solar | 49.2633 | 9.5471 | [5 empty] | operating
p2441 | n5235 | 2.7983 | 0 | 1 | solar | sun | solar | 50.6573 | 8.7053 | [5 empty] | operating
p2442 | n5245 | 0.74984 | 0 | 1 | solar | sun | solar | 51.1948 | 9.5293 | [5 empty] | operating
p2443 | n5246 | 3.0601 | 0 | 1 | solar | sun | solar | 51.3066 | 9.5526 | [5 empty] | operating
p2444 | n5264 | 0.74928 | 0 | 1 | solar | sun | solar | 50.9429 | 10.3931 | [5 empty] | operating
p2445 | n5265 | 6.186 | 0 | 1 | solar | sun | solar | 49.6285 | 11.0234 | [5 empty] | operating
p2446 | n5267 | 4.831 | 0 | 1 | solar | sun | solar | 51.4745 | 11.0179 | [5 empty] | operating
p2447 | n5276 | 4.247 | 0 | 1 | solar | sun | solar | 49.9397 | 10.2599 | [5 empty] | operating
p2448 | n5281 | 10.1402 | 0 | 1 | solar | sun | solar | 50.4068 | 11.0468 | [5 empty] | operating
p2449 | n5285 | 5.7416 | 0 | 1 | solar | sun | solar | 49.8238 | 6.6989 | [5 empty] | operating
p2450 | n5365 | 1.7798 | 0 | 1 | solar | sun | solar | 49.9274 | 9.9083 | [5 empty] | operating
p2451 | n6078 | 0.15635 | 0 | 1 | solar | sun | solar | 53.5632 | 11.4629 | [5 empty] | operating
p2452 | n6079 | 9.9792 | 0 | 1 | solar | sun | solar | 53.457 | 13.9815 | [5 empty] | operating
p2453 | n6084 | 6.279 | 0 | 1 | solar | sun | solar | 54.1437 | 12.1283 | [5 empty] | operating
p2454 | n6089 | 9.9746 | 0 | 1 | solar | sun | solar | 53.8379 | 13.141 | [5 empty] | operating
p2455 | n6090 | 3.7531 | 0 | 1 | solar | sun | solar | 54.1126 | 13.6011 | [5 empty] | operating
p2456 | n6093 | 13.991 | 0 | 1 | solar | sun | solar | 53.3342 | 12.2539 | [5 empty] | operating
p2457 | n6097 | 8.2847 | 0 | 1 | solar | sun | solar | 52.7338 | 11.7595 | [5 empty] | operating
p2458 | n6141 | 18.2479 | 0 | 1 | solar | sun | solar | 53.6218 | 13.3511 | [5 empty] | operating
p2459 | n6149 | 9.7499 | 0 | 1 | solar | sun | solar | 53.5746 | 13.2166 | [5 empty] | operating
p2460 | n6150 | 15.317 | 0 | 1 | solar | sun | solar | 53.2734 | 12.3967 | [5 empty] | operating
p2461 | n6211 | 2.385 | 0 | 1 | solar | sun | solar | 53.0437 | 9.234 | [5 empty] | operating
p2462 | n6225 | 8.798 | 0 | 1 | solar | sun | solar | 53.4357 | 10.459 | [5 empty] | operating
p2463 | n6226 | 7.596 | 0 | 1 | solar | sun | solar | 53.2644 | 10.4411 | [5 empty] | operating
p2464 | n6233 | 1.4995 | 0 | 1 | solar | sun | solar | 53.4676 | 9.0019 | [5 empty] | operating
p2465 | n6234 | 0.74844 | 0 | 1 | solar | sun | solar | 54.7421 | 9.407 | [5 empty] | operating
p2466 | n6289 | 7.606 | 0 | 1 | solar | sun | solar | 53.7211 | 9.3246 | [5 empty] | operating
p2467 | n7948 | 9.984 | 0 | 1 | solar | sun | solar | 52.7054 | 13.5195 | [5 empty] | operating
p2468 | n7952 | 0.7491 | 0 | 1 | solar | sun | solar | 47.9064 | 8.4139 | [5 empty] | operating
p2469 | n8440 | 1.4612 | 0 | 1 | solar | sun | solar | 51.0103 | 10.345 | [5 empty] | operating
p2470 | n8450 | 9.896 | 0 | 1 | solar | sun | solar | 51.5677 | 12.1715 | [5 empty] | operating
p2471 | n8456 | 9.972 | 0 | 1 | solar | sun | solar | 53.5591 | 12.5533 | [5 empty] | operating
p2472 | n8472 | 0.7 | 0 | 1 | solar | sun | solar | 50.2648 | 7.505 | [5 empty] | operating
p2473 | n8488 | 0.2574 | 0 | 1 | solar | sun | solar | 53.5721 | 12.133 | [5 empty] | operating
p2474 | n8519 | 2.6989 | 0 | 1 | solar | sun | solar | 49.608 | 10.0072 | [5 empty] | operating
p2475 | n8523 | 0.099 | 0 | 1 | solar | sun | solar | 53.6251 | 11.7252 | [5 empty] | operating
p2476 | n8545 | 2.6071 | 0 | 1 | solar | sun | solar | 48.2814 | 10.0648 | [5 empty] | operating
p2477 | n8552 | 4.2336 | 0 | 1 | solar | sun | solar | 49.8353 | 6.6316 | [5 empty] | operating
p2478 | n8609 | 0.74984 | 0 | 1 | solar | sun | solar | 48.441 | 11.0207 | [5 empty] | operating
p2479 | n8665 | 3.1428 | 0 | 1 | solar | sun | solar | 49.7822 | 9.5059 | [5 empty] | operating
p2480 | n8696 | 3.941 | 0 | 1 | solar | sun | solar | 48.4593 | 10.4535 | [5 empty] | operating
p2481 | n8718 | 7.4183 | 0 | 1 | solar | sun | solar | 53.0123 | 12.0753 | [5 empty] | operating
p2482 | n8733 | 0.74844 | 0 | 1 | solar | sun | solar | 50.9818 | 6.2279 | [5 empty] | operating
p2483 | n8739 | 3.992 | 0 | 1 | solar | sun | solar | 53.1163 | 13.9307 | [5 empty] | operating
p2484 | n8791 | 9.2023 | 0 | 1 | solar | sun | solar | 54.258 | 10.0539 | [5 empty] | operating
p2485 | n8793 | 10 | 0 | 1 | solar | sun | solar | 48.0166 | 10.7611 | [5 empty] | operating
p2486 | n3755 | 0.0163 | 0 | 1 | psp | hydro | hydro_psp | 47.9412 | 11.9792 | [5 empty] | operating | 0.163
p2487 | n3757 | 0.0065 | 0 | 1 | psp | hydro | hydro_psp | 48.348 | 11.261 | [5 empty] | operating | 0.065
p2488 | n3758 | 0.0241 | 0 | 1 | psp | hydro | hydro_psp | 48.0772 | 11.1841 | [5 empty] | operating | 0.241
p2489 | n3760 | 0.14237 | 0 | 1 | psp | hydro | hydro_psp | 48.8521 | 11.3626 | [5 empty] | operating | 1.4237
p2490 | n3761 | 0.012 | 0 | 1 | psp | hydro | hydro_psp | 48.5457 | 11.7787 | [5 empty] | operating | 0.12
p2491 | n3763 | 0.0409 | 0 | 1 | psp | hydro | hydro_psp | 48.2667 | 11.5892 | [5 empty] | operating | 0.409
p2492 | n3764 | 0.013 | 0 | 1 | psp | hydro | hydro_psp | 48.3143 | 11.8254 | [5 empty] | operating | 0.13
p2493 | n3766 | 0.0056 | 0 | 1 | psp | hydro | hydro_psp | 48.9928 | 12.0341 | [5 empty] | operating | 0.056
p2494 | n3767 | 0.05176 | 0 | 1 | psp | hydro | hydro_psp | 48.2009 | 12.6288 | [5 empty] | operating | 0.5176
p2495 | n3769 | 0.0172 | 0 | 1 | psp | hydro | hydro_psp | 48.3325 | 12.9295 | [5 empty] | operating | 0.172
p2496 | n3770 | 0.10028 | 0 | 1 | psp | hydro | hydro_psp | 48.6765 | 13.0353 | [5 empty] | operating | 1.0028
p2497 | n3772 | 0.0144 | 0 | 1 | psp | hydro | hydro_psp | 48.8014 | 12.7414 | [5 empty] | operating | 0.144
p2498 | n3966 | 0.05602 | 0 | 1 | psp | hydro | hydro_psp | 48.1038 | 7.7138 | [5 empty] | operating | 0.5602
p2499 | n3967 | 0.0247 | 0 | 1 | psp | hydro | hydro_psp | 47.5988 | 7.9335 | [5 empty] | operating | 0.247
p2500 | n3969 | 0.02504 | 0 | 1 | psp | hydro | hydro_psp | 47.6497 | 8.2054 | [5 empty] | operating | 0.2504
p2501 | n3970 | 0.0123 | 0 | 1 | psp | hydro | hydro_psp | 48.0744 | 8.3867 | [5 empty] | operating | 0.123
p2502 | n3973 | 0.0033 | 0 | 1 | psp | hydro | hydro_psp | 48.9928 | 8.4238 | [5 empty] | operating | 0.033
p2503 | n3974 | 0.0058 | 0 | 1 | psp | hydro | hydro_psp | 49.0091 | 8.3263 | [5 empty] | operating | 0.058
p2504 | n3975 | 0.04842 | 0 | 1 | psp | hydro | hydro_psp | 47.8104 | 8.9621 | [5 empty] | operating | 0.4842
p2505 | n3976 | 0.0068 | 0 | 1 | psp | hydro | hydro_psp | 47.7892 | 8.7918 | [5 empty] | operating | 0.068
p2506 | n3977 | 0.0118 | 0 | 1 | psp | hydro | hydro_psp | 48.0799 | 8.5281 | [5 empty] | operating | 0.118
p2507 | n3980 | 0.12672 | 0 | 1 | psp | hydro | hydro_psp | 48.2448 | 8.8618 | [5 empty] | operating | 1.2672
p2508 | n3981 | 0.0188 | 0 | 1 | psp | hydro | hydro_psp | 48.806 | 8.925 | [5 empty] | operating | 0.188
p2509 | n3982 | 0.0307 | 0 | 1 | psp | hydro | hydro_psp | 48.243 | 9.8437 | [5 empty] | operating | 0.307
p2510 | n3983 | 0.0386 | 0 | 1 | psp | hydro | hydro_psp | 48.0377 | 9.3961 | [5 empty] | operating | 0.386
p2511 | n3984 | 0.0224 | 0 | 1 | psp | hydro | hydro_psp | 47.7088 | 9.6062 | [5 empty] | operating | 0.224
p2512 | n3986 | 0.0028 | 0 | 1 | psp | hydro | hydro_psp | 48.5921 | 9.2807 | [5 empty] | operating | 0.028
p2513 | n3987 | 0.0102 | 0 | 1 | psp | hydro | hydro_psp | 48.4848 | 9.245 | [5 empty] | operating | 0.102
p2514 | n3988 | 0.0065 | 0 | 1 | psp | hydro | hydro_psp | 48.8213 | 9.1338 | [5 empty] | operating | 0.065
p2515 | n3989 | 0.0098 | 0 | 1 | psp | hydro | hydro_psp | 48.7363 | 9.3288 | [5 empty] | operating | 0.098
p2516 | n3991 | 0.0092 | 0 | 1 | psp | hydro | hydro_psp | 48.6211 | 9.5746 | [5 empty] | operating | 0.092
p2517 | n3993 | 0.03505 | 0 | 1 | psp | hydro | hydro_psp | 47.9522 | 10.1926 | [5 empty] | operating | 0.3505
p2518 | n3995 | 0.0354 | 0 | 1 | psp | hydro | hydro_psp | 47.6321 | 10.2653 | [5 empty] | operating | 0.354
p2519 | n3997 | 0.0106 | 0 | 1 | psp | hydro | hydro_psp | 48.4939 | 10.1706 | [5 empty] | operating | 0.106
p2520 | n3998 | 0.01766 | 0 | 1 | psp | hydro | hydro_psp | 48.199 | 10.0635 | [5 empty] | operating | 0.1766
p2521 | n3999 | 0.0135 | 0 | 1 | psp | hydro | hydro_psp | 48.7924 | 10.0951 | [5 empty] | operating | 0.135
p2522 | n4000 | 0.0033 | 0 | 1 | psp | hydro | hydro_psp | 48.622 | 10.2049 | [5 empty] | operating | 0.033
p2523 | n4002 | 0.02129 | 0 | 1 | psp | hydro | hydro_psp | 48.3152 | 10.7831 | [5 empty] | operating | 0.2129
p2524 | n4003 | 0.0225 | 0 | 1 | psp | hydro | hydro_psp | 48.6284 | 10.8298 | [5 empty] | operating | 0.225
p2525 | n4005 | 0.0054 | 0 | 1 | psp | hydro | hydro_psp | 48.6701 | 9.2999 | [5 empty] | operating | 0.054
p2526 | n4010 | 0.0108 | 0 | 1 | psp | hydro | hydro_psp | 48.7725 | 9.2299 | [5 empty] | operating | 0.108
p2527 | n4382 | 0.02095 | 0 | 1 | psp | hydro | hydro_psp | 47.5938 | 7.8748 | [5 empty] | operating | 0.2095
p2528 | n5010 | 0.03211 | 0 | 1 | psp | hydro | hydro_psp | 51.3169 | 12.4846 | [5 empty] | operating | 0.3211
p2529 | n5012 | 0.0135 | 0 | 1 | psp | hydro | hydro_psp | 52.4652 | 12.935 | [5 empty] | operating | 0.135
p2530 | n5015 | 0.016 | 0 | 1 | psp | hydro | hydro_psp | 50.2156 | 11.18 | [5 empty] | operating | 0.16
p2531 | n5016 | 0.0569 | 0 | 1 | psp | hydro | hydro_psp | 49.4547 | 11.3063 | [5 empty] | operating | 0.569
p2532 | n5025 | 0.0508 | 0 | 1 | psp | hydro | hydro_psp | 49.6881 | 12.0493 | [5 empty] | operating | 0.508
p2533 | n5026 | 0.016 | 0 | 1 | psp | hydro | hydro_psp | 49.3502 | 12.0314 | [5 empty] | operating | 0.16
p2534 | n5029 | 0.0141 | 0 | 1 | psp | hydro | hydro_psp | 50.9818 | 11.4546 | [5 empty] | operating | 0.141
p2535 | n5030 | 0.0132 | 0 | 1 | psp | hydro | hydro_psp | 50.877 | 11.7334 | [5 empty] | operating | 0.132
p2536 | n5032 | 0.0065 | 0 | 1 | psp | hydro | hydro_psp | 50.5937 | 12.339 | [5 empty] | operating | 0.065
p2537 | n5034 | 0.0099 | 0 | 1 | psp | hydro | hydro_psp | 51.1165 | 12.6947 | [5 empty] | operating | 0.099
p2538 | n5036 | 0.005 | 0 | 1 | psp | hydro | hydro_psp | 51.0138 | 13.8153 | [5 empty] | operating | 0.05
p2539 | n5038 | 0.0244 | 0 | 1 | psp | hydro | hydro_psp | 51.7585 | 12.1811 | [5 empty] | operating | 0.244
p2540 | n5039 | 0.0209 | 0 | 1 | psp | hydro | hydro_psp | 51.3083 | 12.6851 | [5 empty] | operating | 0.209
p2541 | n5045 | 0.00935 | 0 | 1 | psp | hydro | hydro_psp | 51.2997 | 13.4473 | [5 empty] | operating | 0.0935
p2542 | n5047 | 0.037 | 0 | 1 | psp | hydro | hydro_psp | 52.2564 | 13.8304 | [5 empty] | operating | 0.37
p2543 | n5049 | 0.1163 | 0 | 1 | psp | hydro | hydro_psp | 52.4376 | 13.4431 | [5 empty] | operating | 1.163
p2544 | n5050 | 0.0286 | 0 | 1 | psp | hydro | hydro_psp | 52.4661 | 13.8936 | [5 empty] | operating | 0.286
p2545 | n5056 | 0.01 | 0 | 1 | psp | hydro | hydro_psp | 52.4091 | 12.8169 | [5 empty] | operating | 0.1
p2546 | n5057 | 0.13494 | 0 | 1 | psp | hydro | hydro_psp | 52.4259 | 13.6436 | [5 empty] | operating | 1.3494
p2547 | n5059 | 0.0066 | 0 | 1 | psp | hydro | hydro_psp | 51.2688 | 12.3843 | [5 empty] | operating | 0.066
p2548 | n5060 | 0.0048 | 0 | 1 | psp | hydro | hydro_psp | 50.4907 | 11.147 | [5 empty] | operating | 0.048
p2549 | n5065 | 0.0065 | 0 | 1 | psp | hydro | hydro_psp | 51.7338 | 13.1671 | [5 empty] | operating | 0.065
p2550 | n5067 | 0.004 | 0 | 1 | psp | hydro | hydro_psp | 51.094 | 13.5818 | [5 empty] | operating | 0.04
p2551 | n5068 | 0.00348 | 0 | 1 | psp | hydro | hydro_psp | 51.4155 | 11.8076 | [5 empty] | operating | 0.0348
p2552 | n5084 | 0.02244 | 0 | 1 | psp | hydro | hydro_psp | 52.3026 | 13.1685 | [5 empty] | operating | 0.2244
p2553 | n5099 | 0.0075 | 0 | 1 | psp | hydro | hydro_psp | 49.4628 | 6.7401 | [5 empty] | operating | 0.075
p2554 | n5102 | 0.0219 | 0 | 1 | psp | hydro | hydro_psp | 51.5498 | 6.714 | [5 empty] | operating | 0.219
p2555 | n5106 | 0.0097 | 0 | 1 | psp | hydro | hydro_psp | 49.6934 | 8.5364 | [5 empty] | operating | 0.097
p2556 | n5109 | 0.0125 | 0 | 1 | psp | hydro | hydro_psp | 52.1731 | 8.925 | [5 empty] | operating | 0.125
p2557 | n5110 | 0.03646 | 0 | 1 | psp | hydro | hydro_psp | 52.5304 | 9.1681 | [5 empty] | operating | 0.3646
p2558 | n5111 | 0.0108 | 0 | 1 | psp | hydro | hydro_psp | 51.94 | 9.4208 | [5 empty] | operating | 0.108
p2559 | n5112 | 0.0023 | 0 | 1 | psp | hydro | hydro_psp | 51.8146 | 9.9303 | [5 empty] | operating | 0.023
p2560 | n5113 | 0.0286 | 0 | 1 | psp | hydro | hydro_psp | 52.2446 | 10.1802 | [5 empty] | operating | 0.286
p2561 | n5142 | 0.01 | 0 | 1 | psp | hydro | hydro_psp | 49.991 | 6.2567 | [5 empty] | operating | 0.1
p2562 | n5143 | 0.0584 | 0 | 1 | psp | hydro | hydro_psp | 49.9654 | 6.5273 | [5 empty] | operating | 0.584
p2563 | n5145 | 0.0731 | 0 | 1 | psp | hydro | hydro_psp | 50.4033 | 6.5685 | [5 empty] | operating | 0.731
p2564 | n5150 | 0.05055 | 0 | 1 | psp | hydro | hydro_psp | 50.095 | 7.0038 | [5 empty] | operating | 0.5055
p2565 | n5151 | 0.0611 | 0 | 1 | psp | hydro | hydro_psp | 50.3761 | 7.3814 | [5 empty] | operating | 0.611
p2566 | n5153 | 0.0077 | 0 | 1 | psp | hydro | hydro_psp | 49.2041 | 8.4114 | [5 empty] | operating | 0.077
p2567 | n5154 | 0.01755 | 0 | 1 | psp | hydro | hydro_psp | 49.7963 | 7.7248 | [5 empty] | operating | 0.1755
p2568 | n5156 | 0.0033 | 0 | 1 | psp | hydro | hydro_psp | 49.9026 | 8.3936 | [5 empty] | operating | 0.033
p2569 | n5158 | 0.0025 | 0 | 1 | psp | hydro | hydro_psp | 51.0949 | 6.7909 | [5 empty] | operating | 0.025
p2570 | n5159 | 0.005 | 0 | 1 | psp | hydro | hydro_psp | 50.9965 | 6.5465 | [5 empty] | operating | 0.05
p2571 | n5160 | 0.0245 | 0 | 1 | psp | hydro | hydro_psp | 50.832 | 6.2787 | [5 empty] | operating | 0.245
p2572 | n5161 | 0.0582 | 0 | 1 | psp | hydro | hydro_psp | 50.9152 | 6.2361 | [5 empty] | operating | 0.582
p2573 | n5162 | 0.0181 | 0 | 1 | psp | hydro | hydro_psp | 50.8302 | 6.4655 | [5 empty] | operating | 0.181
p2574 | n5163 | 0.0316 | 0 | 1 | psp | hydro | hydro_psp | 50.9342 | 6.5135 | [5 empty] | operating | 0.316
p2575 | n5164 | 0.033 | 0 | 1 | psp | hydro | hydro_psp | 50.9956 | 6.6797 | [5 empty] | operating | 0.33
p2576 | n5165 | 0.05297 | 0 | 1 | psp | hydro | hydro_psp | 51.2215 | 6.3666 | [5 empty] | operating | 0.5297
p2577 | n5166 | 0.01 | 0 | 1 | psp | hydro | hydro_psp | 51.1638 | 6.7003 | [5 empty] | operating | 0.1
p2578 | n5168 | 0.0022 | 0 | 1 | psp | hydro | hydro_psp | 51.1139 | 6.6289 | [5 empty] | operating | 0.022
p2579 | n5171 | 0.0306 | 0 | 1 | psp | hydro | hydro_psp | 51.6189 | 6.2677 | [5 empty] | operating | 0.306
p2580 | n5172 | 0.006 | 0 | 1 | psp | hydro | hydro_psp | 51.4549 | 6.5918 | [5 empty] | operating | 0.06
p2581 | n5173 | 0.0923 | 0 | 1 | psp | hydro | hydro_psp | 51.63 | 6.6165 | [5 empty] | operating | 0.923
p2582 | n5174 | 0.0088 | 0 | 1 | psp | hydro | hydro_psp | 51.7143 | 7.8305 | [5 empty] | operating | 0.088
p2583 | n5175 | 0.05332 | 0 | 1 | psp | hydro | hydro_psp | 51.5139 | 7.3141 | [5 empty] | operating | 0.5332
p2584 | n5176 | 0.01721 | 0 | 1 | psp | hydro | hydro_psp | 51.2069 | 7.1315 | [5 empty] | operating | 0.1721
p2585 | n5178 | 0.0515 | 0 | 1 | psp | hydro | hydro_psp | 50.7738 | 6.9228 | [5 empty] | operating | 0.515
p2586 | n5180 | 0.0099 | 0 | 1 | psp | hydro | hydro_psp | 51.1251 | 6.9585 | [5 empty] | operating | 0.099
p2587 | n5181 | 0.029 | 0 | 1 | psp | hydro | hydro_psp | 50.7877 | 7.1548 | [5 empty] | operating | 0.29
p2588 | n5182 | 0.0632 | 0 | 1 | psp | hydro | hydro_psp | 50.632 | 7.0985 | [5 empty] | operating | 0.632
p2589 | n5183 | 0.0036 | 0 | 1 | psp | hydro | hydro_psp | 50.8883 | 7.0285 | [5 empty] | operating | 0.036
p2590 | n5184 | 0.0306 | 0 | 1 | psp | hydro | hydro_psp | 50.8978 | 7.2153 | [5 empty] | operating | 0.306
p2591 | n5187 | 0.00392 | 0 | 1 | psp | hydro | hydro_psp | 51.3298 | 6.8184 | [5 empty] | operating | 0.0392
p2592 | n5188 | 0.0042 | 0 | 1 | psp | hydro | hydro_psp | 51.4095 | 6.9379 | [5 empty] | operating | 0.042
p2593 | n5189 | 0.01 | 0 | 1 | psp | hydro | hydro_psp | 51.5378 | 6.8349 | [5 empty] | operating | 0.1
p2594 | n5190 | 0.006 | 0 | 1 | psp | hydro | hydro_psp | 51.5847 | 6.9818 | [5 empty] | operating | 0.06
p2595 | n5193 | 0.00508 | 0 | 1 | psp | hydro | hydro_psp | 51.4061 | 7.2798 | [5 empty] | operating | 0.0508
p2596 | n5194 | 0.017 | 0 | 1 | psp | hydro | hydro_psp | 51.6598 | 7.0656 | [5 empty] | operating | 0.17
p2597 | n5195 | 0.00567 | 0 | 1 | psp | hydro | hydro_psp | 51.4703 | 7.1823 | [5 empty] | operating | 0.0567
p2598 | n5196 | 0.01712 | 0 | 1 | psp | hydro | hydro_psp | 51.5395 | 7.229 | [5 empty] | operating | 0.1712
p2599 | n5197 | 0.05737 | 0 | 1 | psp | hydro | hydro_psp | 51.0587 | 8.0008 | [5 empty] | operating | 0.5737
p2600 | n5199 | 0.0267 | 0 | 1 | psp | hydro | hydro_psp | 50.9775 | 7.5188 | [5 empty] | operating | 0.267
p2601 | n5200 | 0.006 | 0 | 1 | psp | hydro | hydro_psp | 50.884 | 8.0585 | [5 empty] | operating | 0.06
p2602 | n5201 | 0.016 | 0 | 1 | psp | hydro | hydro_psp | 50.9299 | 8.2466 | [5 empty] | operating | 0.16
p2603 | n5203 | 0.03605 | 0 | 1 | psp | hydro | hydro_psp | 51.3486 | 7.6959 | [5 empty] | operating | 0.3605
p2604 | n5204 | 0.0178 | 0 | 1 | psp | hydro | hydro_psp | 51.4275 | 7.3965 | [5 empty] | operating | 0.178
p2605 | n5205 | 0.027 | 0 | 1 | psp | hydro | hydro_psp | 51.4925 | 7.5037 | [5 empty] | operating | 0.27
p2606 | n5207 | 0.0044 | 0 | 1 | psp | hydro | hydro_psp | 51.6538 | 8.0695 | [5 empty] | operating | 0.044
p2607 | n5208 | 0.08548 | 0 | 1 | psp | hydro | hydro_psp | 52.2127 | 7.1288 | [5 empty] | operating | 0.8548
p2608 | n5209 | 0.0123 | 0 | 1 | psp | hydro | hydro_psp | 52.4644 | 7.2675 | [5 empty] | operating | 0.123
p2609 | n5210 | 0.015 | 0 | 1 | psp | hydro | hydro_psp | 52.3437 | 8.2851 | [5 empty] | operating | 0.15
p2610 | n5211 | 0.10686 | 0 | 1 | psp | hydro | hydro_psp | 51.9747 | 7.6767 | [5 empty] | operating | 1.0686
p2611 | n5212 | 0.0075 | 0 | 1 | psp | hydro | hydro_psp | 52.248 | 7.7069 | [5 empty] | operating | 0.075
p2612 | n5213 | 0.0362 | 0 | 1 | psp | hydro | hydro_psp | 52.0415 | 8.2068 | [5 empty] | operating | 0.362
p2613 | n5214 | 0.0115 | 0 | 1 | psp | hydro | hydro_psp | 52.2824 | 7.9308 | [5 empty] | operating | 0.115
p2614 | n5215 | 0.0075 | 0 | 1 | psp | hydro | hydro_psp | 52.2539 | 8.145 | [5 empty] | operating | 0.075
p2615 | n5217 | 0.01259 | 0 | 1 | psp | hydro | hydro_psp | 49.283 | 8.4801 | [5 empty] | operating | 0.1259
p2616 | n5218 | 0.02646 | 0 | 1 | psp | hydro | hydro_psp | 49.1143 | 8.5419 | [5 empty] | operating | 0.2646
p2617 | n5219 | 0.0295 | 0 | 1 | psp | hydro | hydro_psp | 49.2086 | 8.5899 | [5 empty] | operating | 0.295
p2618 | n5220 | 0.0197 | 0 | 1 | psp | hydro | hydro_psp | 49.2759 | 8.9648 | [5 empty] | operating | 0.197
p2619 | n5221 | 0.02 | 0 | 1 | psp | hydro | hydro_psp | 49.1566 | 9.2986 | [5 empty] | operating | 0.2
p2620 | n5222 | 0.01 | 0 | 1 | psp | hydro | hydro_psp | 49.2633 | 9.5471 | [5 empty] | operating | 0.1
p2621 | n5223 | 0.03304 | 0 | 1 | psp | hydro | hydro_psp | 50.5431 | 9.6721 | [5 empty] | operating | 0.3304
p2622 | n5224 | 0.0093 | 0 | 1 | psp | hydro | hydro_psp | 50.1435 | 8.8097 | [5 empty] | operating | 0.093
p2623 | n5225 | 0.01 | 0 | 1 | psp | hydro | hydro_psp | 49.9892 | 8.535 | [5 empty] | operating | 0.1
p2624 | n5227 | 0.00662 | 0 | 1 | psp | hydro | hydro_psp | 49.4324 | 8.5007 | [5 empty] | operating | 0.0662
p2625 | n5229 | 0.0033 | 0 | 1 | psp | hydro | hydro_psp | 49.5306 | 8.6806 | [5 empty] | operating | 0.033
p2626 | n5230 | 0.0033 | 0 | 1 | psp | hydro | hydro_psp | 49.9318 | 8.8 | [5 empty] | operating | 0.033
p2627 | n5231 | 0.01589 | 0 | 1 | psp | hydro | hydro_psp | 50.1153 | 8.5309 | [5 empty] | operating | 0.1589
p2628 | n5232 | 0.03236 | 0 | 1 | psp | hydro | hydro_psp | 50.7894 | 8.454 | [5 empty] | operating | 0.3236
p2629 | n5233 | 0.0184 | 0 | 1 | psp | hydro | hydro_psp | 51.1587 | 8.3881 | [5 empty] | operating | 0.184
p2630 | n5234 | 0.023 | 0 | 1 | psp | hydro | hydro_psp | 50.2428 | 8.7602 | [5 empty] | operating | 0.23
p2631 | n5235 | 0.03125 | 0 | 1 | psp | hydro | hydro_psp | 50.6573 | 8.7053 | [5 empty] | operating | 0.3125
p2632 | n5238 | 0.0188 | 0 | 1 | psp | hydro | hydro_psp | 50.095 | 8.9731 | [5 empty] | operating | 0.188
p2633 | n5240 | 0.006 | 0 | 1 | psp | hydro | hydro_psp | 49.6036 | 9.3631 | [5 empty] | operating | 0.06
p2634 | n5241 | 0.03007 | 0 | 1 | psp | hydro | hydro_psp | 51.0293 | 9.2587 | [5 empty] | operating | 0.3007
p2635 | n5244 | 0.05247 | 0 | 1 | psp | hydro | hydro_psp | 50.8597 | 9.6213 | [5 empty] | operating | 0.5247
p2636 | n5245 | 0.03086 | 0 | 1 | psp | hydro | hydro_psp | 51.1948 | 9.5293 | [5 empty] | operating | 0.3086
p2637 | n5246 | 0.0164 | 0 | 1 | psp | hydro | hydro_psp | 51.3066 | 9.5526 | [5 empty] | operating | 0.164
p2638 | n5247 | 0.02584 | 0 | 1 | psp | hydro | hydro_psp | 52.3907 | 8.8934 | [5 empty] | operating | 0.2584
p2639 | n5248 | 0.0216 | 0 | 1 | psp | hydro | hydro_psp | 52.0136 | 8.7589 | [5 empty] | operating | 0.216
p2640 | n5249 | 0.05088 | 0 | 1 | psp | hydro | hydro_psp | 51.8977 | 8.4293 | [5 empty] | operating | 0.5088
p2641 | n5251 | 0.0044 | 0 | 1 | psp | hydro | hydro_psp | 52.0263 | 8.6092 | [5 empty] | operating | 0.044
p2642 | n5252 | 0.02782 | 0 | 1 | psp | hydro | hydro_psp | 52.1048 | 8.6655 | [5 empty] | operating | 0.2782
p2643 | n5253 | 0.0192 | 0 | 1 | psp | hydro | hydro_psp | 51.984 | 8.9525 | [5 empty] | operating | 0.192
p2644 | n5254 | 0.0044 | 0 | 1 | psp | hydro | hydro_psp | 51.7075 | 8.6916 | [5 empty] | operating | 0.044
p2645 | n5255 | 0.0283 | 0 | 1 | psp | hydro | hydro_psp | 52.2455 | 9.1228 | [5 empty] | operating | 0.283
p2646 | n5256 | 0.14904 | 0 | 1 | psp | hydro | hydro_psp | 52.2774 | 9.6529 | [5 empty] | operating | 1.4904
p2647 | n5257 | 0.0133 | 0 | 1 | psp | hydro | hydro_psp | 49.9574 | 10.7845 | [5 empty] | operating | 0.133
p2648 | n5260 | 0.07035 | 0 | 1 | psp | hydro | hydro_psp | 49.4074 | 10.8037 | [5 empty] | operating | 0.7035
p2649 | n5261 | 0.0044 | 0 | 1 | psp | hydro | hydro_psp | 51.6274 | 9.749 | [5 empty] | operating | 0.044
p2650 | n5262 | 0.012 | 0 | 1 | psp | hydro | hydro_psp | 51.4668 | 9.8328 | [5 empty] | operating | 0.12
p2651 | n5263 | 0.0098 | 0 | 1 | psp | hydro | hydro_psp | 51.9807 | 9.7751 | [5 empty] | operating | 0.098
p2652 | n5264 | 0.0092 | 0 | 1 | psp | hydro | hydro_psp | 50.9429 | 10.3931 | [5 empty] | operating | 0.092
p2653 | n5265 | 0.0255 | 0 | 1 | psp | hydro | hydro_psp | 49.6285 | 11.0234 | [5 empty] | operating | 0.255
p2654 | n5266 | 0.0115 | 0 | 1 | psp | hydro | hydro_psp | 49.9927 | 11.0262 | [5 empty] | operating | 0.115
p2655 | n5267 | 0.0109 | 0 | 1 | psp | hydro | hydro_psp | 51.4745 | 11.0179 | [5 empty] | operating | 0.109
p2656 | n5268 | 0.05467 | 0 | 1 | psp | hydro | hydro_psp | 52.3798 | 9.8891 | [5 empty] | operating | 0.5467
p2657 | n5269 | 0.0197 | 0 | 1 | psp | hydro | hydro_psp | 52.3379 | 10.0223 | [5 empty] | operating | 0.197
p2658 | n5270 | 0.0079 | 0 | 1 | psp | hydro | hydro_psp | 52.1983 | 9.9467 | [5 empty] | operating | 0.079
p2659 | n5271 | 0.005 | 0 | 1 | psp | hydro | hydro_psp | 52.2858 | 10.3011 | [5 empty] | operating | 0.05
p2660 | n5277 | 0.0224 | 0 | 1 | psp | hydro | hydro_psp | 52.3152 | 7.7014 | [5 empty] | operating | 0.224
p2661 | n5280 | 0.01314 | 0 | 1 | psp | hydro | hydro_psp | 50.1479 | 8.6188 | [5 empty] | operating | 0.1314
p2662 | n5281 | 0.036 | 0 | 1 | psp | hydro | hydro_psp | 50.4068 | 11.0468 | [5 empty] | operating | 0.36
p2663 | n5282 | 0.005 | 0 | 1 | psp | hydro | hydro_psp | 50.6625 | 8.4842 | [5 empty] | operating | 0.05
p2664 | n5283 | 0.01 | 0 | 1 | psp | hydro | hydro_psp | 50.1311 | 10.0305 | [5 empty] | operating | 0.1
p2665 | n5284 | 0.05709 | 0 | 1 | psp | hydro | hydro_psp | 50.8163 | 6.0425 | [5 empty] | operating | 0.5709
p2666 | n5285 | 0.01568 | 0 | 1 | psp | hydro | hydro_psp | 49.8238 | 6.6989 | [5 empty] | operating | 0.1568
p2667 | n5287 | 0.05842 | 0 | 1 | psp | hydro | hydro_psp | 51.8001 | 8.2452 | [5 empty] | operating | 0.5842
p2668 | n5356 | 0.0162 | 0 | 1 | psp | hydro | hydro_psp | 49.1053 | 9.3301 | [5 empty] | operating | 0.162
p2669 | n5357 | 0.0765 | 0 | 1 | psp | hydro | hydro_psp | 49.9433 | 7.8566 | [5 empty] | operating | 0.765
p2670 | n5363 | 0.0328 | 0 | 1 | psp | hydro | hydro_psp | 49.1557 | 9.0623 | [5 empty] | operating | 0.328
p2671 | n5365 | 0.006 | 0 | 1 | psp | hydro | hydro_psp | 49.9274 | 9.9083 | [5 empty] | operating | 0.06
p2672 | n6081 | 0.0345 | 0 | 1 | psp | hydro | hydro_psp | 52.6422 | 13.049 | [5 empty] | operating | 0.345
p2673 | n6082 | 0.0527 | 0 | 1 | psp | hydro | hydro_psp | 52.593 | 13.4102 | [5 empty] | operating | 0.527
p2674 | n6084 | 0.005 | 0 | 1 | psp | hydro | hydro_psp | 54.1437 | 12.1283 | [5 empty] | operating | 0.05
p2675 | n6088 | 0.005 | 0 | 1 | psp | hydro | hydro_psp | 54.2588 | 13.0669 | [5 empty] | operating | 0.05
p2676 | n6090 | 0.005 | 0 | 1 | psp | hydro | hydro_psp | 54.1126 | 13.6011 | [5 empty] | operating | 0.05
p2677 | n6092 | 0.0025 | 0 | 1 | psp | hydro | hydro_psp | 53.1962 | 13.7686 | [5 empty] | operating | 0.025
p2678 | n6191 | 0.01056 | 0 | 1 | psp | hydro | hydro_psp | 53.1089 | 8.3249 | [5 empty] | operating | 0.1056
p2679 | n6200 | 0.0171 | 0 | 1 | psp | hydro | hydro_psp | 53.3743 | 7.2565 | [5 empty] | operating | 0.171
p2680 | n6201 | 0.006 | 0 | 1 | psp | hydro | hydro_psp | 53.555 | 8.0022 | [5 empty] | operating | 0.06
p2681 | n6203 | 0.013 | 0 | 1 | psp | hydro | hydro_psp | 52.9188 | 8.0708 | [5 empty] | operating | 0.13
p2682 | n6204 | 0.0151 | 0 | 1 | psp | hydro | hydro_psp | 53.3005 | 8.1216 | [5 empty] | operating | 0.151
p2683 | n6205 | 0.0092 | 0 | 1 | psp | hydro | hydro_psp | 52.9478 | 8.4663 | [5 empty] | operating | 0.092
p2684 | n6206 | 0.03066 | 0 | 1 | psp | hydro | hydro_psp | 52.5914 | 8.3688 | [5 empty] | operating | 0.3066
p2685 | n6208 | 0.0035 | 0 | 1 | psp | hydro | hydro_psp | 52.9908 | 8.8783 | [5 empty] | operating | 0.035
p2686 | n6210 | 0.0732 | 0 | 1 | psp | hydro | hydro_psp | 53.9068 | 9.2422 | [5 empty] | operating | 0.732
p2687 | n6214 | 0.0057 | 0 | 1 | psp | hydro | hydro_psp | 53.4153 | 9.5169 | [5 empty] | operating | 0.057
p2688 | n6215 | 0.0383 | 0 | 1 | psp | hydro | hydro_psp | 53.9617 | 9.5691 | [5 empty] | operating | 0.383
p2689 | n6217 | 0.003 | 0 | 1 | psp | hydro | hydro_psp | 53.812 | 9.9481 | [5 empty] | operating | 0.03
p2690 | n6218 | 0.0126 | 0 | 1 | psp | hydro | hydro_psp | 53.678 | 9.6776 | [5 empty] | operating | 0.126
p2691 | n6220 | 0.0421 | 0 | 1 | psp | hydro | hydro_psp | 54.3053 | 9.76 | [5 empty] | operating | 0.421
p2692 | n6221 | 0.005 | 0 | 1 | psp | hydro | hydro_psp | 53.7219 | 9.9715 | [5 empty] | operating | 0.05
p2693 | n6222 | 0.0058 | 0 | 1 | psp | hydro | hydro_psp | 53.568 | 10.2544 | [5 empty] | operating | 0.058
p2694 | n6224 | 0.0082 | 0 | 1 | psp | hydro | hydro_psp | 54.25 | 10.1624 | [5 empty] | operating | 0.082
p2695 | n6225 | 0.0033 | 0 | 1 | psp | hydro | hydro_psp | 53.4357 | 10.459 | [5 empty] | operating | 0.033
p2696 | n6227 | 0.0033 | 0 | 1 | psp | hydro | hydro_psp | 53.8339 | 10.5482 | [5 empty] | operating | 0.033
p2697 | n6229 | 0.0025 | 0 | 1 | psp | hydro | hydro_psp | 53.872 | 10.757 | [5 empty] | operating | 0.025
p2698 | n6234 | 0.0316 | 0 | 1 | psp | hydro | hydro_psp | 54.7421 | 9.407 | [5 empty] | operating | 0.316
p2699 | n6259 | 0.0077 | 0 | 1 | psp | hydro | hydro_psp | 54.3838 | 10.3244 | [5 empty] | operating | 0.077
p2700 | n6286 | 0.0314 | 0 | 1 | psp | hydro | hydro_psp | 53.9318 | 9.3274 | [5 empty] | operating | 0.314
p2701 | n6288 | 0.0149 | 0 | 1 | psp | hydro | hydro_psp | 54.7928 | 9.2532 | [5 empty] | operating | 0.149
p2702 | n7544 | 0.004 | 0 | 1 | psp | hydro | hydro_psp | 51.2617 | 6.466 | [5 empty] | operating | 0.04
p2703 | n7545 | 0.0251 | 0 | 1 | psp | hydro | hydro_psp | 51.6385 | 7.6959 | [5 empty] | operating | 0.251
p2704 | n7546 | 0.00413 | 0 | 1 | psp | hydro | hydro_psp | 51.49 | 6.9249 | [5 empty] | operating | 0.0413
p2705 | n7547 | 0.0069 | 0 | 1 | psp | hydro | hydro_psp | 49.135 | 8.6874 | [5 empty] | operating | 0.069
p2706 | n7548 | 0.00368 | 0 | 1 | psp | hydro | hydro_psp | 49.3047 | 8.6484 | [5 empty] | operating | 0.0368
p2707 | n7549 | 0.17639 | 0 | 1 | psp | hydro | hydro_psp | 52.3538 | 9.2794 | [5 empty] | operating | 1.7639
p2708 | n7552 | 0.0069 | 0 | 1 | psp | hydro | hydro_psp | 47.6164 | 9.6634 | [5 empty] | operating | 0.069
p2709 | n7553 | 0.0239 | 0 | 1 | psp | hydro | hydro_psp | 49.7715 | 6.5602 | [5 empty] | operating | 0.239
p2710 | n7931 | 0.01539 | 0 | 1 | psp | hydro | hydro_psp | 50.0563 | 9.0692 | [5 empty] | operating | 0.1539
p2711 | n7939 | 0.0134 | 0 | 1 | psp | hydro | hydro_psp | 49.4565 | 8.5977 | [5 empty] | operating | 0.134
p2712 | n7940 | 0.0064 | 0 | 1 | psp | hydro | hydro_psp | 49.4344 | 7.6051 | [5 empty] | operating | 0.064
p2713 | n7942 | 0.1072 | 0 | 1 | psp | hydro | hydro_psp | 49.0934 | 9.1229 | [5 empty] | operating | 1.072
p2714 | n7944 | 0.009 | 0 | 1 | psp | hydro | hydro_psp | 47.6272 | 7.6121 | [5 empty] | operating | 0.09
p2715 | n7948 | 0.04 | 0 | 1 | psp | hydro | hydro_psp | 52.7054 | 13.5195 | [5 empty] | operating | 0.4
p2716 | n7949 | 0.0142 | 0 | 1 | psp | hydro | hydro_psp | 47.6367 | 9.8024 | [5 empty] | operating | 0.142
p2717 | n7951 | 0.0028 | 0 | 1 | psp | hydro | hydro_psp | 48.6385 | 9.4363 | [5 empty] | operating | 0.028
p2718 | n7952 | 0.0065 | 0 | 1 | psp | hydro | hydro_psp | 47.9064 | 8.4139 | [5 empty] | operating | 0.065
p2719 | n7953 | 0.0033 | 0 | 1 | psp | hydro | hydro_psp | 47.9642 | 8.5034 | [5 empty] | operating | 0.033
p2720 | n7954 | 0.02 | 0 | 1 | psp | hydro | hydro_psp | 48.7561 | 9.4423 | [5 empty] | operating | 0.2
p2721 | n7955 | 0.0425 | 0 | 1 | psp | hydro | hydro_psp | 50.9274 | 6.8076 | [5 empty] | operating | 0.425
p2722 | n8190 | 0.0093 | 0 | 1 | psp | hydro | hydro_psp | 52.6147 | 12.2333 | [5 empty] | operating | 0.093
p2723 | n8411 | 0.01 | 0 | 1 | psp | hydro | hydro_psp | 50.9593 | 13.1287 | [5 empty] | operating | 0.1
p2724 | n8419 | 0.0196 | 0 | 1 | psp | hydro | hydro_psp | 47.8002 | 8.8783 | [5 empty] | operating | 0.196
p2725 | n8440 | 0.014 | 0 | 1 | psp | hydro | hydro_psp | 51.0103 | 10.345 | [5 empty] | operating | 0.14
p2726 | n8472 | 0.0076 | 0 | 1 | psp | hydro | hydro_psp | 50.2648 | 7.505 | [5 empty] | operating | 0.076
p2727 | n8508 | 0.0065 | 0 | 1 | psp | hydro | hydro_psp | 49.884 | 10.0209 | [5 empty] | operating | 0.065
p2728 | n8519 | 0.0094 | 0 | 1 | psp | hydro | hydro_psp | 49.608 | 10.0072 | [5 empty] | operating | 0.094
p2729 | n8523 | 0.008 | 0 | 1 | psp | hydro | hydro_psp | 53.6251 | 11.7252 | [5 empty] | operating | 0.08
p2730 | n8532 | 0.0078 | 0 | 1 | psp | hydro | hydro_psp | 47.5283 | 11.2157 | [5 empty] | operating | 0.078
p2731 | n8545 | 0.0172 | 0 | 1 | psp | hydro | hydro_psp | 48.2814 | 10.0648 | [5 empty] | operating | 0.172
p2732 | n8552 | 0.0495 | 0 | 1 | psp | hydro | hydro_psp | 49.8353 | 6.6316 | [5 empty] | operating | 0.495
p2733 | n8561 | 0.0093 | 0 | 1 | psp | hydro | hydro_psp | 51.7687 | 7.9939 | [5 empty] | operating | 0.093
p2734 | n8609 | 0.0116 | 0 | 1 | psp | hydro | hydro_psp | 48.441 | 11.0207 | [5 empty] | operating | 0.116
p2735 | n8611 | 0.0176 | 0 | 1 | psp | hydro | hydro_psp | 51.8994 | 8.5446 | [5 empty] | operating | 0.176
p2736 | n8628 | 0.01 | 0 | 1 | psp | hydro | hydro_psp | 52.2614 | 14.3179 | [5 empty] | operating | 0.1
p2737 | n8629 | 0.0033 | 0 | 1 | psp | hydro | hydro_psp | 53.8744 | 9.3947 | [5 empty] | operating | 0.033
p2738 | n8630 | 0.02478 | 0 | 1 | psp | hydro | hydro_psp | 51.8027 | 7.9417 | [5 empty] | operating | 0.2478
p2739 | n8635 | 0.006 | 0 | 1 | psp | hydro | hydro_psp | 53.617 | 9.6158 | [5 empty] | operating | 0.06
p2740 | n8636 | 0.0273 | 0 | 1 | psp | hydro | hydro_psp | 53.085 | 9.0253 | [5 empty] | operating | 0.273
p2741 | n8644 | 0.00953 | 0 | 1 | psp | hydro | hydro_psp | 49.4226 | 8.3084 | [5 empty] | operating | 0.0953
p2742 | n8652 | 0.0014 | 0 | 1 | psp | hydro | hydro_psp | 51.3889 | 8.8564 | [5 empty] | operating | 0.014
p2743 | n8668 | 0.0046 | 0 | 1 | psp | hydro | hydro_psp | 50.1954 | 8.7561 | [5 empty] | operating | 0.046
p2744 | n8671 | 0.1026 | 0 | 1 | psp | hydro | hydro_psp | 51.7653 | 12.9886 | [5 empty] | operating | 1.026
p2745 | n8693 | 0.0098 | 0 | 1 | psp | hydro | hydro_psp | 52.4594 | 7.9692 | [5 empty] | operating | 0.098
p2746 | n8710 | 0.0578 | 0 | 1 | psp | hydro | hydro_psp | 48.4511 | 9.1859 | [5 empty] | operating | 0.578
p2747 | n8726 | 0.0044 | 0 | 1 | psp | hydro | hydro_psp | 48.8674 | 8.4773 | [5 empty] | operating | 0.044
p2748 | n8727 | 0.0417 | 0 | 1 | psp | hydro | hydro_psp | 51.0371 | 7.5462 | [5 empty] | operating | 0.417
p2749 | n8733 | 0.0607 | 0 | 1 | psp | hydro | hydro_psp | 50.9818 | 6.2279 | [5 empty] | operating | 0.607
p2750 | n8734 | 0.006 | 0 | 1 | psp | hydro | hydro_psp | 48.3918 | 12.7881 | [5 empty] | operating | 0.06
p2751 | n8762 | 0.0091 | 0 | 1 | psp | hydro | hydro_psp | 49.2284 | 8.8948 | [5 empty] | operating | 0.091
p2752 | n8764 | 0.01152 | 0 | 1 | psp | hydro | hydro_psp | 52.4661 | 8.3743 | [5 empty] | operating | 0.1152
p2753 | n8777 | 0.0234 | 0 | 1 | psp | hydro | hydro_psp | 51.6972 | 7.6932 | [5 empty] | operating | 0.234
p2754 | n8791 | 0.0015 | 0 | 1 | psp | hydro | hydro_psp | 54.258 | 10.0539 | [5 empty] | operating | 0.015
p2755 | n8793 | 0.0115 | 0 | 1 | psp | hydro | hydro_psp | 48.0166 | 10.7611 | [5 empty] | operating | 0.115
p2756 | n8794 | 0.0655 | 0 | 1 | psp | hydro | hydro_psp | 50.7712 | 6.8115 | [5 empty] | operating | 0.655
p2757 | n8808 | 0.03332 | 0 | 1 | psp | hydro | hydro_psp | 49.5617 | 8.3057 | [5 empty] | operating | 0.3332
p2758 | n6084 | 336.3 | 0 | 1 | wind offshore | wind | wind | 54.1437 | 12.1283 | [5 empty] | operating
p2759 | n6118 | 353.5 | 0 | 1 | wind offshore | wind | wind | 54.7159 | 12.8705 | [5 empty] | operating
p2760 | n6202 | 110.7 | 0 | 1 | wind offshore | wind | wind | 53.6153 | 8.0887 | [5 empty] | operating
p2761 | n6273 | 325.95 | 0 | 1 | wind offshore | wind | wind | 53.9399 | 6.9667 | [5 empty] | operating
p2762 | n6276 | 402 | 0 | 1 | wind offshore | wind | wind | 54.3221 | 6.8513 | [5 empty] | operating
p2763 | n3754 | 6.716 | 0 | 1 | wind onshore | wind | wind | 48.6374 | 12.1729 | [5 empty] | operating
p2764 | n3755 | 2.3635 | 0 | 1 | wind onshore | wind | wind | 47.9412 | 11.9792 | [5 empty] | operating
p2765 | n3756 | 2 | 0 | 1 | wind onshore | wind | wind | 48.7924 | 11.5013 | [5 empty] | operating
p2766 | n3757 | 14.366 | 0 | 1 | wind onshore | wind | wind | 48.348 | 11.261 | [5 empty] | operating
p2767 | n3758 | 15.0945 | 0 | 1 | wind onshore | wind | wind | 48.0772 | 11.1841 | [5 empty] | operating
p2768 | n3759 | 9.1715 | 0 | 1 | wind onshore | wind | wind | 48.2777 | 11.3557 | [5 empty] | operating
p2769 | n3760 | 235.667 | 0 | 1 | wind onshore | wind | wind | 48.8521 | 11.3626 | [5 empty] | operating
p2770 | n3761 | 7.2354 | 0 | 1 | wind onshore | wind | wind | 48.5457 | 11.7787 | [5 empty] | operating
p2771 | n3762 | 3 | 0 | 1 | wind onshore | wind | wind | 48.3225 | 11.6812 | [5 empty] | operating
p2772 | n3763 | 1.5026 | 0 | 1 | wind onshore | wind | wind | 48.2667 | 11.5892 | [5 empty] | operating
p2773 | n3764 | 0.09328 | 0 | 1 | wind onshore | wind | wind | 48.3143 | 11.8254 | [5 empty] | operating
p2774 | n3765 | 4.0693 | 0 | 1 | wind onshore | wind | wind | 48.8683 | 11.8419 | [5 empty] | operating
p2775 | n3766 | 14.5265 | 0 | 1 | wind onshore | wind | wind | 48.9928 | 12.0341 | [5 empty] | operating
p2776 | n3767 | 5.418 | 0 | 1 | wind onshore | wind | wind | 48.2009 | 12.6288 | [5 empty] | operating
p2777 | n3768 | 3.056 | 0 | 1 | wind onshore | wind | wind | 48.6592 | 12.2923 | [5 empty] | operating
p2778 | n3769 | 0.61034 | 0 | 1 | wind onshore | wind | wind | 48.3325 | 12.9295 | [5 empty] | operating
p2779 | n3770 | 0.91445 | 0 | 1 | wind onshore | wind | wind | 48.6765 | 13.0353 | [5 empty] | operating
p2780 | n3772 | 0.0377 | 0 | 1 | wind onshore | wind | wind | 48.8014 | 12.7414 | [5 empty] | operating
p2781 | n3965 | 26.945 | 0 | 1 | wind onshore | wind | wind | 47.7079 | 7.8717 | [5 empty] | operating
p2782 | n3966 | 35.1443 | 0 | 1 | wind onshore | wind | wind | 48.1038 | 7.7138 | [5 empty] | operating
p2783 | n3967 | 0.01275 | 0 | 1 | wind onshore | wind | wind | 47.5988 | 7.9335 | [5 empty] | operating
p2784 | n3968 | 0.006 | 0 | 1 | wind onshore | wind | wind | 47.7061 | 8.1491 | [5 empty] | operating
p2785 | n3969 | 0.0035 | 0 | 1 | wind onshore | wind | wind | 47.6497 | 8.2054 | [5 empty] | operating
p2786 | n3970 | 83.3153 | 0 | 1 | wind onshore | wind | wind | 48.0744 | 8.3867 | [5 empty] | operating
p2787 | n3971 | 51.0695 | 0 | 1 | wind onshore | wind | wind | 48.4993 | 7.8786 | [5 empty] | operating
p2788 | n3972 | 0.01 | 0 | 1 | wind onshore | wind | wind | 48.7625 | 8.2452 | [5 empty] | operating
p2789 | n3973 | 0.00075 | 0 | 1 | wind onshore | wind | wind | 48.9928 | 8.4238 | [5 empty] | operating
p2790 | n3974 | 26.11 | 0 | 1 | wind onshore | wind | wind | 49.0091 | 8.3263 | [5 empty] | operating
p2791 | n3975 | 0.0155 | 0 | 1 | wind onshore | wind | wind | 47.8104 | 8.9621 | [5 empty] | operating
p2792 | n3976 | 26.405 | 0 | 1 | wind onshore | wind | wind | 47.7892 | 8.7918 | [5 empty] | operating
p2793 | n3977 | 11.29 | 0 | 1 | wind onshore | wind | wind | 48.0799 | 8.5281 | [5 empty] | operating
p2794 | n3978 | 28.75 | 0 | 1 | wind onshore | wind | wind | 48.7815 | 8.568 | [5 empty] | operating
p2795 | n3979 | 12.3335 | 0 | 1 | wind onshore | wind | wind | 48.5166 | 8.7492 | [5 empty] | operating
p2796 | n3980 | 2.0154 | 0 | 1 | wind onshore | wind | wind | 48.2448 | 8.8618 | [5 empty] | operating
p2797 | n3981 | 0.0075 | 0 | 1 | wind onshore | wind | wind | 48.806 | 8.925 | [5 empty] | operating
p2798 | n3982 | 1.051 | 0 | 1 | wind onshore | wind | wind | 48.243 | 9.8437 | [5 empty] | operating
p2799 | n3983 | 15.85 | 0 | 1 | wind onshore | wind | wind | 48.0377 | 9.3961 | [5 empty] | operating
p2800 | n3987 | 0.00132 | 0 | 1 | wind onshore | wind | wind | 48.4848 | 9.245 | [5 empty] | operating
p2801 | n3988 | 0.5026 | 0 | 1 | wind onshore | wind | wind | 48.8213 | 9.1338 | [5 empty] | operating
p2802 | n3990 | 33.48 | 0 | 1 | wind onshore | wind | wind | 48.3973 | 9.6007 | [5 empty] | operating
p2803 | n3991 | 29.81 | 0 | 1 | wind onshore | wind | wind | 48.6211 | 9.5746 | [5 empty] | operating
p2804 | n3992 | 19.055 | 0 | 1 | wind onshore | wind | wind | 49.028 | 9.3521 | [5 empty] | operating
p2805 | n3993 | 20.8569 | 0 | 1 | wind onshore | wind | wind | 47.9522 | 10.1926 | [5 empty] | operating
p2806 | n3994 | 39.1749 | 0 | 1 | wind onshore | wind | wind | 47.7421 | 10.3491 | [5 empty] | operating
p2807 | n3995 | 0.00497 | 0 | 1 | wind onshore | wind | wind | 47.6321 | 10.2653 | [5 empty] | operating
p2808 | n3996 | 0.0036 | 0 | 1 | wind onshore | wind | wind | 48.5639 | 10.4219 | [5 empty] | operating
p2809 | n3997 | 22.6546 | 0 | 1 | wind onshore | wind | wind | 48.4939 | 10.1706 | [5 empty] | operating
p2810 | n3998 | 0.68 | 0 | 1 | wind onshore | wind | wind | 48.199 | 10.0635 | [5 empty] | operating
p2811 | n3999 | 382.2845 | 0 | 1 | wind onshore | wind | wind | 48.7924 | 10.0951 | [5 empty] | operating
p2812 | n4000 | 154.3403 | 0 | 1 | wind onshore | wind | wind | 48.622 | 10.2049 | [5 empty] | operating
p2813 | n4002 | 0.00053 | 0 | 1 | wind onshore | wind | wind | 48.3152 | 10.7831 | [5 empty] | operating
p2814 | n4003 | 32.6968 | 0 | 1 | wind onshore | wind | wind | 48.6284 | 10.8298 | [5 empty] | operating
p2815 | n4004 | 11.9015 | 0 | 1 | wind onshore | wind | wind | 48.4993 | 10.8284 | [5 empty] | operating
p2816 | n4005 | 0.0015 | 0 | 1 | wind onshore | wind | wind | 48.6701 | 9.2999 | [5 empty] | operating
p2817 | n4007 | 11.018 | 0 | 1 | wind onshore | wind | wind | 48.6438 | 8.0228 | [5 empty] | operating
p2818 | n4008 | 2.104 | 0 | 1 | wind onshore | wind | wind | 48.9469 | 8.5226 | [5 empty] | operating
p2819 | n5010 | 13.6108 | 0 | 1 | wind onshore | wind | wind | 51.3169 | 12.4846 | [5 empty] | operating
p2820 | n5011 | 124.786 | 0 | 1 | wind onshore | wind | wind | 51.3949 | 11.9435 | [5 empty] | operating
p2821 | n5012 | 114.75 | 0 | 1 | wind onshore | wind | wind | 52.4652 | 12.935 | [5 empty] | operating
p2822 | n5015 | 49.416 | 0 | 1 | wind onshore | wind | wind | 50.2156 | 11.18 | [5 empty] | operating
p2823 | n5016 | 198.4396 | 0 | 1 | wind onshore | wind | wind | 49.4547 | 11.3063 | [5 empty] | operating
p2824 | n5017 | 0.6 | 0 | 1 | wind onshore | wind | wind | 50.6582 | 11.5329 | [5 empty] | operating
p2825 | n5018 | 653.102 | 0 | 1 | wind onshore | wind | wind | 51.6052 | 11.456 | [5 empty] | operating
p2826 | n5019 | 416.418 | 0 | 1 | wind onshore | wind | wind | 52.0111 | 11.7224 | [5 empty] | operating
p2827 | n5020 | 466.605 | 0 | 1 | wind onshore | wind | wind | 52.1714 | 11.1072 | [5 empty] | operating
p2828 | n5021 | 364.61 | 0 | 1 | wind onshore | wind | wind | 52.2278 | 11.7458 | [5 empty] | operating
p2829 | n5022 | 56.2569 | 0 | 1 | wind onshore | wind | wind | 51.1871 | 14.1847 | [5 empty] | operating
p2830 | n5023 | 7.225 | 0 | 1 | wind onshore | wind | wind | 50.6137 | 12.7867 | [5 empty] | operating
p2831 | n5024 | 363.7429 | 0 | 1 | wind onshore | wind | wind | 50.2718 | 11.7801 | [5 empty] | operating
p2832 | n5025 | 111.8818 | 0 | 1 | wind onshore | wind | wind | 49.6881 | 12.0493 | [5 empty] | operating
p2833 | n5026 | 54.6507 | 0 | 1 | wind onshore | wind | wind | 49.3502 | 12.0314 | [5 empty] | operating
p2834 | n5027 | 21.49 | 0 | 1 | wind onshore | wind | wind | 50.7669 | 12.0795 | [5 empty] | operating
p2835 | n5028 | 64.3863 | 0 | 1 | wind onshore | wind | wind | 50.5815 | 11.7224 | [5 empty] | operating
p2836 | n5029 | 264.1125 | 0 | 1 | wind onshore | wind | wind | 50.9818 | 11.4546 | [5 empty] | operating
p2837 | n5030 | 150.492 | 0 | 1 | wind onshore | wind | wind | 50.877 | 11.7334 | [5 empty] | operating
p2838 | n5031 | 52.0301 | 0 | 1 | wind onshore | wind | wind | 50.8502 | 12.8018 | [5 empty] | operating
p2839 | n5032 | 12.535 | 0 | 1 | wind onshore | wind | wind | 50.5937 | 12.339 | [5 empty] | operating
p2840 | n5033 | 41.2895 | 0 | 1 | wind onshore | wind | wind | 50.7938 | 12.5327 | [5 empty] | operating
p2841 | n5034 | 65.186 | 0 | 1 | wind onshore | wind | wind | 51.1165 | 12.6947 | [5 empty] | operating
p2842 | n5035 | 12.3472 | 0 | 1 | wind onshore | wind | wind | 50.8484 | 13.0408 | [5 empty] | operating
p2843 | n5036 | 12.1 | 0 | 1 | wind onshore | wind | wind | 51.0138 | 13.8153 | [5 empty] | operating
p2844 | n5037 | 262.887 | 0 | 1 | wind onshore | wind | wind | 52.568 | 12.74 | [5 empty] | operating
p2845 | n5038 | 300.658 | 0 | 1 | wind onshore | wind | wind | 51.7585 | 12.1811 | [5 empty] | operating
p2846 | n5039 | 44.7576 | 0 | 1 | wind onshore | wind | wind | 51.3083 | 12.6851 | [5 empty] | operating
p2847 | n5041 | 168.882 | 0 | 1 | wind onshore | wind | wind | 52.332 | 12.1399 | [5 empty] | operating
p2848 | n5042 | 10 | 0 | 1 | wind onshore | wind | wind | 52.5647 | 12.3775 | [5 empty] | operating
p2849 | n5043 | 99.8947 | 0 | 1 | wind onshore | wind | wind | 52.0972 | 13.3621 | [5 empty] | operating
p2850 | n5044 | 783.5937 | 0 | 1 | wind onshore | wind | wind | 51.8943 | 13.9142 | [5 empty] | operating
p2851 | n5045 | 166.7031 | 0 | 1 | wind onshore | wind | wind | 51.2997 | 13.4473 | [5 empty] | operating
p2852 | n5046 | 82.2695 | 0 | 1 | wind onshore | wind | wind | 51.7942 | 14.3976 | [5 empty] | operating
p2853 | n5048 | 0.0095 | 0 | 1 | wind onshore | wind | wind | 52.4066 | 13.0367 | [5 empty] | operating
p2854 | n5049 | 6 | 0 | 1 | wind onshore | wind | wind | 52.4376 | 13.4431 | [5 empty] | operating
p2855 | n5050 | 251.317 | 0 | 1 | wind onshore | wind | wind | 52.4661 | 13.8936 | [5 empty] | operating
p2856 | n5051 | 89.1416 | 0 | 1 | wind onshore | wind | wind | 51.5327 | 14.4415 | [5 empty] | operating
p2857 | n5052 | 20.0046 | 0 | 1 | wind onshore | wind | wind | 51.3632 | 14.48 | [5 empty] | operating
p2858 | n5053 | 194.338 | 0 | 1 | wind onshore | wind | wind | 51.1466 | 14.8096 | [5 empty] | operating
p2859 | n5054 | 34.9013 | 0 | 1 | wind onshore | wind | wind | 52.1251 | 14.6173 | [5 empty] | operating
p2860 | n5056 | 40.18 | 0 | 1 | wind onshore | wind | wind | 52.4091 | 12.8169 | [5 empty] | operating
p2861 | n5057 | 47 | 0 | 1 | wind onshore | wind | wind | 52.4259 | 13.6436 | [5 empty] | operating
p2862 | n5059 | 115.626 | 0 | 1 | wind onshore | wind | wind | 51.2688 | 12.3843 | [5 empty] | operating
p2863 | n5060 | 3.91 | 0 | 1 | wind onshore | wind | wind | 50.4907 | 11.147 | [5 empty] | operating
p2864 | n5061 | 16 | 0 | 1 | wind onshore | wind | wind | 51.7304 | 14.5953 | [5 empty] | operating
p2865 | n5062 | 320.359 | 0 | 1 | wind onshore | wind | wind | 51.501 | 14.2067 | [5 empty] | operating
p2866 | n5063 | 1.0746 | 0 | 1 | wind onshore | wind | wind | 51.2928 | 14.6722 | [5 empty] | operating
p2867 | n5065 | 355.0748 | 0 | 1 | wind onshore | wind | wind | 51.7338 | 13.1671 | [5 empty] | operating
p2868 | n5066 | 66.1281 | 0 | 1 | wind onshore | wind | wind | 50.6059 | 12.9735 | [5 empty] | operating
p2869 | n5067 | 39.7765 | 0 | 1 | wind onshore | wind | wind | 51.094 | 13.5818 | [5 empty] | operating
p2870 | n5068 | 403.6676 | 0 | 1 | wind onshore | wind | wind | 51.4155 | 11.8076 | [5 empty] | operating
p2871 | n5069 | 124.82 | 0 | 1 | wind onshore | wind | wind | 51.0241 | 13.13 | [5 empty] | operating
p2872 | n5082 | 11.2006 | 0 | 1 | wind onshore | wind | wind | 50.6686 | 11.3503 | [5 empty] | operating
p2873 | n5084 | 58.65 | 0 | 1 | wind onshore | wind | wind | 52.3026 | 13.1685 | [5 empty] | operating
p2874 | n5095 | 120.71 | 0 | 1 | wind onshore | wind | wind | 52.1857 | 11.9051 | [5 empty] | operating
p2875 | n5098 | 179.6 | 0 | 1 | wind onshore | wind | wind | 52.2598 | 14.4141 | [5 empty] | operating
p2876 | n5099 | 77.5135 | 0 | 1 | wind onshore | wind | wind | 49.4628 | 6.7401 | [5 empty] | operating
p2877 | n5101 | 0.0024 | 0 | 1 | wind onshore | wind | wind | 49.3403 | 7.0299 | [5 empty] | operating
p2878 | n5102 | 10.35 | 0 | 1 | wind onshore | wind | wind | 51.5498 | 6.714 | [5 empty] | operating
p2879 | n5106 | 5.9 | 0 | 1 | wind onshore | wind | wind | 49.6934 | 8.5364 | [5 empty] | operating
p2880 | n5109 | 52.355 | 0 | 1 | wind onshore | wind | wind | 52.1731 | 8.925 | [5 empty] | operating
p2881 | n5110 | 248.95 | 0 | 1 | wind onshore | wind | wind | 52.5304 | 9.1681 | [5 empty] | operating
p2882 | n5111 | 152.15 | 0 | 1 | wind onshore | wind | wind | 51.94 | 9.4208 | [5 empty] | operating
p2883 | n5112 | 57.45 | 0 | 1 | wind onshore | wind | wind | 51.8146 | 9.9303 | [5 empty] | operating
p2884 | n5113 | 164.84 | 0 | 1 | wind onshore | wind | wind | 52.2446 | 10.1802 | [5 empty] | operating
p2885 | n5114 | 233.8465 | 0 | 1 | wind onshore | wind | wind | 52.1175 | 10.4439 | [5 empty] | operating
p2886 | n5115 | 345.41 | 0 | 1 | wind onshore | wind | wind | 52.1133 | 10.9657 | [5 empty] | operating
p2887 | n5141 | 22.725 | 0 | 1 | wind onshore | wind | wind | 49.4315 | 6.6248 | [5 empty] | operating
p2888 | n5142 | 108.5535 | 0 | 1 | wind onshore | wind | wind | 49.991 | 6.2567 | [5 empty] | operating
p2889 | n5143 | 80.98 | 0 | 1 | wind onshore | wind | wind | 49.9654 | 6.5273 | [5 empty] | operating
p2890 | n5144 | 121.69 | 0 | 1 | wind onshore | wind | wind | 49.689 | 6.6481 | [5 empty] | operating
p2891 | n5145 | 583.975 | 0 | 1 | wind onshore | wind | wind | 50.4033 | 6.5685 | [5 empty] | operating
p2892 | n5146 | 46.855 | 0 | 1 | wind onshore | wind | wind | 49.4065 | 7.7014 | [5 empty] | operating
p2893 | n5147 | 210.04 | 0 | 1 | wind onshore | wind | wind | 49.4217 | 7.2578 | [5 empty] | operating
p2894 | n5148 | 19.77 | 0 | 1 | wind onshore | wind | wind | 49.3877 | 6.942 | [5 empty] | operating
p2895 | n5149 | 75.46 | 0 | 1 | wind onshore | wind | wind | 49.3269 | 7.3608 | [5 empty] | operating
p2896 | n5150 | 208.115 | 0 | 1 | wind onshore | wind | wind | 50.095 | 7.0038 | [5 empty] | operating
p2897 | n5151 | 81.676 | 0 | 1 | wind onshore | wind | wind | 50.3761 | 7.3814 | [5 empty] | operating
p2898 | n5152 | 0.601 | 0 | 1 | wind onshore | wind | wind | 50.3227 | 7.5847 | [5 empty] | operating
p2899 | n5153 | 58.98 | 0 | 1 | wind onshore | wind | wind | 49.2041 | 8.4114 | [5 empty] | operating
p2900 | n5154 | 373.815 | 0 | 1 | wind onshore | wind | wind | 49.7963 | 7.7248 | [5 empty] | operating
p2901 | n5156 | 78.65 | 0 | 1 | wind onshore | wind | wind | 49.9026 | 8.3936 | [5 empty] | operating
p2902 | n5157 | 81.56 | 0 | 1 | wind onshore | wind | wind | 50.3971 | 8.112 | [5 empty] | operating
p2903 | n5159 | 155.823 | 0 | 1 | wind onshore | wind | wind | 50.9965 | 6.5465 | [5 empty] | operating
p2904 | n5160 | 111.2 | 0 | 1 | wind onshore | wind | wind | 50.832 | 6.2787 | [5 empty] | operating
p2905 | n5161 | 102.335 | 0 | 1 | wind onshore | wind | wind | 50.9152 | 6.2361 | [5 empty] | operating
p2906 | n5162 | 75.16 | 0 | 1 | wind onshore | wind | wind | 50.8302 | 6.4655 | [5 empty] | operating
p2907 | n5163 | 38.3335 | 0 | 1 | wind onshore | wind | wind | 50.9342 | 6.5135 | [5 empty] | operating
p2908 | n5164 | 14.4 | 0 | 1 | wind onshore | wind | wind | 50.9956 | 6.6797 | [5 empty] | operating
p2909 | n5165 | 43.8514 | 0 | 1 | wind onshore | wind | wind | 51.2215 | 6.3666 | [5 empty] | operating
p2910 | n5166 | 11.3 | 0 | 1 | wind onshore | wind | wind | 51.1638 | 6.7003 | [5 empty] | operating
p2911 | n5167 | 61.64 | 0 | 1 | wind onshore | wind | wind | 51.0612 | 6.552 | [5 empty] | operating
p2912 | n5168 | 17.5 | 0 | 1 | wind onshore | wind | wind | 51.1139 | 6.6289 | [5 empty] | operating
p2913 | n5169 | 22.01 | 0 | 1 | wind onshore | wind | wind | 51.2456 | 6.5863 | [5 empty] | operating
p2914 | n5170 | 6 | 0 | 1 | wind onshore | wind | wind | 51.3461 | 6.6014 | [5 empty] | operating
p2915 | n5171 | 169.38 | 0 | 1 | wind onshore | wind | wind | 51.6189 | 6.2677 | [5 empty] | operating
p2916 | n5172 | 25.985 | 0 | 1 | wind onshore | wind | wind | 51.4549 | 6.5918 | [5 empty] | operating
p2917 | n5173 | 157.4213 | 0 | 1 | wind onshore | wind | wind | 51.63 | 6.6165 | [5 empty] | operating
p2918 | n5174 | 48.005 | 0 | 1 | wind onshore | wind | wind | 51.7143 | 7.8305 | [5 empty] | operating
p2919 | n5175 | 12.2 | 0 | 1 | wind onshore | wind | wind | 51.5139 | 7.3141 | [5 empty] | operating
p2920 | n5176 | 16.2947 | 0 | 1 | wind onshore | wind | wind | 51.2069 | 7.1315 | [5 empty] | operating
p2921 | n5178 | 3.8004 | 0 | 1 | wind onshore | wind | wind | 50.7738 | 6.9228 | [5 empty] | operating
p2922 | n5180 | 2.575 | 0 | 1 | wind onshore | wind | wind | 51.1251 | 6.9585 | [5 empty] | operating
p2923 | n5182 | 12.6 | 0 | 1 | wind onshore | wind | wind | 50.632 | 7.0985 | [5 empty] | operating
p2924 | n5187 | 0.2 | 0 | 1 | wind onshore | wind | wind | 51.3298 | 6.8184 | [5 empty] | operating
p2925 | n5190 | 22.201 | 0 | 1 | wind onshore | wind | wind | 51.5847 | 6.9818 | [5 empty] | operating
p2926 | n5192 | 6.595 | 0 | 1 | wind onshore | wind | wind | 51.3426 | 7.1548 | [5 empty] | operating
p2927 | n5193 | 3.06 | 0 | 1 | wind onshore | wind | wind | 51.4061 | 7.2798 | [5 empty] | operating
p2928 | n5194 | 190.2973 | 0 | 1 | wind onshore | wind | wind | 51.6598 | 7.0656 | [5 empty] | operating
p2929 | n5196 | 10.657 | 0 | 1 | wind onshore | wind | wind | 51.5395 | 7.229 | [5 empty] | operating
p2930 | n5197 | 16.85 | 0 | 1 | wind onshore | wind | wind | 51.0587 | 8.0008 | [5 empty] | operating
p2931 | n5198 | 95.79 | 0 | 1 | wind onshore | wind | wind | 50.8129 | 7.9211 | [5 empty] | operating
p2932 | n5199 | 0.6017 | 0 | 1 | wind onshore | wind | wind | 50.9775 | 7.5188 | [5 empty] | operating
p2933 | n5200 | 1.6 | 0 | 1 | wind onshore | wind | wind | 50.884 | 8.0585 | [5 empty] | operating
p2934 | n5201 | 34.3 | 0 | 1 | wind onshore | wind | wind | 50.9299 | 8.2466 | [5 empty] | operating
p2935 | n5202 | 10.88 | 0 | 1 | wind onshore | wind | wind | 51.3512 | 7.4721 | [5 empty] | operating
p2936 | n5203 | 44.1578 | 0 | 1 | wind onshore | wind | wind | 51.3486 | 7.6959 | [5 empty] | operating
p2937 | n5204 | 4.5 | 0 | 1 | wind onshore | wind | wind | 51.4275 | 7.3965 | [5 empty] | operating
p2938 | n5205 | 8.15 | 0 | 1 | wind onshore | wind | wind | 51.4925 | 7.5037 | [5 empty] | operating
p2939 | n5207 | 209.3061 | 0 | 1 | wind onshore | wind | wind | 51.6538 | 8.0695 | [5 empty] | operating
p2940 | n5208 | 622.9792 | 0 | 1 | wind onshore | wind | wind | 52.2127 | 7.1288 | [5 empty] | operating
p2941 | n5209 | 148.055 | 0 | 1 | wind onshore | wind | wind | 52.4644 | 7.2675 | [5 empty] | operating
p2942 | n5210 | 45.505 | 0 | 1 | wind onshore | wind | wind | 52.3437 | 8.2851 | [5 empty] | operating
p2943 | n5211 | 177.545 | 0 | 1 | wind onshore | wind | wind | 51.9747 | 7.6767 | [5 empty] | operating
p2944 | n5212 | 81.893 | 0 | 1 | wind onshore | wind | wind | 52.248 | 7.7069 | [5 empty] | operating
p2945 | n5213 | 61.98 | 0 | 1 | wind onshore | wind | wind | 52.0415 | 8.2068 | [5 empty] | operating
p2946 | n5214 | 20.6653 | 0 | 1 | wind onshore | wind | wind | 52.2824 | 7.9308 | [5 empty] | operating
p2947 | n5215 | 14.99 | 0 | 1 | wind onshore | wind | wind | 52.2539 | 8.145 | [5 empty] | operating
p2948 | n5217 | 6 | 0 | 1 | wind onshore | wind | wind | 49.283 | 8.4801 | [5 empty] | operating
p2949 | n5222 | 255.91 | 0 | 1 | wind onshore | wind | wind | 49.2633 | 9.5471 | [5 empty] | operating
p2950 | n5223 | 315.633 | 0 | 1 | wind onshore | wind | wind | 50.5431 | 9.6721 | [5 empty] | operating
p2951 | n5224 | 6.1 | 0 | 1 | wind onshore | wind | wind | 50.1435 | 8.8097 | [5 empty] | operating
p2952 | n5227 | 0.0098 | 0 | 1 | wind onshore | wind | wind | 49.4324 | 8.5007 | [5 empty] | operating
p2953 | n5228 | 9.6 | 0 | 1 | wind onshore | wind | wind | 49.6036 | 8.4732 | [5 empty] | operating
p2954 | n5230 | 5.06 | 0 | 1 | wind onshore | wind | wind | 49.9318 | 8.8 | [5 empty] | operating
p2955 | n5231 | 16.8 | 0 | 1 | wind onshore | wind | wind | 50.1153 | 8.5309 | [5 empty] | operating
p2956 | n5232 | 129.3032 | 0 | 1 | wind onshore | wind | wind | 50.7894 | 8.454 | [5 empty] | operating
p2957 | n5233 | 38.0576 | 0 | 1 | wind onshore | wind | wind | 51.1587 | 8.3881 | [5 empty] | operating
p2958 | n5234 | 23.2 | 0 | 1 | wind onshore | wind | wind | 50.2428 | 8.7602 | [5 empty] | operating
p2959 | n5235 | 142.6898 | 0 | 1 | wind onshore | wind | wind | 50.6573 | 8.7053 | [5 empty] | operating
p2960 | n5236 | 396.958 | 0 | 1 | wind onshore | wind | wind | 51.3855 | 8.6929 | [5 empty] | operating
p2961 | n5237 | 30.45 | 0 | 1 | wind onshore | wind | wind | 49.5163 | 8.9456 | [5 empty] | operating
p2962 | n5238 | 24.4 | 0 | 1 | wind onshore | wind | wind | 50.095 | 8.9731 | [5 empty] | operating
p2963 | n5239 | 121.497 | 0 | 1 | wind onshore | wind | wind | 49.7209 | 9.5004 | [5 empty] | operating
p2964 | n5240 | 130.831 | 0 | 1 | wind onshore | wind | wind | 49.6036 | 9.3631 | [5 empty] | operating
p2965 | n5241 | 86.391 | 0 | 1 | wind onshore | wind | wind | 51.0293 | 9.2587 | [5 empty] | operating
p2966 | n5242 | 59.9637 | 0 | 1 | wind onshore | wind | wind | 51.0845 | 9.0253 | [5 empty] | operating
p2967 | n5243 | 70.0075 | 0 | 1 | wind onshore | wind | wind | 51.3443 | 8.8962 | [5 empty] | operating
p2968 | n5244 | 174.2786 | 0 | 1 | wind onshore | wind | wind | 50.8597 | 9.6213 | [5 empty] | operating
p2969 | n5245 | 102.2 | 0 | 1 | wind onshore | wind | wind | 51.1948 | 9.5293 | [5 empty] | operating
p2970 | n5246 | 101.5455 | 0 | 1 | wind onshore | wind | wind | 51.3066 | 9.5526 | [5 empty] | operating
p2971 | n5247 | 53.754 | 0 | 1 | wind onshore | wind | wind | 52.3907 | 8.8934 | [5 empty] | operating
p2972 | n5248 | 27.55 | 0 | 1 | wind onshore | wind | wind | 52.0136 | 8.7589 | [5 empty] | operating
p2973 | n5249 | 16.44 | 0 | 1 | wind onshore | wind | wind | 51.8977 | 8.4293 | [5 empty] | operating
p2974 | n5250 | 525.965 | 0 | 1 | wind onshore | wind | wind | 51.6683 | 8.8152 | [5 empty] | operating
p2975 | n5251 | 6.9 | 0 | 1 | wind onshore | wind | wind | 52.0263 | 8.6092 | [5 empty] | operating
p2976 | n5252 | 14.6035 | 0 | 1 | wind onshore | wind | wind | 52.1048 | 8.6655 | [5 empty] | operating
p2977 | n5253 | 53.7275 | 0 | 1 | wind onshore | wind | wind | 51.984 | 8.9525 | [5 empty] | operating
p2978 | n5254 | 96.1846 | 0 | 1 | wind onshore | wind | wind | 51.7075 | 8.6916 | [5 empty] | operating
p2979 | n5255 | 14.05 | 0 | 1 | wind onshore | wind | wind | 52.2455 | 9.1228 | [5 empty] | operating
p2980 | n5256 | 105.61 | 0 | 1 | wind onshore | wind | wind | 52.2774 | 9.6529 | [5 empty] | operating
p2981 | n5257 | 32.7052 | 0 | 1 | wind onshore | wind | wind | 49.9574 | 10.7845 | [5 empty] | operating
p2982 | n5258 | 32.6 | 0 | 1 | wind onshore | wind | wind | 49.9874 | 9.9248 | [5 empty] | operating
p2983 | n5259 | 41.4 | 0 | 1 | wind onshore | wind | wind | 49.9503 | 10.0813 | [5 empty] | operating
p2984 | n5260 | 244.6914 | 0 | 1 | wind onshore | wind | wind | 49.4074 | 10.8037 | [5 empty] | operating
p2985 | n5261 | 11.603 | 0 | 1 | wind onshore | wind | wind | 51.6274 | 9.749 | [5 empty] | operating
p2986 | n5262 | 58.1512 | 0 | 1 | wind onshore | wind | wind | 51.4668 | 9.8328 | [5 empty] | operating
p2987 | n5263 | 52.05 | 0 | 1 | wind onshore | wind | wind | 51.9807 | 9.7751 | [5 empty] | operating
p2988 | n5264 | 297.8557 | 0 | 1 | wind onshore | wind | wind | 50.9429 | 10.3931 | [5 empty] | operating
p2989 | n5265 | 34.6561 | 0 | 1 | wind onshore | wind | wind | 49.6285 | 11.0234 | [5 empty] | operating
p2990 | n5266 | 132.235 | 0 | 1 | wind onshore | wind | wind | 49.9927 | 11.0262 | [5 empty] | operating
p2991 | n5267 | 368.38 | 0 | 1 | wind onshore | wind | wind | 51.4745 | 11.0179 | [5 empty] | operating
p2992 | n5268 | 55.681 | 0 | 1 | wind onshore | wind | wind | 52.3798 | 9.8891 | [5 empty] | operating
p2993 | n5269 | 146.35 | 0 | 1 | wind onshore | wind | wind | 52.3379 | 10.0223 | [5 empty] | operating
p2994 | n5270 | 37.35 | 0 | 1 | wind onshore | wind | wind | 52.1983 | 9.9467 | [5 empty] | operating
p2995 | n5271 | 102.53 | 0 | 1 | wind onshore | wind | wind | 52.2858 | 10.3011 | [5 empty] | operating
p2996 | n5272 | 203.43 | 0 | 1 | wind onshore | wind | wind | 52.3387 | 10.8311 | [5 empty] | operating
p2997 | n5273 | 3.105 | 0 | 1 | wind onshore | wind | wind | 52.1983 | 10.5112 | [5 empty] | operating
p2998 | n5274 | 9.41 | 0 | 1 | wind onshore | wind | wind | 52.2581 | 10.4535 | [5 empty] | operating
p2999 | n5276 | 77.9787 | 0 | 1 | wind onshore | wind | wind | 49.9397 | 10.2599 | [5 empty] | operating
p3000 | n5277 | 65.735 | 0 | 1 | wind onshore | wind | wind | 52.3152 | 7.7014 | [5 empty] | operating
p3001 | n5278 | 16.5 | 0 | 1 | wind onshore | wind | wind | 50.8554 | 6.7305 | [5 empty] | operating
p3002 | n5279 | 173.1616 | 0 | 1 | wind onshore | wind | wind | 51.5805 | 9.3947 | [5 empty] | operating
p3003 | n5280 | 0.0015 | 0 | 1 | wind onshore | wind | wind | 50.1479 | 8.6188 | [5 empty] | operating
p3004 | n5281 | 20.2542 | 0 | 1 | wind onshore | wind | wind | 50.4068 | 11.0468 | [5 empty] | operating
p3005 | n5282 | 52.75 | 0 | 1 | wind onshore | wind | wind | 50.6625 | 8.4842 | [5 empty] | operating
p3006 | n5283 | 127.838 | 0 | 1 | wind onshore | wind | wind | 50.1311 | 10.0305 | [5 empty] | operating
p3007 | n5284 | 46.8183 | 0 | 1 | wind onshore | wind | wind | 50.8163 | 6.0425 | [5 empty] | operating
p3008 | n5285 | 148.225 | 0 | 1 | wind onshore | wind | wind | 49.8238 | 6.6989 | [5 empty] | operating
p3009 | n5286 | 21.3 | 0 | 1 | wind onshore | wind | wind | 52.3068 | 10.6801 | [5 empty] | operating
p3010 | n5287 | 69.065 | 0 | 1 | wind onshore | wind | wind | 51.8001 | 8.2452 | [5 empty] | operating
p3011 | n5288 | 106.45 | 0 | 1 | wind onshore | wind | wind | 51.7653 | 9.2491 | [5 empty] | operating
p3012 | n5356 | 4.7 | 0 | 1 | wind onshore | wind | wind | 49.1053 | 9.3301 | [5 empty] | operating
p3013 | n5357 | 391.63 | 0 | 1 | wind onshore | wind | wind | 49.9433 | 7.8566 | [5 empty] | operating
p3014 | n5365 | 67.492 | 0 | 1 | wind onshore | wind | wind | 49.9274 | 9.9083 | [5 empty] | operating
p3015 | n5368 | 25 | 0 | 1 | wind onshore | wind | wind | 49.9795 | 8.98 | [5 empty] | operating
p3016 | n6078 | 105.3025 | 0 | 1 | wind onshore | wind | wind | 53.5632 | 11.4629 | [5 empty] | operating
p3017 | n6079 | 387.9872 | 0 | 1 | wind onshore | wind | wind | 53.457 | 13.9815 | [5 empty] | operating
p3018 | n6080 | 317.65 | 0 | 1 | wind onshore | wind | wind | 53.066 | 11.9463 | [5 empty] | operating
p3019 | n6081 | 5.6 | 0 | 1 | wind onshore | wind | wind | 52.6422 | 13.049 | [5 empty] | operating
p3020 | n6082 | 12.3824 | 0 | 1 | wind onshore | wind | wind | 52.593 | 13.4102 | [5 empty] | operating
p3021 | n6083 | 174.4 | 0 | 1 | wind onshore | wind | wind | 53.0891 | 14.252 | [5 empty] | operating
p3022 | n6084 | 221.5226 | 0 | 1 | wind onshore | wind | wind | 54.1437 | 12.1283 | [5 empty] | operating
p3023 | n6085 | 336.61 | 0 | 1 | wind onshore | wind | wind | 54.0674 | 12.2731 | [5 empty] | operating
p3024 | n6086 | 219.965 | 0 | 1 | wind onshore | wind | wind | 53.7593 | 12.2058 | [5 empty] | operating
p3025 | n6088 | 262.2655 | 0 | 1 | wind onshore | wind | wind | 54.2588 | 13.0669 | [5 empty] | operating
p3026 | n6089 | 250.4735 | 0 | 1 | wind onshore | wind | wind | 53.8379 | 13.141 | [5 empty] | operating
p3027 | n6090 | 154.7015 | 0 | 1 | wind onshore | wind | wind | 54.1126 | 13.6011 | [5 empty] | operating
p3028 | n6092 | 19.4 | 0 | 1 | wind onshore | wind | wind | 53.1962 | 13.7686 | [5 empty] | operating
p3029 | n6093 | 308.431 | 0 | 1 | wind onshore | wind | wind | 53.3342 | 12.2539 | [5 empty] | operating
p3030 | n6096 | 218.275 | 0 | 1 | wind onshore | wind | wind | 53.5501 | 11.7979 | [5 empty] | operating
p3031 | n6097 | 959.9838 | 0 | 1 | wind onshore | wind | wind | 52.7338 | 11.7595 | [5 empty] | operating
p3032 | n6098 | 1.65 | 0 | 1 | wind onshore | wind | wind | 54.5808 | 12.5436 | [5 empty] | operating
p3033 | n6118 | 6.65 | 0 | 1 | wind onshore | wind | wind | 54.7159 | 12.8705 | [5 empty] | operating
p3034 | n6138 | 214.075 | 0 | 1 | wind onshore | wind | wind | 53.7925 | 13.3031 | [5 empty] | operating
p3035 | n6141 | 141.75 | 0 | 1 | wind onshore | wind | wind | 53.6218 | 13.3511 | [5 empty] | operating
p3036 | n6149 | 67.2064 | 0 | 1 | wind onshore | wind | wind | 53.5746 | 13.2166 | [5 empty] | operating
p3037 | n6150 | 118.75 | 0 | 1 | wind onshore | wind | wind | 53.2734 | 12.3967 | [5 empty] | operating
p3038 | n6151 | 40.5 | 0 | 1 | wind onshore | wind | wind | 53.5689 | 12.2745 | [5 empty] | operating
p3039 | n6152 | 100.7 | 0 | 1 | wind onshore | wind | wind | 52.8443 | 13.2083 | [5 empty] | operating
p3040 | n6190 | 93.98 | 0 | 1 | wind onshore | wind | wind | 53.5207 | 8.1258 | [5 empty] | operating
p3041 | n6191 | 97.582 | 0 | 1 | wind onshore | wind | wind | 53.1089 | 8.3249 | [5 empty] | operating
p3042 | n6192 | 56.375 | 0 | 1 | wind onshore | wind | wind | 53.1031 | 8.557 | [5 empty] | operating
p3043 | n6193 | 208.16 | 0 | 1 | wind onshore | wind | wind | 53.829 | 9.3823 | [5 empty] | operating
p3044 | n6197 | 252.2248 | 0 | 1 | wind onshore | wind | wind | 53.4308 | 7.2125 | [5 empty] | operating
p3045 | n6198 | 102.526 | 0 | 1 | wind onshore | wind | wind | 52.7936 | 7.2276 | [5 empty] | operating
p3046 | n6199 | 560.8546 | 0 | 1 | wind onshore | wind | wind | 53.0577 | 7.3759 | [5 empty] | operating
p3047 | n6200 | 413.4042 | 0 | 1 | wind onshore | wind | wind | 53.3743 | 7.2565 | [5 empty] | operating
p3048 | n6201 | 315.635 | 0 | 1 | wind onshore | wind | wind | 53.555 | 8.0022 | [5 empty] | operating
p3049 | n6202 | 193.5341 | 0 | 1 | wind onshore | wind | wind | 53.6153 | 8.0887 | [5 empty] | operating
p3050 | n6203 | 362.0358 | 0 | 1 | wind onshore | wind | wind | 52.9188 | 8.0708 | [5 empty] | operating
p3051 | n6204 | 170.69 | 0 | 1 | wind onshore | wind | wind | 53.3005 | 8.1216 | [5 empty] | operating
p3052 | n6205 | 176.85 | 0 | 1 | wind onshore | wind | wind | 52.9478 | 8.4663 | [5 empty] | operating
p3053 | n6206 | 249.376 | 0 | 1 | wind onshore | wind | wind | 52.5914 | 8.3688 | [5 empty] | operating
p3054 | n6207 | 254.137 | 0 | 1 | wind onshore | wind | wind | 53.3424 | 8.3922 | [5 empty] | operating
p3055 | n6208 | 57.919 | 0 | 1 | wind onshore | wind | wind | 52.9908 | 8.8783 | [5 empty] | operating
p3056 | n6209 | 388.955 | 0 | 1 | wind onshore | wind | wind | 52.8202 | 8.9827 | [5 empty] | operating
p3057 | n6210 | 1679.3489 | 0 | 1 | wind onshore | wind | wind | 53.9068 | 9.2422 | [5 empty] | operating
p3058 | n6211 | 344.5012 | 0 | 1 | wind onshore | wind | wind | 53.0437 | 9.234 | [5 empty] | operating
p3059 | n6212 | 24.756 | 0 | 1 | wind onshore | wind | wind | 53.9076 | 9.4057 | [5 empty] | operating
p3060 | n6213 | 0.002 | 0 | 1 | wind onshore | wind | wind | 53.6869 | 9.4482 | [5 empty] | operating
p3061 | n6214 | 296.1396 | 0 | 1 | wind onshore | wind | wind | 53.4153 | 9.5169 | [5 empty] | operating
p3062 | n6215 | 332.3048 | 0 | 1 | wind onshore | wind | wind | 53.9617 | 9.5691 | [5 empty] | operating
p3063 | n6216 | 433.2896 | 0 | 1 | wind onshore | wind | wind | 53.0065 | 10.3958 | [5 empty] | operating
p3064 | n6217 | 32.842 | 0 | 1 | wind onshore | wind | wind | 53.812 | 9.9481 | [5 empty] | operating
p3065 | n6218 | 22.5075 | 0 | 1 | wind onshore | wind | wind | 53.678 | 9.6776 | [5 empty] | operating
p3066 | n6219 | 179.312 | 0 | 1 | wind onshore | wind | wind | 53.4439 | 9.8836 | [5 empty] | operating
p3067 | n6220 | 211.5798 | 0 | 1 | wind onshore | wind | wind | 54.3053 | 9.76 | [5 empty] | operating
p3068 | n6221 | 0.01 | 0 | 1 | wind onshore | wind | wind | 53.7219 | 9.9715 | [5 empty] | operating
p3069 | n6222 | 0.006 | 0 | 1 | wind onshore | wind | wind | 53.568 | 10.2544 | [5 empty] | operating
p3070 | n6223 | 31.599 | 0 | 1 | wind onshore | wind | wind | 54.3348 | 10.1184 | [5 empty] | operating
p3071 | n6224 | 30.536 | 0 | 1 | wind onshore | wind | wind | 54.25 | 10.1624 | [5 empty] | operating
p3072 | n6225 | 117.12 | 0 | 1 | wind onshore | wind | wind | 53.4357 | 10.459 | [5 empty] | operating
p3073 | n6226 | 228.7645 | 0 | 1 | wind onshore | wind | wind | 53.2644 | 10.4411 | [5 empty] | operating
p3074 | n6227 | 133.6298 | 0 | 1 | wind onshore | wind | wind | 53.8339 | 10.5482 | [5 empty] | operating
p3075 | n6228 | 311.0085 | 0 | 1 | wind onshore | wind | wind | 53.9472 | 10.882 | [5 empty] | operating
p3076 | n6229 | 81.52 | 0 | 1 | wind onshore | wind | wind | 53.872 | 10.757 | [5 empty] | operating
p3077 | n6231 | 72.08 | 0 | 1 | wind onshore | wind | wind | 52.9023 | 7.1933 | [5 empty] | operating
p3078 | n6232 | 103.5086 | 0 | 1 | wind onshore | wind | wind | 52.6997 | 7.2441 | [5 empty] | operating
p3079 | n6233 | 524.8748 | 0 | 1 | wind onshore | wind | wind | 53.4676 | 9.0019 | [5 empty] | operating
p3080 | n6234 | 716.1349 | 0 | 1 | wind onshore | wind | wind | 54.7421 | 9.407 | [5 empty] | operating
p3081 | n6235 | 24.9712 | 0 | 1 | wind onshore | wind | wind | 53.4962 | 9.9989 | [5 empty] | operating
p3082 | n6254 | 115.7865 | 0 | 1 | wind onshore | wind | wind | 53.5689 | 9.3494 | [5 empty] | operating
p3083 | n6255 | 17 | 0 | 1 | wind onshore | wind | wind | 53.6186 | 9.4455 | [5 empty] | operating
p3084 | n6257 | 653.2965 | 0 | 1 | wind onshore | wind | wind | 53.665 | 7.5188 | [5 empty] | operating
p3085 | n6259 | 268.5968 | 0 | 1 | wind onshore | wind | wind | 54.3838 | 10.3244 | [5 empty] | operating
p3086 | n6268 | 33.1754 | 0 | 1 | wind onshore | wind | wind | 54.2508 | 8.0571 | [5 empty] | operating
p3087 | n6278 | 3.6 | 0 | 1 | wind onshore | wind | wind | 53.6918 | 6.4806 | [5 empty] | operating
p3088 | n6286 | 557.2633 | 0 | 1 | wind onshore | wind | wind | 53.9318 | 9.3274 | [5 empty] | operating
p3089 | n6287 | 67.55 | 0 | 1 | wind onshore | wind | wind | 52.8476 | 7.1617 | [5 empty] | operating
p3090 | n6288 | 2326.3689 | 0 | 1 | wind onshore | wind | wind | 54.7928 | 9.2532 | [5 empty] | operating
p3091 | n6289 | 26.375 | 0 | 1 | wind onshore | wind | wind | 53.7211 | 9.3246 | [5 empty] | operating
p3092 | n6292 | 269.065 | 0 | 1 | wind onshore | wind | wind | 52.5914 | 8.8152 | [5 empty] | operating
p3093 | n6293 | 56.71 | 0 | 1 | wind onshore | wind | wind | 53.0255 | 8.5927 | [5 empty] | operating
p3094 | n7544 | 4 | 0 | 1 | wind onshore | wind | wind | 51.2617 | 6.466 | [5 empty] | operating
p3095 | n7545 | 31.86 | 0 | 1 | wind onshore | wind | wind | 51.6385 | 7.6959 | [5 empty] | operating
p3096 | n7546 | 3.12 | 0 | 1 | wind onshore | wind | wind | 51.49 | 6.9249 | [5 empty] | operating
p3097 | n7549 | 41.6 | 0 | 1 | wind onshore | wind | wind | 52.3538 | 9.2794 | [5 empty] | operating
p3098 | n7550 | 162.6 | 0 | 1 | wind onshore | wind | wind | 51.8171 | 13.0833 | [5 empty] | operating
p3099 | n7552 | 0.004 | 0 | 1 | wind onshore | wind | wind | 47.6164 | 9.6634 | [5 empty] | operating
p3100 | n7553 | 13.85 | 0 | 1 | wind onshore | wind | wind | 49.7715 | 6.5602 | [5 empty] | operating
p3101 | n7931 | 79.35 | 0 | 1 | wind onshore | wind | wind | 50.0563 | 9.0692 | [5 empty] | operating
p3102 | n7938 | 256.415 | 0 | 1 | wind onshore | wind | wind | 53.4016 | 7.1557 | [5 empty] | operating
p3103 | n7940 | 142.376 | 0 | 1 | wind onshore | wind | wind | 49.4344 | 7.6051 | [5 empty] | operating
p3104 | n7942 | 0.001 | 0 | 1 | wind onshore | wind | wind | 49.0934 | 9.1229 | [5 empty] | operating
p3105 | n7943 | 80.15 | 0 | 1 | wind onshore | wind | wind | 52.0269 | 11.8608 | [5 empty] | operating
p3106 | n7948 | 123.735 | 0 | 1 | wind onshore | wind | wind | 52.7054 | 13.5195 | [5 empty] | operating
p3107 | n7952 | 3.1923 | 0 | 1 | wind onshore | wind | wind | 47.9064 | 8.4139 | [5 empty] | operating
p3108 | n7953 | 3.3992 | 0 | 1 | wind onshore | wind | wind | 47.9642 | 8.5034 | [5 empty] | operating
p3109 | n7954 | 1 | 0 | 1 | wind onshore | wind | wind | 48.7561 | 9.4423 | [5 empty] | operating
p3110 | n7955 | 12.73 | 0 | 1 | wind onshore | wind | wind | 50.9274 | 6.8076 | [5 empty] | operating
p3111 | n8187 | 51.42 | 0 | 1 | wind onshore | wind | wind | 53.6731 | 9.2752 | [5 empty] | operating
p3112 | n8188 | 67.425 | 0 | 1 | wind onshore | wind | wind | 50.8944 | 11.5974 | [5 empty] | operating
p3113 | n8190 | 251.47 | 0 | 1 | wind onshore | wind | wind | 52.6147 | 12.2333 | [5 empty] | operating
p3114 | n8369 | 68.856 | 0 | 1 | wind onshore | wind | wind | 52.7047 | 12.979 | [5 empty] | operating
p3115 | n8407 | 63.7 | 0 | 1 | wind onshore | wind | wind | 52.1141 | 14.4402 | [5 empty] | operating
p3116 | n8411 | 109.1161 | 0 | 1 | wind onshore | wind | wind | 50.9593 | 13.1287 | [5 empty] | operating
p3117 | n8422 | 100.4045 | 0 | 1 | wind onshore | wind | wind | 49.3985 | 7.1768 | [5 empty] | operating
p3118 | n8440 | 242.9073 | 0 | 1 | wind onshore | wind | wind | 51.0103 | 10.345 | [5 empty] | operating
p3119 | n8449 | 56.2 | 0 | 1 | wind onshore | wind | wind | 52.7928 | 7.1301 | [5 empty] | operating
p3120 | n8450 | 254.8095 | 0 | 1 | wind onshore | wind | wind | 51.5677 | 12.1715 | [5 empty] | operating
p3121 | n8456 | 1.46 | 0 | 1 | wind onshore | wind | wind | 53.5591 | 12.5533 | [5 empty] | operating
p3122 | n8472 | 282.745 | 0 | 1 | wind onshore | wind | wind | 50.2648 | 7.505 | [5 empty] | operating
p3123 | n8480 | 78.948 | 0 | 1 | wind onshore | wind | wind | 50.306 | 8.1244 | [5 empty] | operating
p3124 | n8488 | 79.55 | 0 | 1 | wind onshore | wind | wind | 53.5721 | 12.133 | [5 empty] | operating
p3125 | n8490 | 98.2663 | 0 | 1 | wind onshore | wind | wind | 51.3915 | 6.5025 | [5 empty] | operating
p3126 | n8492 | 683.5236 | 0 | 1 | wind onshore | wind | wind | 53.1888 | 13.9416 | [5 empty] | operating
p3127 | n8508 | 50.8 | 0 | 1 | wind onshore | wind | wind | 49.884 | 10.0209 | [5 empty] | operating
p3128 | n8519 | 307.37 | 0 | 1 | wind onshore | wind | wind | 49.608 | 10.0072 | [5 empty] | operating
p3129 | n8523 | 81.95 | 0 | 1 | wind onshore | wind | wind | 53.6251 | 11.7252 | [5 empty] | operating
p3130 | n8545 | 0.01675 | 0 | 1 | wind onshore | wind | wind | 48.2814 | 10.0648 | [5 empty] | operating
p3131 | n8548 | 29.8899 | 0 | 1 | wind onshore | wind | wind | 52.5037 | 7.3375 | [5 empty] | operating
p3132 | n8550 | 555.4252 | 0 | 1 | wind onshore | wind | wind | 51.8256 | 13.1657 | [5 empty] | operating
p3133 | n8552 | 75 | 0 | 1 | wind onshore | wind | wind | 49.8353 | 6.6316 | [5 empty] | operating
p3134 | n8556 | 17 | 0 | 1 | wind onshore | wind | wind | 50.9939 | 8.0324 | [5 empty] | operating
p3135 | n8561 | 42.5 | 0 | 1 | wind onshore | wind | wind | 51.7687 | 7.9939 | [5 empty] | operating
p3136 | n8584 | 57.625 | 0 | 1 | wind onshore | wind | wind | 49.5466 | 6.6193 | [5 empty] | operating
p3137 | n8609 | 41.0196 | 0 | 1 | wind onshore | wind | wind | 48.441 | 11.0207 | [5 empty] | operating
p3138 | n8611 | 3.9 | 0 | 1 | wind onshore | wind | wind | 51.8994 | 8.5446 | [5 empty] | operating
p3139 | n8615 | 2.3 | 0 | 1 | wind onshore | wind | wind | 48.3708 | 11.7375 | [5 empty] | operating
p3140 | n8621 | 6.6 | 0 | 1 | wind onshore | wind | wind | 51.9747 | 8.6449 | [5 empty] | operating
p3141 | n8628 | 225.956 | 0 | 1 | wind onshore | wind | wind | 52.2614 | 14.3179 | [5 empty] | operating
p3142 | n8629 | 20.9 | 0 | 1 | wind onshore | wind | wind | 53.8744 | 9.3947 | [5 empty] | operating
p3143 | n8630 | 73.26 | 0 | 1 | wind onshore | wind | wind | 51.8027 | 7.9417 | [5 empty] | operating
p3144 | n8636 | 108.1235 | 0 | 1 | wind onshore | wind | wind | 53.085 | 9.0253 | [5 empty] | operating
p3145 | n8641 | 37.675 | 0 | 1 | wind onshore | wind | wind | 52.1706 | 9.0706 | [5 empty] | operating
p3146 | n8644 | 8 | 0 | 1 | wind onshore | wind | wind | 49.4226 | 8.3084 | [5 empty] | operating
p3147 | n8645 | 75.56 | 0 | 1 | wind onshore | wind | wind | 49.8327 | 8.4828 | [5 empty] | operating
p3148 | n8647 | 115.9453 | 0 | 1 | wind onshore | wind | wind | 51.0638 | 12.626 | [5 empty] | operating
p3149 | n8652 | 251.335 | 0 | 1 | wind onshore | wind | wind | 51.3889 | 8.8564 | [5 empty] | operating
p3150 | n8656 | 100.98 | 0 | 1 | wind onshore | wind | wind | 53.7487 | 13.277 | [5 empty] | operating
p3151 | n8662 | 267.984 | 0 | 1 | wind onshore | wind | wind | 50.8675 | 12.063 | [5 empty] | operating
p3152 | n8665 | 65.727 | 0 | 1 | wind onshore | wind | wind | 49.7822 | 9.5059 | [5 empty] | operating
p3153 | n8668 | 14 | 0 | 1 | wind onshore | wind | wind | 50.1954 | 8.7561 | [5 empty] | operating
p3154 | n8671 | 267.312 | 0 | 1 | wind onshore | wind | wind | 51.7653 | 12.9886 | [5 empty] | operating
p3155 | n8685 | 32.925 | 0 | 1 | wind onshore | wind | wind | 50.9524 | 13.8084 | [5 empty] | operating
p3156 | n8686 | 45.38 | 0 | 1 | wind onshore | wind | wind | 52.8384 | 13.3141 | [5 empty] | operating
p3157 | n8690 | 8.25 | 0 | 1 | wind onshore | wind | wind | 51.7687 | 9.771 | [5 empty] | operating
p3158 | n8691 | 172.77 | 0 | 1 | wind onshore | wind | wind | 53.6487 | 13.2742 | [5 empty] | operating
p3159 | n8693 | 185.199 | 0 | 1 | wind onshore | wind | wind | 52.4594 | 7.9692 | [5 empty] | operating
p3160 | n8696 | 20.0138 | 0 | 1 | wind onshore | wind | wind | 48.4593 | 10.4535 | [5 empty] | operating
p3161 | n8704 | 55.45 | 0 | 1 | wind onshore | wind | wind | 53.2348 | 8.329 | [5 empty] | operating
p3162 | n8710 | 1.8 | 0 | 1 | wind onshore | wind | wind | 48.4511 | 9.1859 | [5 empty] | operating
p3163 | n8718 | 526.335 | 0 | 1 | wind onshore | wind | wind | 53.0123 | 12.0753 | [5 empty] | operating
p3164 | n8726 | 9 | 0 | 1 | wind onshore | wind | wind | 48.8674 | 8.4773 | [5 empty] | operating
p3165 | n8727 | 16.76 | 0 | 1 | wind onshore | wind | wind | 51.0371 | 7.5462 | [5 empty] | operating
p3166 | n8733 | 252.12 | 0 | 1 | wind onshore | wind | wind | 50.9818 | 6.2279 | [5 empty] | operating
p3167 | n8734 | 3.0536 | 0 | 1 | wind onshore | wind | wind | 48.3918 | 12.7881 | [5 empty] | operating
p3168 | n8738 | 54.95 | 0 | 1 | wind onshore | wind | wind | 52.3731 | 12.9357 | [5 empty] | operating
p3169 | n8739 | 192.0016 | 0 | 1 | wind onshore | wind | wind | 53.1163 | 13.9307 | [5 empty] | operating
p3170 | n8745 | 80.075 | 0 | 1 | wind onshore | wind | wind | 50.8146 | 8.0598 | [5 empty] | operating
p3171 | n8747 | 34.6505 | 0 | 1 | wind onshore | wind | wind | 51.1458 | 9.1255 | [5 empty] | operating
p3172 | n8751 | 137.61 | 0 | 1 | wind onshore | wind | wind | 52.5338 | 7.3897 | [5 empty] | operating
p3173 | n8764 | 116.965 | 0 | 1 | wind onshore | wind | wind | 52.4661 | 8.3743 | [5 empty] | operating
p3174 | n8765 | 0.825 | 0 | 1 | wind onshore | wind | wind | 50.6303 | 11.6016 | [5 empty] | operating
p3175 | n8777 | 23.0835 | 0 | 1 | wind onshore | wind | wind | 51.6972 | 7.6932 | [5 empty] | operating
p3176 | n8791 | 78.105 | 0 | 1 | wind onshore | wind | wind | 54.258 | 10.0539 | [5 empty] | operating
p3177 | n8793 | 46.1275 | 0 | 1 | wind onshore | wind | wind | 48.0166 | 10.7611 | [5 empty] | operating
p3178 | n8794 | 40.45 | 0 | 1 | wind onshore | wind | wind | 50.7712 | 6.8115 | [5 empty] | operating
p3179 | n8798 | 13.875 | 0 | 1 | wind onshore | wind | wind | 53.1822 | 8.4196 | [5 empty] | operating
p3180 | n8802 | 7.03 | 0 | 1 | wind onshore | wind | wind | 51.9553 | 8.4375 | [5 empty] | operating
p3181 | n8807 | 202.865 | 0 | 1 | wind onshore | wind | wind | 53.197 | 8.5954 | [5 empty] | operating
p3182 | n8808 | 374.347 | 0 | 1 | wind onshore | wind | wind | 49.5617 | 8.3057 | [5 empty] | operating

## tech
index | tech | fuel | eta | variable_om | plant_type
0 | steam | uran | 0.332 | 8.5 | conventional
1 | steam | lignite | 0.434 | 7 | conventional
2 | steam | hard coal | 0.461 | 6 | conventional
3 | ccgt | gas | 0.602 | 4 | conventional
4 | ocgt | gas | 0.391 | 3 | conventional
5 | steam | gas | 0.411 | 3 | conventional
6 | ccot | oil | 0.602 | 4 | conventional
7 | ocot | oil | 0.391 | 3 | conventional
8 | steam | oil | 0.411 | 3 | conventional
9 | reservoir | hydro | 1 | 0 | hydro_res
10 | psp | hydro | 0.75 | 0 | hydro_psp
11 | ror | hydro | 1 | 0 | hydro_ror
12 | hydro | hydro | 1 | 0 | hydro
13 | steam | waste | 1 | 0 | conventional
14 | ccgt | biomass | 1 | 0 | conventional
15 | steam | biomass | 1 | 0 | conventional
16 | tidal | hydro | 1 | 0 | hydro
17 | geothermal | sun | 1 | 0 | other_res
18 | wind | wind | 1 | 0 | wind
19 | solar | sun | 1 | 0 | solar
20 | csp | sun | 1 | 0 | solar
21 | wind onshore | wind | 1 | 0 | wind
22 | wind offshore | wind | 1 | 0 | wind

## fuel
index | co2_content | fuel_price
uran | 0 | 3
lignite | 0.36361 | 4.39
hard coal | 0.35389 | 11.6881
gas | 0.20197 | 27.7036
oil | 0.27865 | 72.6826
biomass | 0 | 7.2
hydro | 0 | 0
wind | 0 | 0
sun | 0 | 0
waste | 0 | 7.2
carbon | 0 | 12.8955

## timeseries
index | timestep | zone | wind onshore | wind offshore | solar | utc_timestamp
1 | t0001 | DE | 0.33907 | 0.70749 | 0 | 2017-01-01
2 | t0002 | DE | 0.33125 | 0.70642 | 0 | 2017-01-01 01:00
3 | t0003 | DE | 0.32144 | 0.70664 | 0 | 2017-01-01 02:00
4 | t0004 | DE | 0.32524 | 0.70642 | 0 | 2017-01-01 03:00
5 | t0005 | DE | 0.3364 | 0.7045 | 0 | 2017-01-01 04:00
6 | t0006 | DE | 0.35754 | 0.68266 | 0 | 2017-01-01 05:00
7 | t0007 | DE | 0.36609 | 0.61734 | 3.6187e-05 | 2017-01-01 06:00
8 | t0008 | DE | 0.36989 | 0.56981 | 0.0099153 | 2017-01-01 07:00
9 | t0009 | DE | 0.36879 | 0.55782 | 0.075378 | 2017-01-01 08:00
10 | t0010 | DE | 0.34292 | 0.49422 | 0.16932 | 2017-01-01 09:00
11 | t0011 | DE | 0.31295 | 0.46467 | 0.24716 | 2017-01-01 10:00
12 | t0012 | DE | 0.28916 | 0.41799 | 0.28682 | 2017-01-01 11:00
13 | t0013 | DE | 0.26973 | 0.30557 | 0.25635 | 2017-01-01 12:00
14 | t0014 | DE | 0.25429 | 0.16809 | 0.16773 | 2017-01-01 13:00
15 | t0015 | DE | 0.24029 | 0.095931 | 0.060107 | 2017-01-01 14:00
16 | t0016 | DE | 0.2424 | 0.11263 | 0.0042701 | 2017-01-01 15:00
17 | t0017 | DE | 0.25705 | 0.12762 | 0 | 2017-01-01 16:00
18 | t0018 | DE | 0.25643 | 0.16188 | 0 | 2017-01-01 17:00
19 | t0019 | DE | 0.26141 | 0.19914 | 0 | 2017-01-01 18:00
20 | t0020 | DE | 0.26743 | 0.33897 | 0 | 2017-01-01 19:00
21 | t0021 | DE | 0.26858 | 0.4242 | 0 | 2017-01-01 20:00
22 | t0022 | DE | 0.27811 | 0.5242 | 0 | 2017-01-01 21:00
23 | t0023 | DE | 0.26841 | 0.58116 | 0 | 2017-01-01 22:00
24 | t0024 | DE | 0.26512 | 0.63383 | 0 | 2017-01-01 23:00
25 | t0025 | DE | 0.27881 | 0.64111 | 0 | 2017-01-02
26 | t0026 | DE | 0.28281 | 0.56767 | 0 | 2017-01-02 01:00
27 | t0027 | DE | 0.2895 | 0.51349 | 0 | 2017-01-02 02:00
28 | t0028 | DE | 0.27791 | 0.45075 | 0 | 2017-01-02 03:00
29 | t0029 | DE | 0.27623 | 0.43662 | 0 | 2017-01-02 04:00
30 | t0030 | DE | 0.28342 | 0.43833 | 0 | 2017-01-02 05:00
31 | t0031 | DE | 0.28837 | 0.35739 | 0 | 2017-01-02 06:00
32 | t0032 | DE | 0.27336 | 0.3606 | 0.0037997 | 2017-01-02 07:00
33 | t0033 | DE | 0.23849 | 0.43597 | 0.028009 | 2017-01-02 08:00
34 | t0034 | DE | 0.22027 | 0.53255 | 0.058877 | 2017-01-02 09:00
35 | t0035 | DE | 0.198 | 0.59593 | 0.086886 | 2017-01-02 10:00
36 | t0036 | DE | 0.20287 | 0.61285 | 0.10379 | 2017-01-02 11:00
37 | t0037 | DE | 0.21181 | 0.54861 | 0.091482 | 2017-01-02 12:00
38 | t0038 | DE | 0.21957 | 0.57837 | 0.056886 | 2017-01-02 13:00
39 | t0039 | DE | 0.2264 | 0.53747 | 0.02012 | 2017-01-02 14:00
40 | t0040 | DE | 0.23703 | 0.55931 | 0.001737 | 2017-01-02 15:00
41 | t0041 | DE | 0.25955 | 0.62013 | 0 | 2017-01-02 16:00
42 | t0042 | DE | 0.29268 | 0.64904 | 0 | 2017-01-02 17:00
43 | t0043 | DE | 0.31045 | 0.61221 | 0 | 2017-01-02 18:00
44 | t0044 | DE | 0.3107 | 0.61178 | 0 | 2017-01-02 19:00
45 | t0045 | DE | 0.32445 | 0.58009 | 0 | 2017-01-02 20:00
46 | t0046 | DE | 0.33578 | 0.59507 | 0 | 2017-01-02 21:00
47 | t0047 | DE | 0.36623 | 0.56809 | 0 | 2017-01-02 22:00
48 | t0048 | DE | 0.39283 | 0.54176 | 0 | 2017-01-02 23:00
49 | t0049 | DE | 0.39837 | 0.52934 | 0 | 2017-01-03
50 | t0050 | DE | 0.40939 | 0.54989 | 0 | 2017-01-03 01:00
51 | t0051 | DE | 0.43683 | 0.57152 | 0 | 2017-01-03 02:00
52 | t0052 | DE | 0.44757 | 0.62869 | 0 | 2017-01-03 03:00
53 | t0053 | DE | 0.46883 | 0.65525 | 0 | 2017-01-03 04:00
54 | t0054 | DE | 0.49611 | 0.66638 | 0 | 2017-01-03 05:00
55 | t0055 | DE | 0.53277 | 0.68458 | 0 | 2017-01-03 06:00
56 | t0056 | DE | 0.54944 | 0.68779 | 0.0025331 | 2017-01-03 07:00
57 | t0057 | DE | 0.58608 | 0.69315 | 0.019469 | 2017-01-03 08:00
58 | t0058 | DE | 0.63742 | 0.69379 | 0.042194 | 2017-01-03 09:00
59 | t0059 | DE | 0.68792 | 0.69807 | 0.065752 | 2017-01-03 10:00
60 | t0060 | DE | 0.72678 | 0.69593 | 0.077694 | 2017-01-03 11:00
61 | t0061 | DE | 0.75833 | 0.69829 | 0.069045 | 2017-01-03 12:00
62 | t0062 | DE | 0.77509 | 0.69893 | 0.044149 | 2017-01-03 13:00
63 | t0063 | DE | 0.80725 | 0.69764 | 0.015886 | 2017-01-03 14:00
64 | t0064 | DE | 0.83785 | 0.69807 | 0.0016646 | 2017-01-03 15:00
65 | t0065 | DE | 0.86194 | 0.6985 | 0 | 2017-01-03 16:00
66 | t0066 | DE | 0.88506 | 0.6985 | 0 | 2017-01-03 17:00
67 | t0067 | DE | 0.89875 | 0.69722 | 0 | 2017-01-03 18:00
68 | t0068 | DE | 0.91289 | 0.69079 | 0 | 2017-01-03 19:00
69 | t0069 | DE | 0.91598 | 0.67366 | 0 | 2017-01-03 20:00
70 | t0070 | DE | 0.88576 | 0.68587 | 0 | 2017-01-03 21:00
71 | t0071 | DE | 0.87715 | 0.68887 | 0 | 2017-01-03 22:00
72 | t0072 | DE | 0.83686 | 0.6182 | 0 | 2017-01-03 23:00
73 | t0073 | DE | 0.81482 | 0.59486 | 0 | 2017-01-04
74 | t0074 | DE | 0.79961 | 0.54368 | 0 | 2017-01-04 01:00
75 | t0075 | DE | 0.78082 | 0.61306 | 0 | 2017-01-04 02:00
76 | t0076 | DE | 0.7849 | 0.59657 | 0 | 2017-01-04 03:00
77 | t0077 | DE | 0.79488 | 0.54989 | 0 | 2017-01-04 04:00
78 | t0078 | DE | 0.81575 | 0.57602 | 0 | 2017-01-04 05:00
79 | t0079 | DE | 0.84198 | 0.5743 | 0 | 2017-01-04 06:00
80 | t0080 | DE | 0.85851 | 0.60942 | 0.0017732 | 2017-01-04 07:00
81 | t0081 | DE | 0.8413 | 0.64261 | 0.024426 | 2017-01-04 08:00
82 | t0082 | DE | 0.82157 | 0.65139 | 0.063219 | 2017-01-04 09:00
83 | t0083 | DE | 0.82331 | 0.62463 | 0.094775 | 2017-01-04 10:00
84 | t0084 | DE | 0.81963 | 0.66039 | 0.1074 | 2017-01-04 11:00
85 | t0085 | DE | 0.79547 | 0.67066 | 0.09264 | 2017-01-04 12:00
86 | t0086 | DE | 0.76592 | 0.62013 | 0.057755 | 2017-01-04 13:00
87 | t0087 | DE | 0.73578 | 0.62548 | 0.02012 | 2017-01-04 14:00
88 | t0088 | DE | 0.69734 | 0.66938 | 0.0015922 | 2017-01-04 15:00
89 | t0089 | DE | 0.6469 | 0.65439 | 0 | 2017-01-04 16:00
90 | t0090 | DE | 0.63473 | 0.62184 | 0 | 2017-01-04 17:00
91 | t0091 | DE | 0.62713 | 0.60557 | 0 | 2017-01-04 18:00
92 | t0092 | DE | 0.58355 | 0.66445 | 0 | 2017-01-04 19:00
93 | t0093 | DE | 0.56187 | 0.67537 | 0 | 2017-01-04 20:00
94 | t0094 | DE | 0.51871 | 0.67966 | 0 | 2017-01-04 21:00
95 | t0095 | DE | 0.50187 | 0.65846 | 0 | 2017-01-04 22:00
96 | t0096 | DE | 0.47086 | 0.60428 | 0 | 2017-01-04 23:00
97 | t0097 | DE | 0.43768 | 0.55353 | 0 | 2017-01-05
98 | t0098 | DE | 0.41257 | 0.55589 | 0 | 2017-01-05 01:00
99 | t0099 | DE | 0.38532 | 0.55075 | 0 | 2017-01-05 02:00
100 | t0100 | DE | 0.37048 | 0.51306 | 0 | 2017-01-05 03:00
101 | t0101 | DE | 0.34832 | 0.52034 | 0 | 2017-01-05 04:00
102 | t0102 | DE | 0.32675 | 0.48051 | 0 | 2017-01-05 05:00
103 | t0103 | DE | 0.31652 | 0.47452 | 0 | 2017-01-05 06:00
104 | t0104 | DE | 0.30142 | 0.4955 | 0.0041977 | 2017-01-05 07:00
105 | t0105 | DE | 0.28326 | 0.47666 | 0.045849 | 2017-01-05 08:00
106 | t0106 | DE | 0.2737 | 0.4546 | 0.10824 | 2017-01-05 09:00
107 | t0107 | DE | 0.28902 | 0.36574 | 0.15474 | 2017-01-05 10:00
108 | t0108 | DE | 0.30491 | 0.26338 | 0.16114 | 2017-01-05 11:00
109 | t0109 | DE | 0.28624 | 0.18887 | 0.14026 | 2017-01-05 12:00
110 | t0110 | DE | 0.26138 | 0.13961 | 0.095607 | 2017-01-05 13:00
111 | t0111 | DE | 0.2496 | 0.1257 | 0.039046 | 2017-01-05 14:00
112 | t0112 | DE | 0.23399 | 0.1212 | 0.0035102 | 2017-01-05 15:00
113 | t0113 | DE | 0.22663 | 0.11842 | 0 | 2017-01-05 16:00
114 | t0114 | DE | 0.21679 | 0.099358 | 0 | 2017-01-05 17:00
115 | t0115 | DE | 0.19671 | 0.081156 | 0 | 2017-01-05 18:00
116 | t0116 | DE | 0.18223 | 0.058244 | 0 | 2017-01-05 19:00
117 | t0117 | DE | 0.16778 | 0.043897 | 0 | 2017-01-05 20:00
118 | t0118 | DE | 0.14981 | 0.026552 | 0 | 2017-01-05 21:00
119 | t0119 | DE | 0.13558 | 0.028908 | 0 | 2017-01-05 22:00
120 | t0120 | DE | 0.11286 | 0.044754 | 0 | 2017-01-05 23:00
121 | t0121 | DE | 0.10004 | 0.062527 | 0 | 2017-01-06
122 | t0122 | DE | 0.091888 | 0.079015 | 0 | 2017-01-06 01:00
123 | t0123 | DE | 0.088317 | 0.088651 | 0 | 2017-01-06 02:00
124 | t0124 | DE | 0.085758 | 0.12056 | 0 | 2017-01-06 03:00
125 | t0125 | DE | 0.078111 | 0.13747 | 0 | 2017-01-06 04:00
126 | t0126 | DE | 0.072375 | 0.17859 | 0 | 2017-01-06 05:00
127 | t0127 | DE | 0.072431 | 0.23704 | 0 | 2017-01-06 06:00
128 | t0128 | DE | 0.068073 | 0.23512 | 0.0047043 | 2017-01-06 07:00
129 | t0129 | DE | 0.054492 | 0.24818 | 0.060614 | 2017-01-06 08:00
130 | t0130 | DE | 0.038774 | 0.28822 | 0.14707 | 2017-01-06 09:00
131 | t0131 | DE | 0.026993 | 0.33683 | 0.2266 | 2017-01-06 10:00
132 | t0132 | DE | 0.029692 | 0.37709 | 0.26373 | 2017-01-06 11:00
133 | t0133 | DE | 0.033347 | 0.41242 | 0.24759 | 2017-01-06 12:00
134 | t0134 | DE | 0.035091 | 0.42698 | 0.17558 | 2017-01-06 13:00
135 | t0135 | DE | 0.039421 | 0.46745 | 0.074039 | 2017-01-06 14:00
136 | t0136 | DE | 0.051061 | 0.49593 | 0.0065861 | 2017-01-06 15:00
137 | t0137 | DE | 0.07693 | 0.48651 | 0 | 2017-01-06 16:00
138 | t0138 | DE | 0.10389 | 0.54433 | 0 | 2017-01-06 17:00
139 | t0139 | DE | 0.12883 | 0.60514 | 0 | 2017-01-06 18:00
140 | t0140 | DE | 0.14143 | 0.61799 | 0 | 2017-01-06 19:00
141 | t0141 | DE | 0.14391 | 0.6227 | 0 | 2017-01-06 20:00
142 | t0142 | DE | 0.15566 | 0.63212 | 0 | 2017-01-06 21:00
143 | t0143 | DE | 0.16994 | 0.63319 | 0 | 2017-01-06 22:00
144 | t0144 | DE | 0.18698 | 0.65525 | 0 | 2017-01-06 23:00
145 | t0145 | DE | 0.20017 | 0.66081 | 0 | 2017-01-07
146 | t0146 | DE | 0.21358 | 0.6666 | 0 | 2017-01-07 01:00
147 | t0147 | DE | 0.22123 | 0.67366 | 0 | 2017-01-07 02:00
148 | t0148 | DE | 0.23262 | 0.67816 | 0 | 2017-01-07 03:00
149 | t0149 | DE | 0.25002 | 0.66767 | 0 | 2017-01-07 04:00
150 | t0150 | DE | 0.26571 | 0.62034 | 0 | 2017-01-07 05:00
151 | t0151 | DE | 0.27215 | 0.59079 | 0 | 2017-01-07 06:00
152 | t0152 | DE | 0.29076 | 0.5349 | 0.0033654 | 2017-01-07 07:00
153 | t0153 | DE | 0.2972 | 0.49829 | 0.023775 | 2017-01-07 08:00
154 | t0154 | DE | 0.29023 | 0.41884 | 0.049649 | 2017-01-07 09:00
155 | t0155 | DE | 0.28025 | 0.41799 | 0.06416 | 2017-01-07 10:00
156 | t0156 | DE | 0.25958 | 0.36146 | 0.064631 | 2017-01-07 11:00
157 | t0157 | DE | 0.25171 | 0.33747 | 0.053376 | 2017-01-07 12:00
158 | t0158 | DE | 0.24327 | 0.40514 | 0.0317 | 2017-01-07 13:00
159 | t0159 | DE | 0.23908 | 0.46724 | 0.011797 | 2017-01-07 14:00
160 | t0160 | DE | 0.23866 | 0.46959 | 0.0010494 | 2017-01-07 15:00
161 | t0161 | DE | 0.22432 | 0.45396 | 0 | 2017-01-07 16:00
162 | t0162 | DE | 0.20754 | 0.44925 | 0 | 2017-01-07 17:00
163 | t0163 | DE | 0.18487 | 0.48544 | 0 | 2017-01-07 18:00
164 | t0164 | DE | 0.18237 | 0.47666 | 0 | 2017-01-07 19:00
165 | t0165 | DE | 0.1865 | 0.49336 | 0 | 2017-01-07 20:00
166 | t0166 | DE | 0.17337 | 0.46338 | 0 | 2017-01-07 21:00
167 | t0167 | DE | 0.16688 | 0.38501 | 0 | 2017-01-07 22:00
168 | t0168 | DE | 0.15026 | 0.29529 | 0 | 2017-01-07 23:00
169 | t0169 | DE | 0.13457 | 0.22976 | 0 | 2017-01-08
170 | t0170 | DE | 0.11399 | 0.15974 | 0 | 2017-01-08 01:00
171 | t0171 | DE | 0.095262 | 0.12677 | 0 | 2017-01-08 02:00
172 | t0172 | DE | 0.087164 | 0.079443 | 0 | 2017-01-08 03:00
173 | t0173 | DE | 0.077211 | 0.044325 | 0 | 2017-01-08 04:00
174 | t0174 | DE | 0.071643 | 0.017131 | 0 | 2017-01-08 05:00
175 | t0175 | DE | 0.061071 | 0.014561 | 0 | 2017-01-08 06:00
176 | t0176 | DE | 0.04406 | 0.0085653 | 0.00083231 | 2017-01-08 07:00
177 | t0177 | DE | 0.033854 | 0.006424 | 0.0086488 | 2017-01-08 08:00
178 | t0178 | DE | 0.026065 | 0.01349 | 0.0224 | 2017-01-08 09:00
179 | t0179 | DE | 0.021144 | 0.0049251 | 0.034957 | 2017-01-08 10:00
180 | t0180 | DE | 0.017039 | 0.0040685 | 0.040313 | 2017-01-08 11:00
181 | t0181 | DE | 0.013131 | 0.0059957 | 0.036766 | 2017-01-08 12:00
182 | t0182 | DE | 0.009082 | 0.0055675 | 0.025693 | 2017-01-08 13:00
183 | t0183 | DE | 0.0076199 | 0.0025696 | 0.010096 | 2017-01-08 14:00
184 | t0184 | DE | 0.0070294 | 0.0079229 | 0.00090468 | 2017-01-08 15:00
185 | t0185 | DE | 0.0076199 | 0.026338 | 0 | 2017-01-08 16:00
186 | t0186 | DE | 0.010263 | 0.030835 | 0 | 2017-01-08 17:00
187 | t0187 | DE | 0.01479 | 0.041542 | 0 | 2017-01-08 18:00
188 | t0188 | DE | 0.019429 | 0.065096 | 0 | 2017-01-08 19:00
189 | t0189 | DE | 0.024209 | 0.077088 | 0 | 2017-01-08 20:00
190 | t0190 | DE | 0.025924 | 0.08651 | 0 | 2017-01-08 21:00
191 | t0191 | DE | 0.029861 | 0.11563 | 0 | 2017-01-08 22:00
192 | t0192 | DE | 0.033938 | 0.15246 | 0 | 2017-01-08 23:00
193 | t0193 | DE | 0.035681 | 0.19272 | 0 | 2017-01-09
194 | t0194 | DE | 0.038858 | 0.20171 | 0 | 2017-01-09 01:00
195 | t0195 | DE | 0.041614 | 0.25632 | 0 | 2017-01-09 02:00
196 | t0196 | DE | 0.045775 | 0.32355 | 0 | 2017-01-09 03:00
197 | t0197 | DE | 0.05123 | 0.35567 | 0 | 2017-01-09 04:00
198 | t0198 | DE | 0.057416 | 0.37966 | 0 | 2017-01-09 05:00
199 | t0199 | DE | 0.067257 | 0.45075 | 0 | 2017-01-09 06:00
200 | t0200 | DE | 0.079432 | 0.52677 | 0.0012666 | 2017-01-09 07:00
201 | t0201 | DE | 0.086546 | 0.55589 | 0.011652 | 2017-01-09 08:00
202 | t0202 | DE | 0.086433 | 0.56039 | 0.029637 | 2017-01-09 09:00
203 | t0203 | DE | 0.090257 | 0.53961 | 0.048708 | 2017-01-09 10:00
204 | t0204 | DE | 0.091916 | 0.55653 | 0.059347 | 2017-01-09 11:00
205 | t0205 | DE | 0.10271 | 0.54668 | 0.053955 | 2017-01-09 12:00
206 | t0206 | DE | 0.11348 | 0.53704 | 0.036983 | 2017-01-09 13:00
207 | t0207 | DE | 0.1319 | 0.55096 | 0.012919 | 2017-01-09 14:00
208 | t0208 | DE | 0.17599 | 0.57409 | 0.0013751 | 2017-01-09 15:00
209 | t0209 | DE | 0.21622 | 0.61842 | 0 | 2017-01-09 16:00
210 | t0210 | DE | 0.24786 | 0.66124 | 0 | 2017-01-09 17:00
211 | t0211 | DE | 0.27822 | 0.67687 | 0 | 2017-01-09 18:00
212 | t0212 | DE | 0.30747 | 0.68437 | 0 | 2017-01-09 19:00
213 | t0213 | DE | 0.32883 | 0.68887 | 0 | 2017-01-09 20:00
214 | t0214 | DE | 0.33429 | 0.69379 | 0 | 2017-01-09 21:00
215 | t0215 | DE | 0.35063 | 0.69422 | 0 | 2017-01-09 22:00
216 | t0216 | DE | 0.36643 | 0.69015 | 0 | 2017-01-09 23:00
217 | t0217 | DE | 0.37919 | 0.68737 | 0 | 2017-01-10
218 | t0218 | DE | 0.39047 | 0.64518 | 0 | 2017-01-10 01:00
219 | t0219 | DE | 0.4086 | 0.56981 | 0 | 2017-01-10 02:00
220 | t0220 | DE | 0.41215 | 0.46681 | 0 | 2017-01-10 03:00
221 | t0221 | DE | 0.4068 | 0.34818 | 0 | 2017-01-10 04:00
222 | t0222 | DE | 0.40664 | 0.31178 | 0 | 2017-01-10 05:00
223 | t0223 | DE | 0.37582 | 0.24647 | 0 | 2017-01-10 06:00
224 | t0224 | DE | 0.33305 | 0.12334 | 0.0027864 | 2017-01-10 07:00
225 | t0225 | DE | 0.30955 | 0.10878 | 0.026127 | 2017-01-10 08:00
226 | t0226 | DE | 0.27586 | 0.16124 | 0.066512 | 2017-01-10 09:00
227 | t0227 | DE | 0.24802 | 0.22355 | 0.09311 | 2017-01-10 10:00
228 | t0228 | DE | 0.22817 | 0.28437 | 0.10125 | 2017-01-10 11:00
229 | t0229 | DE | 0.20931 | 0.31542 | 0.091337 | 2017-01-10 12:00
230 | t0230 | DE | 0.18788 | 0.32141 | 0.063726 | 2017-01-10 13:00
231 | t0231 | DE | 0.17588 | 0.32034 | 0.025114 | 2017-01-10 14:00
232 | t0232 | DE | 0.17585 | 0.36938 | 0.0020627 | 2017-01-10 15:00
233 | t0233 | DE | 0.18962 | 0.43597 | 3.6187e-05 | 2017-01-10 16:00
234 | t0234 | DE | 0.1971 | 0.48972 | 0 | 2017-01-10 17:00
235 | t0235 | DE | 0.19924 | 0.52184 | 0 | 2017-01-10 18:00
236 | t0236 | DE | 0.20666 | 0.55203 | 0 | 2017-01-10 19:00
237 | t0237 | DE | 0.2174 | 0.56745 | 0 | 2017-01-10 20:00
238 | t0238 | DE | 0.21591 | 0.5439 | 0 | 2017-01-10 21:00
239 | t0239 | DE | 0.21707 | 0.57473 | 0 | 2017-01-10 22:00
240 | t0240 | DE | 0.22995 | 0.61285 | 0 | 2017-01-10 23:00
241 | t0241 | DE | 0.24892 | 0.65096 | 0 | 2017-01-11
242 | t0242 | DE | 0.2773 | 0.6758 | 0 | 2017-01-11 01:00
243 | t0243 | DE | 0.31109 | 0.68801 | 0 | 2017-01-11 02:00
244 | t0244 | DE | 0.36035 | 0.69015 | 0 | 2017-01-11 03:00
245 | t0245 | DE | 0.42069 | 0.68651 | 0 | 2017-01-11 04:00
246 | t0246 | DE | 0.51584 | 0.6848 | 0 | 2017-01-11 05:00
247 | t0247 | DE | 0.59255 | 0.67966 | 0 | 2017-01-11 06:00
248 | t0248 | DE | 0.66183 | 0.6576 | 0.002714 | 2017-01-11 07:00
249 | t0249 | DE | 0.71272 | 0.64197 | 0.020193 | 2017-01-11 08:00
250 | t0250 | DE | 0.76691 | 0.65503 | 0.036332 | 2017-01-11 09:00
251 | t0251 | DE | 0.79935 | 0.67323 | 0.049613 | 2017-01-11 10:00
252 | t0252 | DE | 0.80321 | 0.67281 | 0.054534 | 2017-01-11 11:00
253 | t0253 | DE | 0.78808 | 0.67238 | 0.050011 | 2017-01-11 12:00
254 | t0254 | DE | 0.76764 | 0.66274 | 0.036332 | 2017-01-11 13:00
255 | t0255 | DE | 0.7754 | 0.6758 | 0.015561 | 2017-01-11 14:00
256 | t0256 | DE | 0.77163 | 0.68394 | 0.0016646 | 2017-01-11 15:00
257 | t0257 | DE | 0.74891 | 0.67323 | 7.2375e-05 | 2017-01-11 16:00
258 | t0258 | DE | 0.76064 | 0.65867 | 0 | 2017-01-11 17:00
259 | t0259 | DE | 0.77573 | 0.61135 | 0 | 2017-01-11 18:00
260 | t0260 | DE | 0.79904 | 0.64882 | 0 | 2017-01-11 19:00
261 | t0261 | DE | 0.80425 | 0.66638 | 0 | 2017-01-11 20:00
262 | t0262 | DE | 0.77956 | 0.65996 | 0 | 2017-01-11 21:00
263 | t0263 | DE | 0.78459 | 0.67216 | 0 | 2017-01-11 22:00
264 | t0264 | DE | 0.78889 | 0.67452 | 0 | 2017-01-11 23:00
265 | t0265 | DE | 0.77846 | 0.67537 | 0 | 2017-01-12
266 | t0266 | DE | 0.76623 | 0.67752 | 0 | 2017-01-12 01:00
267 | t0267 | DE | 0.75841 | 0.68051 | 0 | 2017-01-12 02:00
268 | t0268 | DE | 0.75138 | 0.67645 | 0 | 2017-01-12 03:00
269 | t0269 | DE | 0.7441 | 0.66724 | 0 | 2017-01-12 04:00
270 | t0270 | DE | 0.77694 | 0.67152 | 0 | 2017-01-12 05:00
271 | t0271 | DE | 0.76339 | 0.67152 | 0 | 2017-01-12 06:00
272 | t0272 | DE | 0.7567 | 0.67666 | 0.0030397 | 2017-01-12 07:00
273 | t0273 | DE | 0.74773 | 0.67366 | 0.032713 | 2017-01-12 08:00
274 | t0274 | DE | 0.74433 | 0.67645 | 0.087609 | 2017-01-12 09:00
275 | t0275 | DE | 0.74826 | 0.67752 | 0.12575 | 2017-01-12 10:00
276 | t0276 | DE | 0.74101 | 0.67516 | 0.14569 | 2017-01-12 11:00
277 | t0277 | DE | 0.70553 | 0.68266 | 0.12738 | 2017-01-12 12:00
278 | t0278 | DE | 0.63096 | 0.67773 | 0.084208 | 2017-01-12 13:00
279 | t0279 | DE | 0.58009 | 0.67109 | 0.035862 | 2017-01-12 14:00
280 | t0280 | DE | 0.51168 | 0.64368 | 0.0040892 | 2017-01-12 15:00
281 | t0281 | DE | 0.45455 | 0.58437 | 0.00014475 | 2017-01-12 16:00
282 | t0282 | DE | 0.40304 | 0.45096 | 0 | 2017-01-12 17:00
283 | t0283 | DE | 0.37902 | 0.37794 | 0 | 2017-01-12 18:00
284 | t0284 | DE | 0.3858 | 0.27966 | 0 | 2017-01-12 19:00
285 | t0285 | DE | 0.38451 | 0.17816 | 0 | 2017-01-12 20:00
286 | t0286 | DE | 0.3869 | 0.10193 | 0 | 2017-01-12 21:00
287 | t0287 | DE | 0.41158 | 0.070878 | 0 | 2017-01-12 22:00
288 | t0288 | DE | 0.43675 | 0.094647 | 0 | 2017-01-12 23:00
289 | t0289 | DE | 0.46478 | 0.12248 | 0 | 2017-01-13
290 | t0290 | DE | 0.48092 | 0.14861 | 0 | 2017-01-13 01:00
291 | t0291 | DE | 0.49507 | 0.19443 | 0 | 2017-01-13 02:00
292 | t0292 | DE | 0.5373 | 0.27516 | 0 | 2017-01-13 03:00
293 | t0293 | DE | 0.57211 | 0.26617 | 0 | 2017-01-13 04:00
294 | t0294 | DE | 0.60515 | 0.27281 | 0 | 2017-01-13 05:00
295 | t0295 | DE | 0.62148 | 0.31692 | 0 | 2017-01-13 06:00
296 | t0296 | DE | 0.63402 | 0.39336 | 0.0041615 | 2017-01-13 07:00
297 | t0297 | DE | 0.61853 | 0.35332 | 0.029674 | 2017-01-13 08:00
298 | t0298 | DE | 0.60323 | 0.47238 | 0.065933 | 2017-01-13 09:00
299 | t0299 | DE | 0.5815 | 0.56938 | 0.091843 | 2017-01-13 10:00
300 | t0300 | DE | 0.5639 | 0.50193 | 0.10621 | 2017-01-13 11:00
301 | t0301 | DE | 0.55619 | 0.56831 | 0.10132 | 2017-01-13 12:00
302 | t0302 | DE | 0.54163 | 0.63726 | 0.07773 | 2017-01-13 13:00
303 | t0303 | DE | 0.52237 | 0.65396 | 0.036115 | 2017-01-13 14:00
304 | t0304 | DE | 0.5391 | 0.603 | 0.0047767 | 2017-01-13 15:00
305 | t0305 | DE | 0.54632 | 0.59272 | 0.00010856 | 2017-01-13 16:00
306 | t0306 | DE | 0.56049 | 0.58651 | 0 | 2017-01-13 17:00
307 | t0307 | DE | 0.56916 | 0.37216 | 0 | 2017-01-13 18:00
308 | t0308 | DE | 0.5506 | 0.42548 | 0 | 2017-01-13 19:00
309 | t0309 | DE | 0.52349 | 0.45996 | 0 | 2017-01-13 20:00
310 | t0310 | DE | 0.50533 | 0.49293 | 0 | 2017-01-13 21:00
311 | t0311 | DE | 0.50488 | 0.50321 | 0 | 2017-01-13 22:00
312 | t0312 | DE | 0.52594 | 0.56595 | 0 | 2017-01-13 23:00
313 | t0313 | DE | 0.55965 | 0.60557 | 0 | 2017-01-14
314 | t0314 | DE | 0.57031 | 0.63169 | 0 | 2017-01-14 01:00
315 | t0315 | DE | 0.56626 | 0.63597 | 0 | 2017-01-14 02:00
316 | t0316 | DE | 0.55189 | 0.6364 | 0 | 2017-01-14 03:00
317 | t0317 | DE | 0.53938 | 0.63597 | 0 | 2017-01-14 04:00
318 | t0318 | DE | 0.55664 | 0.6379 | 0 | 2017-01-14 05:00
319 | t0319 | DE | 0.53443 | 0.61906 | 0 | 2017-01-14 06:00
320 | t0320 | DE | 0.50437 | 0.55567 | 0.002895 | 2017-01-14 07:00
321 | t0321 | DE | 0.46363 | 0.55289 | 0.028479 | 2017-01-14 08:00
322 | t0322 | DE | 0.44482 | 0.55396 | 0.065137 | 2017-01-14 09:00
323 | t0323 | DE | 0.44223 | 0.60171 | 0.10393 | 2017-01-14 10:00
324 | t0324 | DE | 0.45615 | 0.63233 | 0.13194 | 2017-01-14 11:00
325 | t0325 | DE | 0.44797 | 0.66296 | 0.13172 | 2017-01-14 12:00
326 | t0326 | DE | 0.45927 | 0.6666 | 0.095173 | 2017-01-14 13:00
327 | t0327 | DE | 0.45697 | 0.66595 | 0.042303 | 2017-01-14 14:00
328 | t0328 | DE | 0.47052 | 0.66467 | 0.0050662 | 2017-01-14 15:00
329 | t0329 | DE | 0.47805 | 0.66724 | 0.00010856 | 2017-01-14 16:00
330 | t0330 | DE | 0.50904 | 0.64818 | 0 | 2017-01-14 17:00
331 | t0331 | DE | 0.49886 | 0.65096 | 0 | 2017-01-14 18:00
332 | t0332 | DE | 0.47254 | 0.64004 | 0 | 2017-01-14 19:00
333 | t0333 | DE | 0.4577 | 0.64732 | 0 | 2017-01-14 20:00
334 | t0334 | DE | 0.43009 | 0.64154 | 0 | 2017-01-14 21:00
335 | t0335 | DE | 0.41949 | 0.65011 | 0 | 2017-01-14 22:00
336 | t0336 | DE | 0.41963 | 0.64026 | 0 | 2017-01-14 23:00
337 | t0337 | DE | 0.41341 | 0.62184 | 0 | 2017-01-15
338 | t0338 | DE | 0.40647 | 0.59764 | 0 | 2017-01-15 01:00
339 | t0339 | DE | 0.40076 | 0.59315 | 0 | 2017-01-15 02:00
340 | t0340 | DE | 0.38636 | 0.57259 | 0 | 2017-01-15 03:00
341 | t0341 | DE | 0.38198 | 0.49979 | 0 | 2017-01-15 04:00
342 | t0342 | DE | 0.36778 | 0.41006 | 0 | 2017-01-15 05:00
343 | t0343 | DE | 0.34652 | 0.27216 | 0 | 2017-01-15 06:00
344 | t0344 | DE | 0.32495 | 0.21156 | 0.0024245 | 2017-01-15 07:00
345 | t0345 | DE | 0.29186 | 0.20857 | 0.020627 | 2017-01-15 08:00
346 | t0346 | DE | 0.25562 | 0.21542 | 0.057646 | 2017-01-15 09:00
347 | t0347 | DE | 0.23231 | 0.1758 | 0.099008 | 2017-01-15 10:00
348 | t0348 | DE | 0.21698 | 0.16895 | 0.12282 | 2017-01-15 11:00
349 | t0349 | DE | 0.20025 | 0.10942 | 0.12467 | 2017-01-15 12:00
350 | t0350 | DE | 0.18344 | 0.12377 | 0.098755 | 2017-01-15 13:00
351 | t0351 | DE | 0.16241 | 0.10471 | 0.049794 | 2017-01-15 14:00
352 | t0352 | DE | 0.1578 | 0.091435 | 0.006948 | 2017-01-15 15:00
353 | t0353 | DE | 0.14899 | 0.10428 | 0.00010856 | 2017-01-15 16:00
354 | t0354 | DE | 0.14481 | 0.10128 | 0 | 2017-01-15 17:00
355 | t0355 | DE | 0.14036 | 0.10621 | 0 | 2017-01-15 18:00
356 | t0356 | DE | 0.13134 | 0.085653 | 0 | 2017-01-15 19:00
357 | t0357 | DE | 0.11981 | 0.058887 | 0 | 2017-01-15 20:00
358 | t0358 | DE | 0.10898 | 0.07773 | 0 | 2017-01-15 21:00
359 | t0359 | DE | 0.1003 | 0.070664 | 0 | 2017-01-15 22:00
360 | t0360 | DE | 0.094644 | 0.072377 | 0 | 2017-01-15 23:00
361 | t0361 | DE | 0.091635 | 0.085653 | 0 | 2017-01-16
362 | t0362 | DE | 0.0938 | 0.086296 | 0 | 2017-01-16 01:00
363 | t0363 | DE | 0.097596 | 0.08651 | 0 | 2017-01-16 02:00
364 | t0364 | DE | 0.095431 | 0.073876 | 0 | 2017-01-16 03:00
365 | t0365 | DE | 0.089329 | 0.06424 | 0 | 2017-01-16 04:00
366 | t0366 | DE | 0.084015 | 0.0606 | 0 | 2017-01-16 05:00
367 | t0367 | DE | 0.083312 | 0.055032 | 0 | 2017-01-16 06:00
368 | t0368 | DE | 0.080163 | 0.049465 | 0.0022798 | 2017-01-16 07:00
369 | t0369 | DE | 0.072853 | 0.045182 | 0.023739 | 2017-01-16 08:00
370 | t0370 | DE | 0.06169 | 0.039186 | 0.065173 | 2017-01-16 09:00
371 | t0371 | DE | 0.051033 | 0.031692 | 0.10675 | 2017-01-16 10:00
372 | t0372 | DE | 0.040292 | 0.028694 | 0.13567 | 2017-01-16 11:00
373 | t0373 | DE | 0.040208 | 0.021413 | 0.13903 | 2017-01-16 12:00
374 | t0374 | DE | 0.044988 | 0.024625 | 0.10494 | 2017-01-16 13:00
375 | t0375 | DE | 0.047491 | 0.037687 | 0.050952 | 2017-01-16 14:00
376 | t0376 | DE | 0.056854 | 0.031263 | 0.0082507 | 2017-01-16 15:00
377 | t0377 | DE | 0.074511 | 0.025482 | 0.00010856 | 2017-01-16 16:00
378 | t0378 | DE | 0.093125 | 0.021627 | 0 | 2017-01-16 17:00
379 | t0379 | DE | 0.096612 | 0.015203 | 0 | 2017-01-16 18:00
380 | t0380 | DE | 0.090932 | 0.014561 | 0 | 2017-01-16 19:00
381 | t0381 | DE | 0.084718 | 0.010707 | 0 | 2017-01-16 20:00
382 | t0382 | DE | 0.082328 | 0.0051392 | 0 | 2017-01-16 21:00
383 | t0383 | DE | 0.086096 | 0.0017131 | 0 | 2017-01-16 22:00
384 | t0384 | DE | 0.086743 | 0.00042827 | 0 | 2017-01-16 23:00
385 | t0385 | DE | 0.089498 | 0.0027837 | 0 | 2017-01-17
386 | t0386 | DE | 0.088092 | 0.0089936 | 0 | 2017-01-17 01:00
387 | t0387 | DE | 0.081091 | 0.0089936 | 0 | 2017-01-17 02:00
388 | t0388 | DE | 0.070575 | 0.0044968 | 0 | 2017-01-17 03:00
389 | t0389 | DE | 0.069 | 0.0085653 | 0 | 2017-01-17 04:00
390 | t0390 | DE | 0.068916 | 0.0034261 | 0 | 2017-01-17 05:00
391 | t0391 | DE | 0.065879 | 0.003212 | 0 | 2017-01-17 06:00
392 | t0392 | DE | 0.064305 | 0.0038544 | 0.0042339 | 2017-01-17 07:00
393 | t0393 | DE | 0.060874 | 0.0074946 | 0.040964 | 2017-01-17 08:00
394 | t0394 | DE | 0.051118 | 0.014133 | 0.10082 | 2017-01-17 09:00
395 | t0395 | DE | 0.048362 | 0.033405 | 0.14866 | 2017-01-17 10:00
396 | t0396 | DE | 0.049206 | 0.047966 | 0.17931 | 2017-01-17 11:00
397 | t0397 | DE | 0.05078 | 0.066809 | 0.1674 | 2017-01-17 12:00
398 | t0398 | DE | 0.058091 | 0.085225 | 0.12087 | 2017-01-17 13:00
399 | t0399 | DE | 0.067595 | 0.10707 | 0.057502 | 2017-01-17 14:00
400 | t0400 | DE | 0.078111 | 0.12463 | 0.0091554 | 2017-01-17 15:00
401 | t0401 | DE | 0.089189 | 0.13191 | 0.00010856 | 2017-01-17 16:00
402 | t0402 | DE | 0.10207 | 0.14411 | 0 | 2017-01-17 17:00
403 | t0403 | DE | 0.10856 | 0.15675 | 0 | 2017-01-17 18:00
404 | t0404 | DE | 0.11444 | 0.16488 | 0 | 2017-01-17 19:00
405 | t0405 | DE | 0.1186 | 0.17687 | 0 | 2017-01-17 20:00
406 | t0406 | DE | 0.1193 | 0.19914 | 0 | 2017-01-17 21:00
407 | t0407 | DE | 0.12327 | 0.24882 | 0 | 2017-01-17 22:00
408 | t0408 | DE | 0.12498 | 0.29979 | 0 | 2017-01-17 23:00
409 | t0409 | DE | 0.12723 | 0.33212 | 0 | 2017-01-18
410 | t0410 | DE | 0.12729 | 0.34325 | 0 | 2017-01-18 01:00
411 | t0411 | DE | 0.12552 | 0.37752 | 0 | 2017-01-18 02:00
412 | t0412 | DE | 0.12588 | 0.38951 | 0 | 2017-01-18 03:00
413 | t0413 | DE | 0.12529 | 0.41713 | 0 | 2017-01-18 04:00
414 | t0414 | DE | 0.12597 | 0.41649 | 0 | 2017-01-18 05:00
415 | t0415 | DE | 0.12315 | 0.41328 | 0 | 2017-01-18 06:00
416 | t0416 | DE | 0.12906 | 0.40514 | 0.005609 | 2017-01-18 07:00
417 | t0417 | DE | 0.12217 | 0.4227 | 0.043208 | 2017-01-18 08:00
418 | t0418 | DE | 0.11317 | 0.41627 | 0.096041 | 2017-01-18 09:00
419 | t0419 | DE | 0.10631 | 0.42741 | 0.14052 | 2017-01-18 10:00
420 | t0420 | DE | 0.092732 | 0.43383 | 0.16538 | 2017-01-18 11:00
421 | t0421 | DE | 0.088233 | 0.4576 | 0.16512 | 2017-01-18 12:00
422 | t0422 | DE | 0.08857 | 0.44582 | 0.12789 | 2017-01-18 13:00
423 | t0423 | DE | 0.091523 | 0.40899 | 0.065789 | 2017-01-18 14:00
424 | t0424 | DE | 0.09858 | 0.37302 | 0.012087 | 2017-01-18 15:00
425 | t0425 | DE | 0.11655 | 0.34176 | 0.00014475 | 2017-01-18 16:00
426 | t0426 | DE | 0.13423 | 0.33319 | 0 | 2017-01-18 17:00
427 | t0427 | DE | 0.1475 | 0.33383 | 0 | 2017-01-18 18:00
428 | t0428 | DE | 0.15155 | 0.3182 | 0 | 2017-01-18 19:00
429 | t0429 | DE | 0.16035 | 0.31006 | 0 | 2017-01-18 20:00
430 | t0430 | DE | 0.16201 | 0.30064 | 0 | 2017-01-18 21:00
431 | t0431 | DE | 0.16364 | 0.30107 | 0 | 2017-01-18 22:00
432 | t0432 | DE | 0.15676 | 0.29743 | 0 | 2017-01-18 23:00
433 | t0433 | DE | 0.14587 | 0.27623 | 0 | 2017-01-19
434 | t0434 | DE | 0.13913 | 0.24839 | 0 | 2017-01-19 01:00
435 | t0435 | DE | 0.13797 | 0.22099 | 0 | 2017-01-19 02:00
436 | t0436 | DE | 0.1454 | 0.22184 | 0 | 2017-01-19 03:00
437 | t0437 | DE | 0.15431 | 0.24839 | 0 | 2017-01-19 04:00
438 | t0438 | DE | 0.14537 | 0.23126 | 0 | 2017-01-19 05:00
439 | t0439 | DE | 0.14475 | 0.22227 | 0 | 2017-01-19 06:00
440 | t0440 | DE | 0.14194 | 0.20428 | 0.011001 | 2017-01-19 07:00
441 | t0441 | DE | 0.12878 | 0.18779 | 0.073605 | 2017-01-19 08:00
442 | t0442 | DE | 0.11135 | 0.19015 | 0.16027 | 2017-01-19 09:00
443 | t0443 | DE | 0.088908 | 0.19764 | 0.23287 | 2017-01-19 10:00
444 | t0444 | DE | 0.077717 | 0.20343 | 0.27792 | 2017-01-19 11:00
445 | t0445 | DE | 0.068185 | 0.19101 | 0.2743 | 2017-01-19 12:00
446 | t0446 | DE | 0.063236 | 0.1758 | 0.21767 | 2017-01-19 13:00
447 | t0447 | DE | 0.064839 | 0.17002 | 0.11403 | 2017-01-19 14:00
448 | t0448 | DE | 0.077323 | 0.17473 | 0.020156 | 2017-01-19 15:00
449 | t0449 | DE | 0.10373 | 0.16146 | 0.00021712 | 2017-01-19 16:00
450 | t0450 | DE | 0.12043 | 0.15289 | 0 | 2017-01-19 17:00
451 | t0451 | DE | 0.1258 | 0.13919 | 0 | 2017-01-19 18:00
452 | t0452 | DE | 0.13153 | 0.12034 | 0 | 2017-01-19 19:00
453 | t0453 | DE | 0.13117 | 0.099786 | 0 | 2017-01-19 20:00
454 | t0454 | DE | 0.12628 | 0.086938 | 0 | 2017-01-19 21:00
455 | t0455 | DE | 0.11736 | 0.097645 | 0 | 2017-01-19 22:00
456 | t0456 | DE | 0.15099 | 0.099786 | 0 | 2017-01-19 23:00
457 | t0457 | DE | 0.14022 | 0.097002 | 0 | 2017-01-20
458 | t0458 | DE | 0.13674 | 0.10128 | 0 | 2017-01-20 01:00
459 | t0459 | DE | 0.13809 | 0.10364 | 0 | 2017-01-20 02:00
460 | t0460 | DE | 0.14067 | 0.089293 | 0 | 2017-01-20 03:00
461 | t0461 | DE | 0.13938 | 0.073233 | 0 | 2017-01-20 04:00
462 | t0462 | DE | 0.13707 | 0.066167 | 0 | 2017-01-20 05:00
463 | t0463 | DE | 0.13361 | 0.09379 | 0 | 2017-01-20 06:00
464 | t0464 | DE | 0.13063 | 0.096788 | 0.015307 | 2017-01-20 07:00
465 | t0465 | DE | 0.12448 | 0.091221 | 0.0896 | 2017-01-20 08:00
466 | t0466 | DE | 0.10561 | 0.09743 | 0.18307 | 2017-01-20 09:00
467 | t0467 | DE | 0.086996 | 0.10021 | 0.25049 | 2017-01-20 10:00
468 | t0468 | DE | 0.075327 | 0.095931 | 0.2819 | 2017-01-20 11:00
469 | t0469 | DE | 0.074568 | 0.094433 | 0.26996 | 2017-01-20 12:00
470 | t0470 | DE | 0.077295 | 0.10621 | 0.21007 | 2017-01-20 13:00
471 | t0471 | DE | 0.081344 | 0.10899 | 0.11276 | 2017-01-20 14:00
472 | t0472 | DE | 0.090988 | 0.11328 | 0.020844 | 2017-01-20 15:00
473 | t0473 | DE | 0.1098 | 0.10257 | 0.00021712 | 2017-01-20 16:00
474 | t0474 | DE | 0.12254 | 0.085439 | 0 | 2017-01-20 17:00
475 | t0475 | DE | 0.12993 | 0.07773 | 0 | 2017-01-20 18:00
476 | t0476 | DE | 0.13212 | 0.070664 | 0 | 2017-01-20 19:00
477 | t0477 | DE | 0.12973 | 0.059957 | 0 | 2017-01-20 20:00
478 | t0478 | DE | 0.12552 | 0.053533 | 0 | 2017-01-20 21:00
479 | t0479 | DE | 0.12327 | 0.047109 | 0 | 2017-01-20 22:00
480 | t0480 | DE | 0.11826 | 0.040257 | 0 | 2017-01-20 23:00
481 | t0481 | DE | 0.11286 | 0.033191 | 0 | 2017-01-21
482 | t0482 | DE | 0.10682 | 0.027195 | 0 | 2017-01-21 01:00
483 | t0483 | DE | 0.10145 | 0.022484 | 0 | 2017-01-21 02:00
484 | t0484 | DE | 0.097118 | 0.020985 | 0 | 2017-01-21 03:00
485 | t0485 | DE | 0.09709 | 0.014347 | 0 | 2017-01-21 04:00
486 | t0486 | DE | 0.097455 | 0.01242 | 0 | 2017-01-21 05:00
487 | t0487 | DE | 0.096331 | 0.011991 | 0 | 2017-01-21 06:00
488 | t0488 | DE | 0.094362 | 0.0094218 | 0.014149 | 2017-01-21 07:00
489 | t0489 | DE | 0.085871 | 0.0057816 | 0.091228 | 2017-01-21 08:00
490 | t0490 | DE | 0.073331 | 0.0034261 | 0.19863 | 2017-01-21 09:00
491 | t0491 | DE | 0.056235 | 0.0017131 | 0.28642 | 2017-01-21 10:00
492 | t0492 | DE | 0.04122 | 0.0012848 | 0.33064 | 2017-01-21 11:00
493 | t0493 | DE | 0.031942 | 0.00021413 | 0.32084 | 2017-01-21 12:00
494 | t0494 | DE | 0.029636 | 0.00021413 | 0.24948 | 2017-01-21 13:00
495 | t0495 | DE | 0.034866 | 0.0017131 | 0.13031 | 2017-01-21 14:00
496 | t0496 | DE | 0.047406 | 0.0059957 | 0.023522 | 2017-01-21 15:00
497 | t0497 | DE | 0.074062 | 0.021842 | 0.00047043 | 2017-01-21 16:00
498 | t0498 | DE | 0.10415 | 0.039829 | 0 | 2017-01-21 17:00
499 | t0499 | DE | 0.12439 | 0.049679 | 0 | 2017-01-21 18:00
500 | t0500 | DE | 0.12996 | 0.067024 | 0 | 2017-01-21 19:00
501 | t0501 | DE | 0.13159 | 0.090792 | 0 | 2017-01-21 20:00
502 | t0502 | DE | 0.12479 | 0.1015 | 0 | 2017-01-21 21:00
503 | t0503 | DE | 0.11354 | 0.11884 | 0 | 2017-01-21 22:00
504 | t0504 | DE | 0.10873 | 0.12355 | 0 | 2017-01-21 23:00
505 | t0505 | DE | 0.10336 | 0.13319 | 0 | 2017-01-22
506 | t0506 | DE | 0.096246 | 0.12227 | 0 | 2017-01-22 01:00
507 | t0507 | DE | 0.097005 | 0.12056 | 0 | 2017-01-22 02:00
508 | t0508 | DE | 0.096499 | 0.12334 | 0 | 2017-01-22 03:00
509 | t0509 | DE | 0.092507 | 0.11285 | 0 | 2017-01-22 04:00
510 | t0510 | DE | 0.092282 | 0.10364 | 0 | 2017-01-22 05:00
511 | t0511 | DE | 0.088177 | 0.11756 | 0 | 2017-01-22 06:00
512 | t0512 | DE | 0.0832 | 0.11328 | 0.016682 | 2017-01-22 07:00
513 | t0513 | DE | 0.073049 | 0.075375 | 0.097778 | 2017-01-22 08:00
514 | t0514 | DE | 0.053142 | 0.059529 | 0.21115 | 2017-01-22 09:00
515 | t0515 | DE | 0.029748 | 0.059101 | 0.29822 | 2017-01-22 10:00
516 | t0516 | DE | 0.017461 | 0.033405 | 0.34436 | 2017-01-22 11:00
517 | t0517 | DE | 0.012428 | 0.022484 | 0.33329 | 2017-01-22 12:00
518 | t0518 | DE | 0.011922 | 0.014347 | 0.25563 | 2017-01-22 13:00
519 | t0519 | DE | 0.014143 | 0.0087794 | 0.13306 | 2017-01-22 14:00
520 | t0520 | DE | 0.020891 | 0.0051392 | 0.024028 | 2017-01-22 15:00
521 | t0521 | DE | 0.031604 | 0.0019272 | 0.000579 | 2017-01-22 16:00
522 | t0522 | DE | 0.037959 | 0 | 0 | 2017-01-22 17:00
523 | t0523 | DE | 0.038971 | 0.00021413 | 0 | 2017-01-22 18:00
524 | t0524 | DE | 0.039252 | 0.00042827 | 0 | 2017-01-22 19:00
525 | t0525 | DE | 0.039786 | 0.0014989 | 0 | 2017-01-22 20:00
526 | t0526 | DE | 0.036384 | 0.0017131 | 0 | 2017-01-22 21:00
527 | t0527 | DE | 0.031857 | 0.0021413 | 0 | 2017-01-22 22:00
528 | t0528 | DE | 0.027696 | 0.0010707 | 0 | 2017-01-22 23:00
529 | t0529 | DE | 0.025728 | 0.0034261 | 0 | 2017-01-23
530 | t0530 | DE | 0.036328 | 0.0083512 | 0 | 2017-01-23 01:00
531 | t0531 | DE | 0.041389 | 0.014133 | 0 | 2017-01-23 02:00
532 | t0532 | DE | 0.042711 | 0.0087794 | 0 | 2017-01-23 03:00
533 | t0533 | DE | 0.041023 | 0.0094218 | 0 | 2017-01-23 04:00
534 | t0534 | DE | 0.038015 | 0.023983 | 0 | 2017-01-23 05:00
535 | t0535 | DE | 0.037846 | 0.069593 | 3.6187e-05 | 2017-01-23 06:00
536 | t0536 | DE | 0.037593 | 0.11156 | 0.015741 | 2017-01-23 07:00
537 | t0537 | DE | 0.03734 | 0.12227 | 0.073569 | 2017-01-23 08:00
538 | t0538 | DE | 0.034247 | 0.15289 | 0.14489 | 2017-01-23 09:00
539 | t0539 | DE | 0.026571 | 0.15696 | 0.19889 | 2017-01-23 10:00
540 | t0540 | DE | 0.024743 | 0.16959 | 0.22306 | 2017-01-23 11:00
541 | t0541 | DE | 0.023422 | 0.18458 | 0.20851 | 2017-01-23 12:00
542 | t0542 | DE | 0.023928 | 0.14582 | 0.15767 | 2017-01-23 13:00
543 | t0543 | DE | 0.026318 | 0.13041 | 0.080698 | 2017-01-23 14:00
544 | t0544 | DE | 0.030226 | 0.11092 | 0.016067 | 2017-01-23 15:00
545 | t0545 | DE | 0.035512 | 0.099786 | 0.00047043 | 2017-01-23 16:00
546 | t0546 | DE | 0.042457 | 0.084154 | 0 | 2017-01-23 17:00
547 | t0547 | DE | 0.046141 | 0.10578 | 0 | 2017-01-23 18:00
548 | t0548 | DE | 0.047378 | 0.088223 | 0 | 2017-01-23 19:00
549 | t0549 | DE | 0.044763 | 0.081156 | 0 | 2017-01-23 20:00
550 | t0550 | DE | 0.037396 | 0.079657 | 0 | 2017-01-23 21:00
551 | t0551 | DE | 0.034135 | 0.059101 | 0 | 2017-01-23 22:00
552 | t0552 | DE | 0.030873 | 0.038972 | 0 | 2017-01-23 23:00
553 | t0553 | DE | 0.027386 | 0.024197 | 0 | 2017-01-24
554 | t0554 | DE | 0.023366 | 0.024411 | 0 | 2017-01-24 01:00
555 | t0555 | DE | 0.02345 | 0.030407 | 0 | 2017-01-24 02:00
556 | t0556 | DE | 0.021875 | 0.028694 | 0 | 2017-01-24 03:00
557 | t0557 | DE | 0.020723 | 0.034475 | 0 | 2017-01-24 04:00
558 | t0558 | DE | 0.018586 | 0.042184 | 0 | 2017-01-24 05:00
559 | t0559 | DE | 0.016308 | 0.042612 | 0 | 2017-01-24 06:00
560 | t0560 | DE | 0.013834 | 0.03833 | 0.0056814 | 2017-01-24 07:00
561 | t0561 | DE | 0.014284 | 0.044968 | 0.0262 | 2017-01-24 08:00
562 | t0562 | DE | 0.014762 | 0.058672 | 0.051965 | 2017-01-24 09:00
563 | t0563 | DE | 0.017433 | 0.07152 | 0.072447 | 2017-01-24 10:00
564 | t0564 | DE | 0.018473 | 0.078373 | 0.074799 | 2017-01-24 11:00
565 | t0565 | DE | 0.021988 | 0.089936 | 0.066368 | 2017-01-24 12:00
566 | t0566 | DE | 0.023703 | 0.092934 | 0.047876 | 2017-01-24 13:00
567 | t0567 | DE | 0.02539 | 0.11542 | 0.023015 | 2017-01-24 14:00
568 | t0568 | DE | 0.026824 | 0.12698 | 0.0040892 | 2017-01-24 15:00
569 | t0569 | DE | 0.027611 | 0.106 | 0.0002895 | 2017-01-24 16:00
570 | t0570 | DE | 0.027386 | 0.11799 | 0 | 2017-01-24 17:00
571 | t0571 | DE | 0.029327 | 0.1379 | 0 | 2017-01-24 18:00
572 | t0572 | DE | 0.030732 | 0.15418 | 0 | 2017-01-24 19:00
573 | t0573 | DE | 0.034078 | 0.15353 | 0 | 2017-01-24 20:00
574 | t0574 | DE | 0.035203 | 0.18158 | 0 | 2017-01-24 21:00
575 | t0575 | DE | 0.037874 | 0.21028 | 0 | 2017-01-24 22:00
576 | t0576 | DE | 0.039196 | 0.22163 | 0 | 2017-01-24 23:00
577 | t0577 | DE | 0.041558 | 0.21113 | 0 | 2017-01-25
578 | t0578 | DE | 0.038746 | 0.18715 | 0 | 2017-01-25 01:00
579 | t0579 | DE | 0.034078 | 0.15889 | 0 | 2017-01-25 02:00
580 | t0580 | DE | 0.032926 | 0.13704 | 0 | 2017-01-25 03:00
581 | t0581 | DE | 0.030901 | 0.11285 | 0 | 2017-01-25 04:00
582 | t0582 | DE | 0.030732 | 0.093576 | 0 | 2017-01-25 05:00
583 | t0583 | DE | 0.030986 | 0.087366 | 3.6187e-05 | 2017-01-25 06:00
584 | t0584 | DE | 0.033347 | 0.10814 | 0.0062966 | 2017-01-25 07:00
585 | t0585 | DE | 0.037677 | 0.1349 | 0.034088 | 2017-01-25 08:00
586 | t0586 | DE | 0.04108 | 0.16702 | 0.071144 | 2017-01-25 09:00
587 | t0587 | DE | 0.04392 | 0.2 | 0.10523 | 2017-01-25 10:00
588 | t0588 | DE | 0.047294 | 0.21542 | 0.12553 | 2017-01-25 11:00
589 | t0589 | DE | 0.05109 | 0.19786 | 0.12727 | 2017-01-25 12:00
590 | t0590 | DE | 0.053311 | 0.16403 | 0.10266 | 2017-01-25 13:00
591 | t0591 | DE | 0.056938 | 0.10985 | 0.056307 | 2017-01-25 14:00
592 | t0592 | DE | 0.062084 | 0.0803 | 0.012195 | 2017-01-25 15:00
593 | t0593 | DE | 0.068775 | 0.082013 | 0.00047043 | 2017-01-25 16:00
594 | t0594 | DE | 0.07797 | 0.085011 | 0 | 2017-01-25 17:00
595 | t0595 | DE | 0.090089 | 0.10171 | 0 | 2017-01-25 18:00
596 | t0596 | DE | 0.1026 | 0.12869 | 0 | 2017-01-25 19:00
597 | t0597 | DE | 0.11413 | 0.17281 | 0 | 2017-01-25 20:00
598 | t0598 | DE | 0.11368 | 0.25696 | 0 | 2017-01-25 21:00
599 | t0599 | DE | 0.11677 | 0.35782 | 0 | 2017-01-25 22:00
600 | t0600 | DE | 0.11523 | 0.44026 | 0 | 2017-01-25 23:00
601 | t0601 | DE | 0.11849 | 0.48266 | 0 | 2017-01-26
602 | t0602 | DE | 0.12549 | 0.48779 | 0 | 2017-01-26 01:00
603 | t0603 | DE | 0.13519 | 0.46231 | 0 | 2017-01-26 02:00
604 | t0604 | DE | 0.14514 | 0.4137 | 0 | 2017-01-26 03:00
605 | t0605 | DE | 0.15257 | 0.35482 | 0 | 2017-01-26 04:00
606 | t0606 | DE | 0.15763 | 0.33084 | 0 | 2017-01-26 05:00
607 | t0607 | DE | 0.16165 | 0.37773 | 7.2375e-05 | 2017-01-26 06:00
608 | t0608 | DE | 0.16553 | 0.43448 | 0.016755 | 2017-01-26 07:00
609 | t0609 | DE | 0.16463 | 0.45953 | 0.10328 | 2017-01-26 08:00
610 | t0610 | DE | 0.16336 | 0.45632 | 0.23131 | 2017-01-26 09:00
611 | t0611 | DE | 0.16924 | 0.51734 | 0.34624 | 2017-01-26 10:00
612 | t0612 | DE | 0.18653 | 0.54968 | 0.40548 | 2017-01-26 11:00
613 | t0613 | DE | 0.19449 | 0.53919 | 0.39687 | 2017-01-26 12:00
614 | t0614 | DE | 0.19671 | 0.50685 | 0.3212 | 2017-01-26 13:00
615 | t0615 | DE | 0.1984 | 0.45632 | 0.18057 | 2017-01-26 14:00
616 | t0616 | DE | 0.21516 | 0.49914 | 0.041543 | 2017-01-26 15:00
617 | t0617 | DE | 0.26526 | 0.59486 | 0.00079612 | 2017-01-26 16:00
618 | t0618 | DE | 0.30246 | 0.62912 | 0 | 2017-01-26 17:00
619 | t0619 | DE | 0.31244 | 0.64069 | 0 | 2017-01-26 18:00
620 | t0620 | DE | 0.31045 | 0.64133 | 0 | 2017-01-26 19:00
621 | t0621 | DE | 0.30581 | 0.56788 | 0 | 2017-01-26 20:00
622 | t0622 | DE | 0.29895 | 0.49507 | 0 | 2017-01-26 21:00
623 | t0623 | DE | 0.30614 | 0.46981 | 0 | 2017-01-26 22:00
624 | t0624 | DE | 0.30479 | 0.47366 | 0 | 2017-01-26 23:00
625 | t0625 | DE | 0.30119 | 0.45353 | 0 | 2017-01-27
626 | t0626 | DE | 0.31452 | 0.40086 | 0 | 2017-01-27 01:00
627 | t0627 | DE | 0.32909 | 0.40257 | 0 | 2017-01-27 02:00
628 | t0628 | DE | 0.33929 | 0.47323 | 0 | 2017-01-27 03:00
629 | t0629 | DE | 0.35692 | 0.53383 | 0 | 2017-01-27 04:00
630 | t0630 | DE | 0.35943 | 0.61884 | 0 | 2017-01-27 05:00
631 | t0631 | DE | 0.36162 | 0.67238 | 0.00010856 | 2017-01-27 06:00
632 | t0632 | DE | 0.34084 | 0.66403 | 0.040023 | 2017-01-27 07:00
633 | t0633 | DE | 0.30373 | 0.67987 | 0.17279 | 2017-01-27 08:00
634 | t0634 | DE | 0.24133 | 0.66981 | 0.33003 | 2017-01-27 09:00
635 | t0635 | DE | 0.18274 | 0.61713 | 0.44036 | 2017-01-27 10:00
636 | t0636 | DE | 0.14385 | 0.597 | 0.481 | 2017-01-27 11:00
637 | t0637 | DE | 0.12085 | 0.56424 | 0.44688 | 2017-01-27 12:00
638 | t0638 | DE | 0.11542 | 0.50385 | 0.34248 | 2017-01-27 13:00
639 | t0639 | DE | 0.12234 | 0.4394 | 0.18861 | 2017-01-27 14:00
640 | t0640 | DE | 0.15462 | 0.33084 | 0.040204 | 2017-01-27 15:00
641 | t0641 | DE | 0.19249 | 0.27152 | 0.0008685 | 2017-01-27 16:00
642 | t0642 | DE | 0.21499 | 0.24283 | 0 | 2017-01-27 17:00
643 | t0643 | DE | 0.2178 | 0.23191 | 0 | 2017-01-27 18:00
644 | t0644 | DE | 0.23214 | 0.18929 | 0 | 2017-01-27 19:00
645 | t0645 | DE | 0.22772 | 0.14475 | 0 | 2017-01-27 20:00
646 | t0646 | DE | 0.21442 | 0.15974 | 0 | 2017-01-27 21:00
647 | t0647 | DE | 0.20301 | 0.22719 | 0 | 2017-01-27 22:00
648 | t0648 | DE | 0.20132 | 0.25225 | 0 | 2017-01-27 23:00
649 | t0649 | DE | 0.18285 | 0.25418 | 0 | 2017-01-28
650 | t0650 | DE | 0.17731 | 0.29507 | 0 | 2017-01-28 01:00
651 | t0651 | DE | 0.1849 | 0.31863 | 0 | 2017-01-28 02:00
652 | t0652 | DE | 0.19134 | 0.37002 | 0 | 2017-01-28 03:00
653 | t0653 | DE | 0.19691 | 0.42291 | 0 | 2017-01-28 04:00
654 | t0654 | DE | 0.20714 | 0.46424 | 0 | 2017-01-28 05:00
655 | t0655 | DE | 0.20931 | 0.47195 | 0.00014475 | 2017-01-28 06:00
656 | t0656 | DE | 0.19716 | 0.49615 | 0.03275 | 2017-01-28 07:00
657 | t0657 | DE | 0.17593 | 0.50749 | 0.15329 | 2017-01-28 08:00
658 | t0658 | DE | 0.13311 | 0.50514 | 0.30365 | 2017-01-28 09:00
659 | t0659 | DE | 0.097849 | 0.4758 | 0.42053 | 2017-01-28 10:00
660 | t0660 | DE | 0.084071 | 0.42334 | 0.46591 | 2017-01-28 11:00
661 | t0661 | DE | 0.082778 | 0.38244 | 0.4442 | 2017-01-28 12:00
662 | t0662 | DE | 0.08708 | 0.36595 | 0.34041 | 2017-01-28 13:00
663 | t0663 | DE | 0.097708 | 0.35675 | 0.18347 | 2017-01-28 14:00
664 | t0664 | DE | 0.1263 | 0.37173 | 0.041688 | 2017-01-28 15:00
665 | t0665 | DE | 0.1835 | 0.4137 | 0.0010132 | 2017-01-28 16:00
666 | t0666 | DE | 0.23068 | 0.43683 | 0 | 2017-01-28 17:00
667 | t0667 | DE | 0.25047 | 0.41756 | 0 | 2017-01-28 18:00
668 | t0668 | DE | 0.27243 | 0.39593 | 0 | 2017-01-28 19:00
669 | t0669 | DE | 0.29377 | 0.37131 | 0 | 2017-01-28 20:00
670 | t0670 | DE | 0.30358 | 0.38929 | 0 | 2017-01-28 21:00
671 | t0671 | DE | 0.31177 | 0.41949 | 0 | 2017-01-28 22:00
672 | t0672 | DE | 0.30766 | 0.46895 | 0 | 2017-01-28 23:00
673 | t0673 | DE | 0.31323 | 0.48887 | 0 | 2017-01-29
674 | t0674 | DE | 0.31762 | 0.55567 | 0 | 2017-01-29 01:00
675 | t0675 | DE | 0.3238 | 0.59722 | 0 | 2017-01-29 02:00
676 | t0676 | DE | 0.31112 | 0.63298 | 0 | 2017-01-29 03:00
677 | t0677 | DE | 0.31759 | 0.65696 | 0 | 2017-01-29 04:00
678 | t0678 | DE | 0.30988 | 0.66767 | 0 | 2017-01-29 05:00
679 | t0679 | DE | 0.308 | 0.606 | 7.2375e-05 | 2017-01-29 06:00
680 | t0680 | DE | 0.3053 | 0.61542 | 0.031085 | 2017-01-29 07:00
681 | t0681 | DE | 0.29962 | 0.63961 | 0.13711 | 2017-01-29 08:00
682 | t0682 | DE | 0.292 | 0.68694 | 0.26077 | 2017-01-29 09:00
683 | t0683 | DE | 0.283 | 0.71135 | 0.34248 | 2017-01-29 10:00
684 | t0684 | DE | 0.27825 | 0.7439 | 0.37349 | 2017-01-29 11:00
685 | t0685 | DE | 0.27069 | 0.72719 | 0.34653 | 2017-01-29 12:00
686 | t0686 | DE | 0.25989 | 0.70857 | 0.26782 | 2017-01-29 13:00
687 | t0687 | DE | 0.24884 | 0.70942 | 0.15101 | 2017-01-29 14:00
688 | t0688 | DE | 0.24485 | 0.67666 | 0.037526 | 2017-01-29 15:00
689 | t0689 | DE | 0.24729 | 0.59443 | 0.00094087 | 2017-01-29 16:00
690 | t0690 | DE | 0.26492 | 0.46724 | 0 | 2017-01-29 17:00
691 | t0691 | DE | 0.27797 | 0.43597 | 0 | 2017-01-29 18:00
692 | t0692 | DE | 0.27915 | 0.35289 | 0 | 2017-01-29 19:00
693 | t0693 | DE | 0.27201 | 0.42976 | 0 | 2017-01-29 20:00
694 | t0694 | DE | 0.25773 | 0.39015 | 0 | 2017-01-29 21:00
695 | t0695 | DE | 0.24631 | 0.34304 | 0 | 2017-01-29 22:00
696 | t0696 | DE | 0.24097 | 0.30471 | 0 | 2017-01-29 23:00
697 | t0697 | DE | 0.241 | 0.3182 | 0 | 2017-01-30
698 | t0698 | DE | 0.2507 | 0.28394 | 0 | 2017-01-30 01:00
699 | t0699 | DE | 0.26071 | 0.21799 | 0 | 2017-01-30 02:00
700 | t0700 | DE | 0.27133 | 0.18094 | 0 | 2017-01-30 03:00
701 | t0701 | DE | 0.29074 | 0.17088 | 0 | 2017-01-30 04:00
702 | t0702 | DE | 0.33114 | 0.18244 | 0 | 2017-01-30 05:00
703 | t0703 | DE | 0.35588 | 0.25225 | 7.2375e-05 | 2017-01-30 06:00
704 | t0704 | DE | 0.35805 | 0.30835 | 0.020627 | 2017-01-30 07:00
705 | t0705 | DE | 0.3637 | 0.31585 | 0.067164 | 2017-01-30 08:00
706 | t0706 | DE | 0.35507 | 0.25118 | 0.11395 | 2017-01-30 09:00
707 | t0707 | DE | 0.359 | 0.23426 | 0.13335 | 2017-01-30 10:00
708 | t0708 | DE | 0.37433 | 0.29251 | 0.12141 | 2017-01-30 11:00
709 | t0709 | DE | 0.37677 | 0.40321 | 0.096801 | 2017-01-30 12:00
710 | t0710 | DE | 0.37773 | 0.49486 | 0.071398 | 2017-01-30 13:00
711 | t0711 | DE | 0.37509 | 0.6197 | 0.038431 | 2017-01-30 14:00
712 | t0712 | DE | 0.37489 | 0.69229 | 0.008685 | 2017-01-30 15:00
713 | t0713 | DE | 0.38484 | 0.74625 | 0.00036187 | 2017-01-30 16:00
714 | t0714 | DE | 0.38262 | 0.76617 | 0 | 2017-01-30 17:00
715 | t0715 | DE | 0.38066 | 0.77195 | 0 | 2017-01-30 18:00
716 | t0716 | DE | 0.36803 | 0.75203 | 0 | 2017-01-30 19:00
717 | t0717 | DE | 0.35198 | 0.71135 | 0 | 2017-01-30 20:00
718 | t0718 | DE | 0.32256 | 0.69593 | 0 | 2017-01-30 21:00
719 | t0719 | DE | 0.29445 | 0.67109 | 0 | 2017-01-30 22:00
720 | t0720 | DE | 0.26878 | 0.64797 | 0 | 2017-01-30 23:00

## lines
index | node_i | node_j | b | maxflow | contingency | length | name_i | name_j | type | x per km | commissioned | part of # circuits
l0 | n6085 | n6098 | 0.038524 | 169.1867 | TRUE | 68310.1181 | Bentwisch | Baltic 1 | 132 | 0.38 | 1900 | 1
l1 | n6085 | n6098 | 0.040608 | 169.1867 | TRUE | 64804.6115 | Bentwisch | Baltic 1 | 132 | 0.38 | 1900 | 1
l2 | n6098 | n6118 | 0.10105 | 169.1867 | TRUE | 26042.4699 | Baltic 1 | Baltic 2 | 132 | 0.38 | 1900 | 1
l3 | n6098 | n6118 | 0.10079 | 169.1867 | TRUE | 26108.4678 | Baltic 1 | Baltic 2 | 132 | 0.38 | 1900 | 1
l4 | n6157 | n6234 | 0.082589 | 169.1867 | TRUE | 31863.6472 | Ensted | Flensburg | 132 | 0.38 | 1900 | 1
l5 | n6257 | n6273 | 0.046529 | 169.1867 | TRUE | 56558.1676 | Hagermarsch | Alpha Ventus | 132 | 0.38 | 1900 | 1
l6 | n6197 | n6278 | 0.045247 | 169.1867 | TRUE | 58160.9169 | Emden/Borßum | Riffgat | 132 | 0.38 | 1900 | 1
l7 | n3758 | n8532 | 0.053098 | 491.556 | TRUE | 62568.8063 | Oberbrunn |  | 220 | 0.301 | 1900 | 2
l8 | n5223 | n7931 | 0.049335 | 1698.1026 | TRUE | 82396.9183 | Dipperz |  | 380 | 0.246 | 1900 | 2
l9 | n7550 | n8550 | 0.7059 | 1698.1026 | TRUE | 5758.7023 |  |  | 380 | 0.246 | 1900 | 2
l10 | n3974 | n8644 | 0.083108 | 1698.1026 | TRUE | 48912.5366 | Karlsruhe West |  | 380 | 0.246 | 1900 | 3
l11 | n5056 | n8738 | 0.45185 | 1698.1026 | TRUE | 8996.4706 | Reuter |  | 380 | 0.246 | 1900 | 2
l12 | n3760 | n3765 | 0.094521 | 491.556 | TRUE | 35148.4254 | Ingolstadt | Sittling | 220 | 0.301 | 1900 | 2
l13 | n3754 | n3765 | 0.094087 | 491.556 | TRUE | 35310.6397 | Altheim | Sittling | 220 | 0.301 | 1900 | 2
l14 | n3769 | n3823 | 0.23558 | 491.556 | TRUE | 14102.6784 | Simbach | St. Peter | 220 | 0.301 | 1900 | 3
l15 | n3770 | n3823 | 0.065594 | 491.556 | TRUE | 50649.1138 | Pleinting | St. Peter | 220 | 0.301 | 1900 | 2
l16 | n3966 | n3968 | 0.053872 | 491.556 | TRUE | 61669.356 | Eichstetten | Gurtweil | 220 | 0.301 | 1900 | 2
l17 | n3968 | n3969 | 0.44321 | 491.556 | TRUE | 7495.8906 | Gurtweil | Tiengen | 220 | 0.301 | 1900 | 2
l18 | n3966 | n3971 | 0.07288 | 491.556 | TRUE | 45585.6065 | Eichstetten | Weier | 220 | 0.301 | 1900 | 2
l19 | n3972 | n3974 | 0.11856 | 491.556 | TRUE | 28021.5867 | Kuppenheim | Karlsruhe West | 220 | 0.301 | 1900 | 2
l20 | n3981 | n3988 | 0.21386 | 491.556 | TRUE | 15535.0547 | Pulverdingen | Hoheneck | 220 | 0.301 | 1900 | 2
l21 | n3988 | n3992 | 0.11731 | 491.556 | TRUE | 28320.3391 | Hoheneck | Neckarwestheim | 220 | 0.301 | 1900 | 2
l22 | n3988 | n3992 | 0.11642 | 491.556 | TRUE | 28536.5945 | Hoheneck | Neckarwestheim | 220 | 0.301 | 1900 | 2
l23 | n3993 | n3995 | 0.092429 | 491.556 | TRUE | 35943.9323 | Memmingen | Rauhenzell | 220 | 0.301 | 1900 | 2
l24 | n3998 | n4002 | 0.060393 | 491.556 | TRUE | 55010.7434 | Vöhringen | Oberottmarshausen | 220 | 0.301 | 1900 | 2
l25 | n3972 | n4007 | 0.15844 | 491.556 | TRUE | 20969.2087 | Kuppenheim | Bühl | 220 | 0.301 | 1900 | 2
l26 | n3971 | n4007 | 0.17299 | 491.556 | TRUE | 19204.6736 | Weier | Bühl | 220 | 0.301 | 1900 | 2
l27 | n3966 | n4097 | 0.17342 | 491.556 | TRUE | 19157.7297 | Eichstetten | Vogelgrun | 220 | 0.301 | 1900 | 1
l28 | n5084 | n8738 | 0.2111 | 1698.1026 | TRUE | 19256.6277 | Mitte |  | 380 | 0.246 | 1900 | 2
l29 | n3967 | n4382 | 0.39133 | 491.556 | TRUE | 8489.7376 | Kühmoos | Schwörstadt | 220 | 0.301 | 1900 | 2
l30 | n5048 | n8738 | 0.49727 | 1698.1026 | TRUE | 8174.7766 | Charlottenburg |  | 380 | 0.246 | 1900 | 2
l31 | n3765 | n5016 | 0.040884 | 491.556 | TRUE | 81259.6921 | Sittling | Ludersheim | 220 | 0.301 | 1900 | 2
l32 | n5016 | n5026 | 0.060197 | 491.556 | TRUE | 55189.8749 | Ludersheim | Schwandorf | 220 | 0.301 | 1900 | 2
l33 | n5027 | n5032 | 0.12459 | 491.556 | TRUE | 26664.7428 | Weida | Herlasgrün | 220 | 0.301 | 1900 | 2
l34 | n5031 | n5033 | 0.16683 | 491.556 | TRUE | 19914.4512 | Röhrsdorf | Crossen | 220 | 0.301 | 1900 | 2
l35 | n5031 | n5035 | 0.19815 | 491.556 | TRUE | 16766.0535 | Röhrsdorf | Niederwiesa | 220 | 0.301 | 1900 | 2
l36 | n5034 | n5039 | 0.1275 | 491.556 | TRUE | 26057.6017 | Eula | Taucha | 220 | 0.301 | 1900 | 2
l37 | n5021 | n5040 | 0.20112 | 491.556 | TRUE | 16518.8351 | Wolmirstedt | Magdeburg | 220 | 0.301 | 1900 | 2
l38 | n5041 | n5042 | 0.091014 | 491.556 | TRUE | 36502.5823 | Brandenburg West | Wustermark | 220 | 0.301 | 1900 | 2
l39 | n5043 | n5047 | 0.087172 | 491.556 | TRUE | 38111.3254 | Thyrow | Wuhlheide | 220 | 0.301 | 1900 | 2
l40 | n5045 | n5067 | 0.13463 | 491.556 | TRUE | 24677.46 | Streumen | Niederwartha | 220 | 0.301 | 1900 | 2
l41 | n5021 | n5095 | 0.28172 | 491.556 | TRUE | 11792.611 | Wolmirstedt | Sandtorstraße | 220 | 0.301 | 1900 | 2
l42 | n5113 | n5114 | 0.14532 | 491.556 | TRUE | 22861.445 | Mehrum | Hallendorf | 220 | 0.301 | 1900 | 2
l43 | n5140 | n5141 | 0.34753 | 491.556 | TRUE | 9559.5364 | Hütte | Saarwellingen | 220 | 0.301 | 1900 | 2
l44 | n5142 | n5143 | 0.16826 | 491.556 | TRUE | 19744.6937 | Bauler | Niederstedem | 220 | 0.301 | 1900 | 2
l45 | n5101 | n5148 | 0.40443 | 491.556 | TRUE | 8214.5696 | Weiher | Uchtelfangen | 220 | 0.301 | 1900 | 1
l46 | n5143 | n5150 | 0.072259 | 491.556 | TRUE | 45977.4124 | Niederstedem | Wengerohr | 220 | 0.301 | 1900 | 3
l47 | n5150 | n5152 | 0.063076 | 491.556 | TRUE | 52670.8985 | Wengerohr | Koblenz | 220 | 0.301 | 1900 | 2
l48 | n5151 | n5152 | 0.20786 | 491.556 | TRUE | 15982.8692 | Weißenthurm | Koblenz | 220 | 0.301 | 1900 | 2
l49 | n5146 | n5154 | 0.073365 | 491.556 | TRUE | 45283.6759 | Otterbach | Niederhausen | 220 | 0.301 | 1900 | 2
l50 | n5158 | n5166 | 0.33586 | 491.556 | TRUE | 9891.9046 | St. Peter | Norf | 220 | 0.301 | 1900 | 3
l51 | n5102 | n5170 | 0.13259 | 491.556 | TRUE | 25056.771 | Voerde | Mündelheim | 220 | 0.301 | 1900 | 2
l52 | n5171 | n5173 | 0.13652 | 491.556 | TRUE | 24334.8727 | Pfalzdorf | Niederrhein | 220 | 0.301 | 1900 | 2
l53 | n5176 | n5177 | 0.14223 | 491.556 | TRUE | 23358.9754 | Linde | Opladen | 220 | 0.301 | 1900 | 2
l54 | n5164 | n5178 | 0.1063 | 491.556 | TRUE | 31254.9343 | Rommerskirchen | Sechtem | 220 | 0.301 | 1900 | 2
l55 | n5177 | n5179 | 0.20258 | 491.556 | TRUE | 16400.1308 | Opladen | Eller | 220 | 0.301 | 1900 | 2
l56 | n5158 | n5179 | 0.31784 | 491.556 | TRUE | 10452.6411 | St. Peter | Eller | 220 | 0.301 | 1900 | 2
l57 | n5177 | n5183 | 0.18257 | 491.556 | TRUE | 18197.3644 | Opladen | Gremberghoven | 220 | 0.301 | 1900 | 2
l58 | n5181 | n5183 | 0.23337 | 491.556 | TRUE | 14235.941 | Siegburg | Gremberghoven | 220 | 0.301 | 1900 | 2
l59 | n5173 | n5186 | 0.12978 | 491.556 | TRUE | 25598.2182 | Niederrhein | Büscherhof | 220 | 0.301 | 1900 | 2
l60 | n5185 | n5191 | 0.27895 | 491.556 | TRUE | 11909.8306 | Scholven | Witten | 220 | 0.301 | 1900 | 2
l61 | n5191 | n5192 | 0.42206 | 491.556 | TRUE | 7871.5407 | Witten | Hattingen | 220 | 0.301 | 1900 | 2
l62 | n5193 | n5196 | 0.21859 | 491.556 | TRUE | 15198.4352 | Witten | Pöppinghausen | 220 | 0.301 | 1900 | 2
l63 | n5181 | n5198 | 0.056795 | 491.556 | TRUE | 58495.7977 | Siegburg | Dauersberg | 220 | 0.301 | 1900 | 2
l64 | n5192 | n5202 | 0.14875 | 491.556 | TRUE | 22334.2901 | Hattingen | Koepchenwerk | 220 | 0.301 | 1900 | 2
l65 | n5202 | n5203 | 0.20711 | 491.556 | TRUE | 16041.3666 | Koepchenwerk | Bixterheide | 220 | 0.301 | 1900 | 2
l66 | n5176 | n5203 | 0.077157 | 491.556 | TRUE | 43058.6184 | Linde | Bixterheide | 220 | 0.301 | 1900 | 2
l67 | n5197 | n5203 | 0.083653 | 491.556 | TRUE | 39714.8086 | Altenkleusheim | Bixterheide | 220 | 0.301 | 1900 | 2
l68 | n5202 | n5204 | 0.31298 | 491.556 | TRUE | 10614.8931 | Koepchenwerk | Garenfeld | 220 | 0.301 | 1900 | 2
l69 | n5204 | n5205 | 0.29982 | 491.556 | TRUE | 11080.9146 | Garenfeld | Harpen | 220 | 0.301 | 1900 | 2
l70 | n5174 | n5207 | 0.12342 | 491.556 | TRUE | 26917.8971 | Gersteinwerk | Lippborg | 220 | 0.301 | 1900 | 2
l71 | n5174 | n5211 | 0.10788 | 491.556 | TRUE | 30796.3317 | Gersteinwerk | Roxel | 220 | 0.301 | 1900 | 2
l72 | n5212 | n5214 | 0.20475 | 491.556 | TRUE | 16225.9244 | Ibbenbüren | Westerkappeln | 220 | 0.301 | 1900 | 2
l73 | n5213 | n5215 | 0.13481 | 491.556 | TRUE | 24644.6711 | Hesseln | Lüstringen | 220 | 0.301 | 1900 | 2
l74 | n5210 | n5215 | 0.22417 | 491.556 | TRUE | 14820.559 | Wehrendorf | Lüstringen | 220 | 0.301 | 1900 | 1
l75 | n3974 | n5217 | 0.093265 | 491.556 | TRUE | 35621.7572 | Karlsruhe West | Altlußheim | 220 | 0.301 | 1900 | 2
l76 | n5155 | n5225 | 0.22751 | 491.556 | TRUE | 14602.6569 | Marxheim | Kelsterbach | 220 | 0.301 | 1900 | 2
l77 | n5217 | n5226 | 0.26867 | 491.556 | TRUE | 12365.4977 | Altlußheim | Rheinau | 220 | 0.301 | 1900 | 2
l78 | n5226 | n5227 | 0.51619 | 491.556 | TRUE | 6436.1152 | Rheinau | BASF | 220 | 0.301 | 1900 | 2
l79 | n5225 | n5230 | 0.16361 | 491.556 | TRUE | 20306.1716 | Kelsterbach | Urberach | 220 | 0.301 | 1900 | 2
l80 | n5225 | n5230 | 0.15824 | 491.556 | TRUE | 20994.9958 | Kelsterbach | Urberach | 220 | 0.301 | 1900 | 2
l81 | n5230 | n5237 | 0.064425 | 491.556 | TRUE | 51568.1655 | Urberach | Beerfelden | 220 | 0.301 | 1900 | 2
l82 | n5224 | n5238 | 0.25944 | 491.556 | TRUE | 12805.2764 | Dörnigheim | Großkrotzenburg | 220 | 0.301 | 1900 | 3
l83 | n5109 | n5251 | 0.1228 | 491.556 | TRUE | 27053.7847 | Veltheim | Bielefeld Ost | 220 | 0.301 | 1900 | 2
l84 | n5109 | n5253 | 0.15776 | 491.556 | TRUE | 21058.9025 | Veltheim | Lage | 220 | 0.301 | 1900 | 2
l85 | n5261 | n5262 | 0.17745 | 491.556 | TRUE | 18722.6015 | Hardegsen | Göttingen | 220 | 0.301 | 1900 | 2
l86 | n5246 | n5262 | 0.12305 | 491.556 | TRUE | 26999.1703 | Sandershausen | Göttingen | 220 | 0.301 | 1900 | 2
l87 | n5029 | n5267 | 0.049747 | 491.556 | TRUE | 66782.966 | Vieselbach | Wolkramshausen | 220 | 0.301 | 1900 | 2
l88 | n5034 | n5267 | 0.025711 | 491.556 | TRUE | 129215.3895 | Eula | Wolkramshausen | 220 | 0.301 | 1900 | 2
l89 | n5113 | n5268 | 0.10984 | 491.556 | TRUE | 30246.505 | Mehrum | Lahe | 220 | 0.301 | 1900 | 2
l90 | n5113 | n5268 | 0.090142 | 491.556 | TRUE | 36855.9401 | Mehrum | Lahe | 220 | 0.301 | 1900 | 2
l91 | n5110 | n5269 | 0.045003 | 491.556 | TRUE | 73823.1429 | Landesbergen | Lehrte | 220 | 0.301 | 1900 | 2
l92 | n5263 | n5269 | 0.06305 | 491.556 | TRUE | 52692.277 | Godenau | Lehrte | 220 | 0.301 | 1900 | 2
l93 | n5113 | n5269 | 0.22301 | 491.556 | TRUE | 14897.0749 | Mehrum | Lehrte | 220 | 0.301 | 1900 | 2
l94 | n5114 | n5273 | 0.33063 | 491.556 | TRUE | 10048.286 | Hallendorf | Gleidingen | 220 | 0.301 | 1900 | 2
l95 | n5271 | n5274 | 0.28909 | 491.556 | TRUE | 11492.3049 | Klein Ilsede | Wahle | 220 | 0.301 | 1900 | 2
l96 | n5269 | n5274 | 0.098326 | 491.556 | TRUE | 33788.0871 | Lehrte | Wahle | 220 | 0.301 | 1900 | 2
l97 | n5273 | n5274 | 0.43343 | 491.556 | TRUE | 7665.075 | Gleidingen | Wahle | 220 | 0.301 | 1900 | 2
l98 | n5224 | n5280 | 0.24327 | 491.556 | TRUE | 13656.7372 | Dörnigheim | Frankfurt-Südwest | 220 | 0.301 | 1900 | 3
l99 | n5274 | n5286 | 0.19301 | 491.556 | TRUE | 17213.2213 | Wahle | Braunschweig Nord | 220 | 0.301 | 1900 | 2
l100 | n5143 | n5296 | 0.091887 | 491.556 | TRUE | 36156.0695 | Niederstedem | Vianden | 220 | 0.301 | 1900 | 2
l101 | n5142 | n5296 | 0.22629 | 491.556 | TRUE | 14681.5899 | Bauler | Vianden | 220 | 0.301 | 1900 | 2
l102 | n5142 | n5297 | 0.12178 | 491.556 | TRUE | 27281.7753 | Bauler | Roost | 220 | 0.301 | 1900 | 2
l103 | n5142 | n5298 | 0.26632 | 491.556 | TRUE | 12474.92 | Bauler | Flebour | 220 | 0.301 | 1900 | 1
l104 | n5324 | n5348 | 0.1618 | 491.556 | TRUE | 20533.3096 | St. Avold | Ensdorf | 220 | 0.301 | 1900 | 1
l105 | n5106 | n5357 | 0.05422 | 491.556 | TRUE | 61273.1295 | Biblis | Waldlaubershaim | 220 | 0.301 | 1900 | 2
l106 | n5154 | n5357 | 0.13945 | 491.556 | TRUE | 23824.2926 | Niederhausen | Waldlaubershaim | 220 | 0.301 | 1900 | 2
l107 | n6085 | n6086 | 0.095749 | 491.556 | TRUE | 34697.5138 | Bentwisch | Güstrow | 220 | 0.301 | 1900 | 2
l108 | n6085 | n6088 | 0.057039 | 491.556 | TRUE | 58245.2534 | Bentwisch | Lüdershagen | 220 | 0.301 | 1900 | 2
l109 | n6088 | n6090 | 0.079971 | 491.556 | TRUE | 41543.4552 | Lüdershagen | Lubmin | 220 | 0.301 | 1900 | 2
l110 | n6190 | n6201 | 0.36998 | 491.556 | TRUE | 8979.5693 | Wilhelmshaven | Maade | 220 | 0.301 | 1900 | 1
l111 | n6201 | n6202 | 0.37893 | 491.556 | TRUE | 8767.5325 | Maade | Voslapp | 220 | 0.301 | 1900 | 2
l112 | n6200 | n6204 | 0.057129 | 491.556 | TRUE | 58153.8009 | Emden | Conneforde | 220 | 0.301 | 1900 | 2
l113 | n6203 | n6204 | 0.072464 | 491.556 | TRUE | 45847.0823 | Cloppenburg Ost | Conneforde | 220 | 0.301 | 1900 | 2
l114 | n5110 | n6209 | 0.079088 | 491.556 | TRUE | 42007.203 | Landesbergen | Wechold | 220 | 0.301 | 1900 | 2
l115 | n6209 | n6211 | 0.11071 | 491.556 | TRUE | 30009.3211 | Wechold | Sottrum | 220 | 0.301 | 1900 | 2
l116 | n6210 | n6215 | 0.11601 | 491.556 | TRUE | 28636.7589 | Brunsbüttel | Itzehoe | 220 | 0.301 | 1900 | 2
l117 | n6193 | n6215 | 0.17349 | 491.556 | TRUE | 19149.3466 | Brokdorf | Itzehoe | 220 | 0.301 | 1900 | 2
l118 | n6215 | n6217 | 0.1081 | 491.556 | TRUE | 30733.009 | Itzehoe | Hamburg-Nord | 220 | 0.301 | 1900 | 2
l119 | n6217 | n6218 | 0.10554 | 491.556 | TRUE | 31479.1188 | Hamburg-Nord | Kummerfeld | 220 | 0.301 | 1900 | 2
l120 | n6217 | n6220 | 0.058398 | 491.556 | TRUE | 56890.3313 | Hamburg-Nord | Audorf | 220 | 0.301 | 1900 | 2
l121 | n6217 | n6221 | 0.34044 | 491.556 | TRUE | 9758.8459 | Hamburg-Nord | unknown | 220 | 0.301 | 1900 | 3
l122 | n6217 | n6227 | 0.08403 | 491.556 | TRUE | 39536.6384 | Hamburg-Nord | Lübeck | 220 | 0.301 | 1900 | 2
l123 | n6227 | n6229 | 0.23206 | 491.556 | TRUE | 14316.4789 | Lübeck | Siems | 220 | 0.301 | 1900 | 1
l124 | n6220 | n6234 | 0.060598 | 491.556 | TRUE | 54824.9066 | Audorf | Flensburg | 220 | 0.301 | 1900 | 2
l125 | n6211 | n6254 | 0.050446 | 491.556 | TRUE | 65857.3161 | Sottrum | Stade | 220 | 0.301 | 1900 | 2
l126 | n6218 | n6254 | 0.10661 | 491.556 | TRUE | 31163.7112 | Kummerfeld | Stade | 220 | 0.301 | 1900 | 2
l127 | n6213 | n6255 | 0.43989 | 491.556 | TRUE | 7552.5109 | Abbenfleth | Götzdorf | 220 | 0.301 | 1900 | 3
l128 | n6254 | n6255 | 0.39669 | 491.556 | TRUE | 8374.9237 | Stade | Götzdorf | 220 | 0.301 | 1900 | 1
l129 | n6224 | n6259 | 0.18266 | 491.556 | TRUE | 18188.2807 | Kiel-Süd | Kiel | 220 | 0.301 | 1900 | 2
l130 | n5169 | n7544 | 0.35832 | 491.556 | TRUE | 9271.6989 | Osterath |  | 220 | 0.301 | 1900 | 2
l131 | n5165 | n7544 | 0.34919 | 491.556 | TRUE | 9514.1901 | Dülken |  | 220 | 0.301 | 1900 | 2
l132 | n5196 | n7545 | 0.089874 | 491.556 | TRUE | 36965.9417 | Pöppinghausen |  | 220 | 0.301 | 1900 | 2
l133 | n5175 | n7545 | 0.11131 | 491.556 | TRUE | 29845.862 | Dortmund |  | 220 | 0.301 | 1900 | 1
l134 | n5174 | n7545 | 0.26516 | 491.556 | TRUE | 12529.2238 | Gersteinwerk |  | 220 | 0.301 | 1900 | 1
l135 | n5102 | n7546 | 0.16681 | 491.556 | TRUE | 19916.8705 | Voerde |  | 220 | 0.301 | 1900 | 2
l136 | n5185 | n7546 | 0.48122 | 491.556 | TRUE | 6903.846 | Scholven |  | 220 | 0.301 | 1900 | 2
l137 | n5226 | n7548 | 0.28224 | 491.556 | TRUE | 11771.1509 | Rheinau |  | 220 | 0.301 | 1900 | 1
l138 | n5256 | n7549 | 0.10032 | 491.556 | TRUE | 33117.4939 | Hannover West |  | 220 | 0.301 | 1900 | 2
l139 | n5227 | n7551 | 0.25662 | 491.556 | TRUE | 12945.9816 | BASF |  | 220 | 0.301 | 1900 | 2
l140 | n5106 | n7551 | 0.19051 | 491.556 | TRUE | 17439.0442 | Biblis |  | 220 | 0.301 | 1900 | 2
l141 | n5144 | n7553 | 0.29868 | 491.556 | TRUE | 11123.2623 | Trier |  | 220 | 0.301 | 1900 | 2
l142 | n5291 | n7553 | 0.14842 | 491.556 | TRUE | 22384.2834 | Heisdorf |  | 220 | 0.301 | 1900 | 2
l143 | n6200 | n7938 | 0.44492 | 491.556 | TRUE | 7467.1106 | Emden |  | 220 | 0.301 | 1900 | 2
l144 | n5226 | n7939 | 0.36075 | 491.556 | TRUE | 9209.4186 | Rheinau |  | 220 | 0.301 | 1900 | 2
l145 | n5149 | n7940 | 0.12625 | 491.556 | TRUE | 26314.9168 | Homburg |  | 220 | 0.301 | 1900 | 2
l146 | n5146 | n7940 | 0.43638 | 491.556 | TRUE | 7613.2271 | Otterbach |  | 220 | 0.301 | 1900 | 2
l147 | n7548 | n7942 | 0.071007 | 491.556 | TRUE | 46787.5302 |  |  | 220 | 0.301 | 1900 | 2
l148 | n6289 | n8187 | 0.53335 | 491.556 | TRUE | 6229.0423 | Bützfleth |  | 220 | 0.301 | 1900 | 3
l149 | n6213 | n8187 | 0.28873 | 491.556 | TRUE | 11506.6459 | Abbenfleth |  | 220 | 0.301 | 1900 | 3
l150 | n6254 | n8187 | 0.21184 | 491.556 | TRUE | 15682.9102 | Stade |  | 220 | 0.301 | 1900 | 3
l151 | n5050 | n8369 | 0.046958 | 491.556 | TRUE | 70749.486 | Neuenhagen |  | 220 | 0.301 | 1900 | 2
l152 | n6081 | n8369 | 0.39642 | 491.556 | TRUE | 8380.6056 | Hennigsdorf |  | 220 | 0.301 | 1900 | 2
l153 | n5042 | n8369 | 0.066827 | 491.556 | TRUE | 49714.2992 | Wustermark |  | 220 | 0.301 | 1900 | 2
l154 | n3976 | n8419 | 0.50612 | 491.556 | TRUE | 6564.1542 | Beuren |  | 220 | 0.301 | 1900 | 2
l155 | n3968 | n8419 | 0.051713 | 491.556 | TRUE | 64244.1296 | Gurtweil |  | 220 | 0.301 | 1900 | 2
l156 | n3975 | n8419 | 0.52386 | 491.556 | TRUE | 6341.9378 | Stockach |  | 220 | 0.301 | 1900 | 2
l157 | n5149 | n8422 | 0.21401 | 491.556 | TRUE | 15523.9679 | Homburg |  | 220 | 0.301 | 1900 | 2
l158 | n5021 | n8488 | 0.020657 | 491.556 | TRUE | 160828.5644 | Wolmirstedt |  | 220 | 0.301 | 1900 | 2
l159 | n6086 | n8488 | 0.15563 | 491.556 | TRUE | 21347.7175 | Güstrow |  | 220 | 0.301 | 1900 | 2
l160 | n7544 | n8490 | 0.18464 | 491.556 | TRUE | 17993.2435 |  |  | 220 | 0.301 | 1900 | 2
l161 | n6092 | n8492 | 0.28727 | 491.556 | TRUE | 11564.7359 | Windpark Bertikow |  | 220 | 0.301 | 1900 | 2
l162 | n6079 | n8492 | 0.11096 | 491.556 | TRUE | 29939.9375 | Pasewalk |  | 220 | 0.301 | 1900 | 2
l163 | n6234 | n8495 | 0.17245 | 491.556 | TRUE | 19264.8544 | Flensburg |  | 220 | 0.301 | 1900 | 2
l164 | n3771 | n8532 | 0.47473 | 491.556 | TRUE | 6998.2747 | Krün |  | 220 | 0.301 | 1900 | 1
l165 | n7553 | n8552 | 0.37908 | 491.556 | TRUE | 8764.0072 |  |  | 220 | 0.301 | 1900 | 1
l166 | n5197 | n8556 | 0.44246 | 491.556 | TRUE | 7508.55 | Altenkleusheim |  | 220 | 0.301 | 1900 | 2
l167 | n5201 | n8556 | 0.18118 | 491.556 | TRUE | 18337.052 | Setzer Wiese |  | 220 | 0.301 | 1900 | 2
l168 | n5200 | n8556 | 0.26941 | 491.556 | TRUE | 12331.7755 | Eiserfeld |  | 220 | 0.301 | 1900 | 2
l169 | n5285 | n8584 | 0.099183 | 491.556 | TRUE | 33496.3897 | Quint |  | 220 | 0.301 | 1900 | 2
l170 | n5141 | n8584 | 0.2601 | 491.556 | TRUE | 12772.7758 | Saarwellingen |  | 220 | 0.301 | 1900 | 2
l171 | n5099 | n8584 | 0.26045 | 491.556 | TRUE | 12755.929 | Diefflen |  | 220 | 0.301 | 1900 | 2
l172 | n5249 | n8611 | 0.41991 | 491.556 | TRUE | 7911.7749 | Gütersloh |  | 220 | 0.301 | 1900 | 1
l173 | n5250 | n8611 | 0.094089 | 491.556 | TRUE | 35309.8125 | Paderborn-Süd |  | 220 | 0.301 | 1900 | 2
l174 | n5174 | n8630 | 0.26688 | 491.556 | TRUE | 12448.7133 | Gersteinwerk |  | 220 | 0.301 | 1900 | 2
l175 | n6211 | n8636 | 0.22604 | 491.556 | TRUE | 14697.568 | Sottrum |  | 220 | 0.301 | 1900 | 2
l176 | n6208 | n8636 | 0.23145 | 491.556 | TRUE | 14354.0133 | Blockland |  | 220 | 0.301 | 1900 | 2
l177 | n5255 | n8641 | 0.36772 | 491.556 | TRUE | 9034.8099 | Meißen |  | 220 | 0.301 | 1900 | 2
l178 | n5109 | n8641 | 0.33449 | 491.556 | TRUE | 9932.3769 | Veltheim |  | 220 | 0.301 | 1900 | 2
l179 | n5248 | n8641 | 0.11316 | 491.556 | TRUE | 29357.7784 | Bechterdissen |  | 220 | 0.301 | 1900 | 2
l180 | n5227 | n8644 | 0.22286 | 491.556 | TRUE | 14907.1065 | BASF |  | 220 | 0.301 | 1900 | 2
l181 | n5031 | n8647 | 0.10954 | 491.556 | TRUE | 30329.2087 | Röhrsdorf |  | 220 | 0.301 | 1900 | 2
l182 | n5027 | n8647 | 0.06372 | 491.556 | TRUE | 52138.6915 | Weida |  | 220 | 0.301 | 1900 | 2
l183 | n5034 | n8647 | 0.4403 | 491.556 | TRUE | 7545.4715 | Eula |  | 220 | 0.301 | 1900 | 2
l184 | n6086 | n8656 | 0.043375 | 491.556 | TRUE | 76594.6029 | Güstrow |  | 220 | 0.301 | 1900 | 2
l185 | n6138 | n8656 | 0.64596 | 491.556 | TRUE | 5143.1477 | Windpark Iven |  | 220 | 0.301 | 1900 | 1
l186 | n6079 | n8656 | 0.055142 | 491.556 | TRUE | 60249.1811 | Pasewalk |  | 220 | 0.301 | 1900 | 2
l187 | n5238 | n8665 | 0.050078 | 491.556 | TRUE | 66341.9461 | Großkrotzenburg |  | 220 | 0.301 | 1900 | 1
l188 | n5016 | n8665 | 0.022533 | 491.556 | TRUE | 147440.8403 | Ludersheim |  | 220 | 0.301 | 1900 | 2
l189 | n5239 | n8665 | 0.48937 | 491.556 | TRUE | 6788.8112 | Trennfeld |  | 220 | 0.301 | 1900 | 2
l190 | n5261 | n8690 | 0.21076 | 491.556 | TRUE | 15763.0695 | Hardegsen |  | 220 | 0.301 | 1900 | 2
l191 | n5112 | n8690 | 0.27485 | 491.556 | TRUE | 12087.3678 | Erzhausen |  | 220 | 0.301 | 1900 | 2
l192 | n5263 | n8690 | 0.14104 | 491.556 | TRUE | 23554.7926 | Godenau |  | 220 | 0.301 | 1900 | 2
l193 | n6204 | n8704 | 0.2127 | 491.556 | TRUE | 15619.6001 | Conneforde |  | 220 | 0.301 | 1900 | 2
l194 | n6191 | n8704 | 0.23749 | 491.556 | TRUE | 13989.2208 | Huntorf |  | 220 | 0.301 | 1900 | 2
l195 | n4008 | n8726 | 0.35325 | 491.556 | TRUE | 9404.8258 | Oberwald |  | 220 | 0.301 | 1900 | 2
l196 | n3974 | n8726 | 0.17288 | 491.556 | TRUE | 19216.7958 | Karlsruhe West |  | 220 | 0.301 | 1900 | 2
l197 | n3978 | n8726 | 0.28618 | 491.556 | TRUE | 11608.8521 | Birkenfeld |  | 220 | 0.301 | 1900 | 2
l198 | n3769 | n8734 | 0.269 | 491.556 | TRUE | 12350.5675 | Simbach |  | 220 | 0.301 | 1900 | 3
l199 | n3754 | n8734 | 0.06269 | 491.556 | TRUE | 52995.3497 | Altheim |  | 220 | 0.301 | 1900 | 2
l200 | n3767 | n8734 | 0.1369 | 491.556 | TRUE | 24267.5032 | Pirach |  | 220 | 0.301 | 1900 | 2
l201 | n5050 | n8739 | 0.042976 | 491.556 | TRUE | 77304.2427 | Neuenhagen |  | 220 | 0.301 | 1900 | 2
l202 | n6083 | n8739 | 0.15306 | 491.556 | TRUE | 21705.2799 | Vierraden |  | 220 | 0.301 | 1900 | 2
l203 | n8492 | n8739 | 0.41022 | 491.556 | TRUE | 8098.7648 |  |  | 220 | 0.301 | 1900 | 2
l204 | n5200 | n8745 | 0.43227 | 491.556 | TRUE | 7685.5434 | Eiserfeld |  | 220 | 0.301 | 1900 | 2
l205 | n5201 | n8745 | 0.11844 | 491.556 | TRUE | 28049.1293 | Setzer Wiese |  | 220 | 0.301 | 1900 | 2
l206 | n5198 | n8745 | 0.34089 | 491.556 | TRUE | 9745.7912 | Dauersberg |  | 220 | 0.301 | 1900 | 2
l207 | n5082 | n8765 | 0.15072 | 491.556 | TRUE | 22042.8525 | Stahlwerk Thüringen |  | 220 | 0.301 | 1900 | 1
l208 | n5017 | n8765 | 0.57979 | 491.556 | TRUE | 5730.1321 | Hohenwarte |  | 220 | 0.301 | 1900 | 1
l209 | n5028 | n8765 | 0.32891 | 491.556 | TRUE | 10100.7208 | Remptendorf |  | 220 | 0.301 | 1900 | 2
l210 | n6223 | n8791 | 0.26115 | 491.556 | TRUE | 12721.6397 | Kiel/West |  | 220 | 0.301 | 1900 | 2
l211 | n6220 | n8791 | 0.16759 | 491.556 | TRUE | 19823.2339 | Audorf |  | 220 | 0.301 | 1900 | 2
l212 | n6224 | n8791 | 0.46806 | 491.556 | TRUE | 7097.9617 | Kiel-Süd |  | 220 | 0.301 | 1900 | 2
l213 | n3993 | n8793 | 0.072507 | 491.556 | TRUE | 45819.6916 | Memmingen |  | 220 | 0.301 | 1900 | 2
l214 | n5213 | n8802 | 0.17964 | 491.556 | TRUE | 18493.9499 | Hesseln |  | 220 | 0.301 | 1900 | 2
l215 | n8611 | n8802 | 0.34456 | 491.556 | TRUE | 9642.0463 |  |  | 220 | 0.301 | 1900 | 1
l216 | n5249 | n8802 | 0.51896 | 491.556 | TRUE | 6401.804 | Gütersloh |  | 220 | 0.301 | 1900 | 1
l217 | n6192 | n8807 | 0.30959 | 491.556 | TRUE | 10731.0568 | Farge |  | 220 | 0.301 | 1900 | 2
l218 | n8636 | n8807 | 0.10585 | 491.556 | TRUE | 31386.7899 |  |  | 220 | 0.301 | 1900 | 2
l219 | n8704 | n8807 | 0.18166 | 491.556 | TRUE | 18288.3196 |  |  | 220 | 0.301 | 1900 | 2
l220 | n3997 | n4000 | 0.28212 | 1698.1026 | TRUE | 14409.021 | Niederstotzingen | Rotensohl | 380 | 0.246 | 1900 | 2
l221 | n3757 | n3758 | 0.12907 | 1698.1026 | TRUE | 31494.7576 | Oberbachern | Oberbrunn | 380 | 0.246 | 1900 | 2
l222 | n3757 | n3759 | 0.38907 | 1698.1026 | TRUE | 10448.0568 | Oberbachern | Menzing | 380 | 0.246 | 1900 | 2
l223 | n3756 | n3760 | 0.33622 | 1698.1026 | TRUE | 12090.5003 | Irsching | Ingolstadt | 380 | 0.246 | 1900 | 3
l224 | n3999 | n4000 | 0.19797 | 1698.1026 | TRUE | 20533.7212 | Goldshöfe | Rotensohl | 380 | 0.246 | 1900 | 2
l225 | n3756 | n3761 | 0.11907 | 1698.1026 | TRUE | 34139.5081 | Irsching | Zolling | 380 | 0.246 | 1900 | 2
l226 | n3755 | n3762 | 0.078256 | 1698.1026 | TRUE | 51945.3123 | Marienberg | Neufinsing | 380 | 0.246 | 1900 | 3
l227 | n3763 | n3764 | 0.17651 | 1698.1026 | TRUE | 23029.7154 | Föhring | Ottenhofen | 380 | 0.246 | 1900 | 2
l228 | n3762 | n3764 | 0.38109 | 1698.1026 | TRUE | 10666.9768 | Neufinsing | Ottenhofen | 380 | 0.246 | 1900 | 2
l229 | n3764 | n3768 | 0.073627 | 1698.1026 | TRUE | 55211.5393 | Ottenhofen | Isar | 380 | 0.246 | 1900 | 3
l230 | n3768 | n3770 | 0.071369 | 1698.1026 | TRUE | 56957.8499 | Isar | Pleinting | 380 | 0.246 | 1900 | 2
l231 | n3770 | n3772 | 0.15859 | 1698.1026 | TRUE | 25632.8793 | Pleinting | Plattling | 380 | 0.246 | 1900 | 2
l232 | n3966 | n3967 | 0.058308 | 1698.1026 | TRUE | 69716.7171 | Eichstetten | Kühmoos | 380 | 0.246 | 1900 | 3
l233 | n3965 | n3967 | 0.31446 | 1698.1026 | TRUE | 12927.0596 | Wehr | Kühmoos | 380 | 0.246 | 1900 | 2
l234 | n3973 | n3974 | 0.55736 | 1698.1026 | TRUE | 7293.3551 | Daxlanden | Karlsruhe West | 380 | 0.246 | 1900 | 1
l235 | n3966 | n3974 | 0.034891 | 1698.1026 | TRUE | 116507.8946 | Eichstetten | Karlsruhe West | 380 | 0.246 | 1900 | 3
l236 | n3979 | n3980 | 0.12597 | 1698.1026 | TRUE | 32269.4945 | Oberjettingen | Engstlatt | 380 | 0.246 | 1900 | 2
l237 | n3969 | n3983 | 0.036609 | 1698.1026 | TRUE | 111040.1355 | Tiengen | Herbertingen | 380 | 0.246 | 1900 | 2
l238 | n3983 | n3984 | 0.10231 | 1698.1026 | TRUE | 39732.9757 | Herbertingen | Grünkraut | 380 | 0.246 | 1900 | 2
l239 | n3986 | n3987 | 0.33442 | 1698.1026 | TRUE | 12155.473 | Wendlingen | Metzingen | 380 | 0.246 | 1900 | 1
l240 | n3979 | n3988 | 0.080135 | 1698.1026 | TRUE | 50727.4393 | Oberjettingen | Hoheneck | 380 | 0.246 | 1900 | 3
l241 | n3982 | n3990 | 0.14982 | 1698.1026 | TRUE | 27133.1304 | Delmensingen | Laichingen | 380 | 0.246 | 1900 | 2
l242 | n3986 | n3991 | 0.18607 | 1698.1026 | TRUE | 21846.415 | Wendlingen | Bünzwangen | 380 | 0.246 | 1900 | 2
l243 | n3982 | n3997 | 0.11023 | 1698.1026 | TRUE | 36876.4568 | Delmensingen | Niederstotzingen | 380 | 0.246 | 1900 | 2
l244 | n3994 | n3998 | 0.06155 | 1698.1026 | TRUE | 66044.8824 | Leupolz | Vöhringen | 380 | 0.246 | 1900 | 3
l245 | n3982 | n3998 | 0.23947 | 1698.1026 | TRUE | 16975.3095 | Delmensingen | Vöhringen | 380 | 0.246 | 1900 | 2
l246 | n3757 | n4003 | 0.087569 | 1698.1026 | TRUE | 46420.9835 | Oberbachern | Meitingen | 380 | 0.246 | 1900 | 2
l247 | n4002 | n4003 | 0.11114 | 1698.1026 | TRUE | 36576.4206 | Oberottmarshausen | Meitingen | 380 | 0.246 | 1900 | 2
l248 | n4003 | n4004 | 0.28457 | 1698.1026 | TRUE | 14285.0413 | Meitingen | Gersthofen | 380 | 0.246 | 1900 | 2
l249 | n3986 | n4005 | 0.46569 | 1698.1026 | TRUE | 8729.0065 | Wendlingen | Altbach | 380 | 0.246 | 1900 | 2
l250 | n3989 | n4005 | 0.53545 | 1698.1026 | TRUE | 7591.832 | Endersbach | Altbach | 380 | 0.246 | 1900 | 2
l251 | n3994 | n4029 | 0.050629 | 1698.1026 | TRUE | 80290.2098 | Leupolz | Westtirol | 380 | 0.246 | 1900 | 2
l252 | n3966 | n4118 | 0.12167 | 1698.1026 | TRUE | 33409.3457 | Eichstetten | Muhlbach | 380 | 0.246 | 1900 | 1
l253 | n3967 | n4261 | 0.34792 | 1698.1026 | TRUE | 11683.8524 | Kühmoos | Laufenburg | 380 | 0.246 | 1900 | 3
l254 | n3968 | n4261 | 0.14534 | 1698.1026 | TRUE | 27969.5437 | Gurtweil | Laufenburg | 380 | 0.246 | 1900 | 2
l255 | n3969 | n4261 | 0.16248 | 1698.1026 | TRUE | 25019.2323 | Tiengen | Laufenburg | 380 | 0.246 | 1900 | 3
l256 | n3969 | n4342 | 0.20952 | 1698.1026 | TRUE | 19401.9762 | Tiengen | Beznau | 380 | 0.246 | 1900 | 2
l257 | n5018 | n5021 | 0.04193 | 1698.1026 | TRUE | 96948.2956 | Klostermansfeld | Wolmirstedt | 380 | 0.246 | 1900 | 2
l258 | n5020 | n5021 | 0.085466 | 1698.1026 | TRUE | 47563.2025 | Helmstedt | Wolmirstedt | 380 | 0.246 | 1900 | 2
l259 | n5015 | n5024 | 0.0941 | 1698.1026 | TRUE | 43198.9557 | Redwitz | Mechlenreuth | 380 | 0.246 | 1900 | 2
l260 | n5024 | n5025 | 0.053178 | 1698.1026 | TRUE | 76442.3746 | Mechlenreuth | Etzenricht | 380 | 0.246 | 1900 | 2
l261 | n3772 | n5026 | 0.049376 | 1698.1026 | TRUE | 82328.7228 | Plattling | Schwandorf | 380 | 0.246 | 1900 | 2
l262 | n3766 | n5026 | 0.10245 | 1698.1026 | TRUE | 39676.4272 | Regensburg | Schwandorf | 380 | 0.246 | 1900 | 3
l263 | n5025 | n5026 | 0.10538 | 1698.1026 | TRUE | 38576.0069 | Etzenricht | Schwandorf | 380 | 0.246 | 1900 | 2
l264 | n5015 | n5028 | 0.070481 | 1698.1026 | TRUE | 57675.7564 | Redwitz | Remptendorf | 380 | 0.246 | 1900 | 2
l265 | n5005 | n5031 | 0.04891 | 1698.1026 | TRUE | 83113.4693 | Hradec Východ | Röhrsdorf | 380 | 0.246 | 1900 | 2
l266 | n5042 | n5043 | 0.040128 | 1698.1026 | TRUE | 101301.0325 | Wustermark | Thyrow | 380 | 0.246 | 1900 | 2
l267 | n5043 | n5044 | 0.079311 | 1698.1026 | TRUE | 51254.6644 | Thyrow | Ragow | 380 | 0.246 | 1900 | 2
l268 | n5034 | n5045 | 0.069473 | 1698.1026 | TRUE | 58512.1126 | Eula | Streumen | 380 | 0.246 | 1900 | 2
l269 | n5044 | n5045 | 0.043765 | 1698.1026 | TRUE | 92883.3231 | Ragow | Streumen | 380 | 0.246 | 1900 | 2
l270 | n5031 | n5045 | 0.056524 | 1698.1026 | TRUE | 71916.74 | Röhrsdorf | Streumen | 380 | 0.246 | 1900 | 2
l271 | n5045 | n5046 | 0.03612 | 1698.1026 | TRUE | 112544.0013 | Streumen | Preilack | 380 | 0.246 | 1900 | 2
l272 | n5044 | n5046 | 0.085388 | 1698.1026 | TRUE | 47606.8191 | Ragow | Preilack | 380 | 0.246 | 1900 | 2
l273 | n5046 | n5051 | 0.092204 | 1698.1026 | TRUE | 44087.5822 | Preilack | Graustein | 380 | 0.246 | 1900 | 2
l274 | n5022 | n5052 | 0.12394 | 1698.1026 | TRUE | 32798.5453 | Schmölln | Bärwalde | 380 | 0.246 | 1900 | 2
l275 | n5045 | n5052 | 0.044347 | 1698.1026 | TRUE | 91663.9145 | Streumen | Bärwalde | 380 | 0.246 | 1900 | 2
l276 | n5051 | n5052 | 0.19843 | 1698.1026 | TRUE | 20485.5064 | Graustein | Bärwalde | 380 | 0.246 | 1900 | 2
l277 | n5022 | n5053 | 0.085601 | 1698.1026 | TRUE | 47488.3299 | Schmölln | Hagenwerder | 380 | 0.246 | 1900 | 2
l278 | n5012 | n5056 | 0.40203 | 1698.1026 | TRUE | 10111.2678 | Reuter West | Reuter | 380 | 0.246 | 1900 | 2
l279 | n5037 | n5056 | 0.22288 | 1698.1026 | TRUE | 18238.4244 | Teufelsbruch | Reuter | 380 | 0.246 | 1900 | 2
l280 | n5050 | n5057 | 0.23213 | 1698.1026 | TRUE | 17511.6202 | Neuenhagen | Marzahn | 380 | 0.246 | 1900 | 2
l281 | n5049 | n5057 | 0.29806 | 1698.1026 | TRUE | 13638.5121 | Friedrichshain | Marzahn | 380 | 0.246 | 1900 | 2
l282 | n5047 | n5057 | 0.16017 | 1698.1026 | TRUE | 25379.7933 | Wuhlheide | Marzahn | 380 | 0.246 | 1900 | 2
l283 | n5034 | n5059 | 0.10521 | 1698.1026 | TRUE | 38636.9205 | Eula | Pulgar | 380 | 0.246 | 1900 | 2
l284 | n5010 | n5059 | 0.46496 | 1698.1026 | TRUE | 8742.7217 | Lippendorf | Pulgar | 380 | 0.246 | 1900 | 2
l285 | n5029 | n5059 | 0.048037 | 1698.1026 | TRUE | 84623.6608 | Vieselbach | Pulgar | 380 | 0.246 | 1900 | 2
l286 | n5029 | n5060 | 0.069225 | 1698.1026 | TRUE | 58721.9894 | Vieselbach | Altenfeld | 380 | 0.246 | 1900 | 3
l287 | n5028 | n5060 | 0.096758 | 1698.1026 | TRUE | 42012.3427 | Remptendorf | Altenfeld | 380 | 0.246 | 1900 | 2
l288 | n5046 | n5061 | 0.26528 | 1698.1026 | TRUE | 15323.8444 | Preilack | Jänschwalde | 380 | 0.246 | 1900 | 2
l289 | n5046 | n5061 | 0.21038 | 1698.1026 | TRUE | 19322.7025 | Preilack | Jänschwalde | 380 | 0.246 | 1900 | 2
l290 | n5046 | n5061 | 0.23949 | 1698.1026 | TRUE | 16973.5377 | Preilack | Jänschwalde | 380 | 0.246 | 1900 | 2
l291 | n5051 | n5062 | 0.24468 | 1698.1026 | TRUE | 16613.8734 | Graustein | Schwarze Pumpe | 380 | 0.246 | 1900 | 2
l292 | n5052 | n5063 | 0.23676 | 1698.1026 | TRUE | 17169.1456 | Bärwalde | Boxberg | 380 | 0.246 | 1900 | 2
l293 | n5052 | n5063 | 0.25369 | 1698.1026 | TRUE | 16023.6505 | Bärwalde | Boxberg | 380 | 0.246 | 1900 | 2
l294 | n5029 | n5068 | 0.074084 | 1698.1026 | TRUE | 54871.0189 | Vieselbach | Lauchstädt | 380 | 0.246 | 1900 | 2
l295 | n5018 | n5068 | 0.11859 | 1698.1026 | TRUE | 34276.8413 | Klostermansfeld | Lauchstädt | 380 | 0.246 | 1900 | 2
l296 | n5011 | n5068 | 0.42034 | 1698.1026 | TRUE | 9670.7364 | Schkopau | Lauchstädt | 380 | 0.246 | 1900 | 2
l297 | n5053 | n5074 | 0.1839 | 1698.1026 | TRUE | 22104.2356 | Hagenwerder | Mikułowa | 380 | 0.246 | 1900 | 2
l298 | n5049 | n5084 | 0.16987 | 1698.1026 | TRUE | 23930.6791 | Friedrichshain | Mitte | 380 | 0.246 | 1900 | 2
l299 | n5020 | n5115 | 0.35089 | 1698.1026 | TRUE | 11585.0923 | Helmstedt | Buschhaus | 380 | 0.246 | 1900 | 1
l300 | n5143 | n5145 | 0.074199 | 1698.1026 | TRUE | 54785.9592 | Niederstedem | Dahlem | 380 | 0.246 | 1900 | 2
l301 | n5151 | n5152 | 0.25253 | 1698.1026 | TRUE | 16097 | Weißenthurm | Koblenz | 380 | 0.246 | 1900 | 2
l302 | n3974 | n5153 | 0.18063 | 1698.1026 | TRUE | 22504.2032 | Karlsruhe West | Philippsburg | 380 | 0.246 | 1900 | 3
l303 | n5155 | n5156 | 0.26315 | 1698.1026 | TRUE | 15447.7804 | Marxheim | Bischofsheim | 380 | 0.246 | 1900 | 2
l304 | n5160 | n5162 | 0.31039 | 1698.1026 | TRUE | 13096.3614 | Zukunft | Oberzier | 380 | 0.246 | 1900 | 2
l305 | n5145 | n5162 | 0.077123 | 1698.1026 | TRUE | 52708.554 | Dahlem | Oberzier | 380 | 0.246 | 1900 | 2
l306 | n5162 | n5163 | 0.19827 | 1698.1026 | TRUE | 20502.3656 | Oberzier | Paffendorf | 380 | 0.246 | 1900 | 2
l307 | n5159 | n5164 | 0.4376 | 1698.1026 | TRUE | 9289.3182 | Niederaußem | Rommerskirchen | 380 | 0.246 | 1900 | 1
l308 | n5163 | n5164 | 0.25606 | 1698.1026 | TRUE | 15875.4611 | Paffendorf | Rommerskirchen | 380 | 0.246 | 1900 | 2
l309 | n5167 | n5168 | 0.51497 | 1698.1026 | TRUE | 7893.7167 | Neurath | Gohrpunkt | 380 | 0.246 | 1900 | 3
l310 | n5164 | n5168 | 0.29961 | 1698.1026 | TRUE | 13567.8498 | Rommerskirchen | Gohrpunkt | 380 | 0.246 | 1900 | 3
l311 | n5158 | n5168 | 0.33489 | 1698.1026 | TRUE | 12138.4292 | St. Peter | Gohrpunkt | 380 | 0.246 | 1900 | 3
l312 | n5168 | n5169 | 0.273 | 1698.1026 | TRUE | 14890.2087 | Gohrpunkt | Osterath | 380 | 0.246 | 1900 | 2
l313 | n5169 | n5170 | 0.34598 | 1698.1026 | TRUE | 11749.3556 | Osterath | Mündelheim | 380 | 0.246 | 1900 | 3
l314 | n5102 | n5172 | 0.30149 | 1698.1026 | TRUE | 13483.3755 | Voerde | Utfort | 380 | 0.246 | 1900 | 3
l315 | n5102 | n5173 | 0.36519 | 1698.1026 | TRUE | 11131.159 | Voerde | Niederrhein | 380 | 0.246 | 1900 | 3
l316 | n5164 | n5177 | 0.1297 | 1698.1026 | TRUE | 31340.6852 | Rommerskirchen | Opladen | 380 | 0.246 | 1900 | 3
l317 | n5176 | n5177 | 0.20506 | 1698.1026 | TRUE | 19823.3162 | Linde | Opladen | 380 | 0.246 | 1900 | 3
l318 | n5164 | n5177 | 0.17817 | 1698.1026 | TRUE | 22815.1814 | Rommerskirchen | Opladen | 380 | 0.246 | 1900 | 2
l319 | n5158 | n5180 | 0.33481 | 1698.1026 | TRUE | 12141.4734 | St. Peter | Ohligs | 380 | 0.246 | 1900 | 3
l320 | n5177 | n5180 | 0.47634 | 1698.1026 | TRUE | 8533.8904 | Opladen | Ohligs | 380 | 0.246 | 1900 | 3
l321 | n5178 | n5181 | 0.2482 | 1698.1026 | TRUE | 16378.3012 | Sechtem | Siegburg | 380 | 0.246 | 1900 | 3
l322 | n5178 | n5182 | 0.20315 | 1698.1026 | TRUE | 20010.0748 | Sechtem | Ließem | 380 | 0.246 | 1900 | 2
l323 | n5151 | n5182 | 0.11692 | 1698.1026 | TRUE | 34767.7801 | Weißenthurm | Ließem | 380 | 0.246 | 1900 | 2
l324 | n5181 | n5184 | 0.31495 | 1698.1026 | TRUE | 12906.7701 | Siegburg | Bollenacker | 380 | 0.246 | 1900 | 2
l325 | n5170 | n5187 | 0.26803 | 1698.1026 | TRUE | 15166.6329 | Mündelheim | Selbeck | 380 | 0.246 | 1900 | 2
l326 | n5173 | n5190 | 0.14008 | 1698.1026 | TRUE | 29018.8001 | Niederrhein | Polsum | 380 | 0.246 | 1900 | 3
l327 | n5189 | n5190 | 0.35692 | 1698.1026 | TRUE | 11389.2892 | unknown | Polsum | 380 | 0.246 | 1900 | 3
l328 | n5190 | n5191 | 0.18394 | 1698.1026 | TRUE | 22099.6918 | Polsum | Witten | 380 | 0.246 | 1900 | 3
l329 | n5192 | n5193 | 0.36484 | 1698.1026 | TRUE | 11141.8945 | Hattingen | Witten | 380 | 0.246 | 1900 | 3
l330 | n5190 | n5194 | 0.37651 | 1698.1026 | TRUE | 10796.6806 | Polsum | Kusenhorst | 380 | 0.246 | 1900 | 3
l331 | n5194 | n5195 | 0.16978 | 1698.1026 | TRUE | 23943.1202 | Kusenhorst | Bochum | 380 | 0.246 | 1900 | 3
l332 | n5180 | n5195 | 0.087872 | 1698.1026 | TRUE | 46260.7641 | Ohligs | Bochum | 380 | 0.246 | 1900 | 3
l333 | n5175 | n5196 | 0.62548 | 1698.1026 | TRUE | 6499.045 | Dortmund | Pöppinghausen | 380 | 0.246 | 1900 | 2
l334 | n5194 | n5196 | 0.17718 | 1698.1026 | TRUE | 22943.3476 | Kusenhorst | Pöppinghausen | 380 | 0.246 | 1900 | 3
l335 | n5181 | n5198 | 0.063749 | 1698.1026 | TRUE | 63765.8542 | Siegburg | Dauersberg | 380 | 0.246 | 1900 | 3
l336 | n5157 | n5198 | 0.077691 | 1698.1026 | TRUE | 52323.0216 | Limburg | Dauersberg | 380 | 0.246 | 1900 | 2
l337 | n5175 | n5204 | 0.36535 | 1698.1026 | TRUE | 11126.4297 | Dortmund | Garenfeld | 380 | 0.246 | 1900 | 2
l338 | n5193 | n5204 | 0.4839 | 1698.1026 | TRUE | 8400.5085 | Witten | Garenfeld | 380 | 0.246 | 1900 | 3
l339 | n5174 | n5207 | 0.20843 | 1698.1026 | TRUE | 19503.4057 | Gersteinwerk | Lippborg | 380 | 0.246 | 1900 | 1
l340 | n5204 | n5207 | 0.073043 | 1698.1026 | TRUE | 55652.4481 | Garenfeld | Lippborg | 380 | 0.246 | 1900 | 3
l341 | n5194 | n5208 | 0.065603 | 1698.1026 | TRUE | 61964.6816 | Kusenhorst | Gronau | 380 | 0.246 | 1900 | 3
l342 | n5208 | n5209 | 0.11352 | 1698.1026 | TRUE | 35808.1782 | Gronau | Emsland | 380 | 0.246 | 1900 | 3
l343 | n5209 | n5211 | 0.065326 | 1698.1026 | TRUE | 62227.392 | Emsland | Roxel | 380 | 0.246 | 1900 | 3
l344 | n5214 | n5215 | 0.22765 | 1698.1026 | TRUE | 17856.3526 | Westerkappeln | Lüstringen | 380 | 0.246 | 1900 | 2
l345 | n5153 | n5216 | 0.2308 | 1698.1026 | TRUE | 17612.8913 | Philippsburg | Neurott | 380 | 0.246 | 1900 | 3
l346 | n3988 | n5216 | 0.061176 | 1698.1026 | TRUE | 66447.8603 | Hoheneck | Neurott | 380 | 0.246 | 1900 | 2
l347 | n5216 | n5219 | 0.4 | 1698.1026 | TRUE | 10162.5359 | Neurott | Wiesloch | 380 | 0.246 | 1900 | 1
l348 | n3999 | n5222 | 0.058466 | 1698.1026 | TRUE | 69528.0645 | Goldshöfe | Kupferzell | 380 | 0.246 | 1900 | 1
l349 | n5155 | n5225 | 0.27733 | 1698.1026 | TRUE | 14657.838 | Marxheim | Kelsterbach | 380 | 0.246 | 1900 | 2
l350 | n5106 | n5228 | 0.37238 | 1698.1026 | TRUE | 10916.387 | Biblis | Bürstadt | 380 | 0.246 | 1900 | 3
l351 | n5155 | n5231 | 0.26664 | 1698.1026 | TRUE | 15245.2377 | Marxheim | Kriftel | 380 | 0.246 | 1900 | 2
l352 | n5207 | n5233 | 0.064629 | 1698.1026 | TRUE | 62897.613 | Lippborg | Arpe | 380 | 0.246 | 1900 | 2
l353 | n5234 | n5235 | 0.08503 | 1698.1026 | TRUE | 47806.9872 | Karben | Gießen/Nord | 380 | 0.246 | 1900 | 3
l354 | n5233 | n5236 | 0.11565 | 1698.1026 | TRUE | 35150.0849 | Arpe | Nehden | 380 | 0.246 | 1900 | 2
l355 | n5235 | n5241 | 0.068368 | 1698.1026 | TRUE | 59458.5415 | Gießen/Nord | Borken | 380 | 0.246 | 1900 | 3
l356 | n5241 | n5244 | 0.12428 | 1698.1026 | TRUE | 32707.5866 | Borken | Mecklar | 380 | 0.246 | 1900 | 2
l357 | n5223 | n5244 | 0.11231 | 1698.1026 | TRUE | 36195.0152 | Dipperz | Mecklar | 380 | 0.246 | 1900 | 2
l358 | n5241 | n5245 | 0.15422 | 1698.1026 | TRUE | 26357.986 | Borken | Bergshausen | 380 | 0.246 | 1900 | 2
l359 | n5110 | n5247 | 0.16773 | 1698.1026 | TRUE | 24235.5629 | Landesbergen | Ovenstädt | 380 | 0.246 | 1900 | 2
l360 | n5248 | n5251 | 0.39425 | 1698.1026 | TRUE | 10310.7144 | Bechterdissen | Bielefeld Ost | 380 | 0.246 | 1900 | 3
l361 | n5247 | n5252 | 0.10884 | 1698.1026 | TRUE | 37348.1774 | Ovenstädt | Eickum | 380 | 0.246 | 1900 | 2
l362 | n5248 | n5252 | 0.34052 | 1698.1026 | TRUE | 11937.7513 | Bechterdissen | Eickum | 380 | 0.246 | 1900 | 2
l363 | n5248 | n5253 | 0.29805 | 1698.1026 | TRUE | 13638.8434 | Bechterdissen | Lage | 380 | 0.246 | 1900 | 3
l364 | n5248 | n5254 | 0.098496 | 1698.1026 | TRUE | 41271.1286 | Bechterdissen | Elsen | 380 | 0.246 | 1900 | 2
l365 | n5258 | n5259 | 0.34156 | 1698.1026 | TRUE | 11901.3853 | Bergrheinfeld | Grafenrheinfeld | 380 | 0.246 | 1900 | 2
l366 | n5259 | n5260 | 0.050138 | 1698.1026 | TRUE | 81077.1043 | Grafenrheinfeld | Raitersaich | 380 | 0.246 | 1900 | 3
l367 | n3760 | n5260 | 0.053223 | 1698.1026 | TRUE | 76377.1319 | Ingolstadt | Raitersaich | 380 | 0.246 | 1900 | 3
l368 | n5260 | n5265 | 0.11255 | 1698.1026 | TRUE | 36118.2726 | Raitersaich | Kriegenbrunn | 380 | 0.246 | 1900 | 2
l369 | n5265 | n5266 | 0.085082 | 1698.1026 | TRUE | 47777.6542 | Kriegenbrunn | Würgau | 380 | 0.246 | 1900 | 2
l370 | n5015 | n5266 | 0.15025 | 1698.1026 | TRUE | 27056.0759 | Redwitz | Würgau | 380 | 0.246 | 1900 | 3
l371 | n5257 | n5266 | 0.22949 | 1698.1026 | TRUE | 17713.2502 | Oberhaid | Würgau | 380 | 0.246 | 1900 | 2
l372 | n5111 | n5270 | 0.08282 | 1698.1026 | TRUE | 49082.9387 | Grohnde | Algermissen | 380 | 0.246 | 1900 | 2
l373 | n5270 | n5271 | 0.14568 | 1698.1026 | TRUE | 27903.4233 | Algermissen | Klein Ilsede | 380 | 0.246 | 1900 | 2
l374 | n5020 | n5272 | 0.1538 | 1698.1026 | TRUE | 26430.386 | Helmstedt | Hattorf | 380 | 0.246 | 1900 | 2
l375 | n5272 | n5274 | 0.12268 | 1698.1026 | TRUE | 33134.7101 | Hattorf | Wahle | 380 | 0.246 | 1900 | 2
l376 | n5257 | n5276 | 0.10693 | 1698.1026 | TRUE | 38015.7999 | Oberhaid | Eltmann | 380 | 0.246 | 1900 | 2
l377 | n5259 | n5276 | 0.31747 | 1698.1026 | TRUE | 12804.2919 | Grafenrheinfeld | Eltmann | 380 | 0.246 | 1900 | 2
l378 | n5214 | n5277 | 0.24337 | 1698.1026 | TRUE | 16702.9544 | Westerkappeln | Ibbenbüren | 380 | 0.246 | 1900 | 2
l379 | n5245 | n5279 | 0.078978 | 1698.1026 | TRUE | 51470.534 | Bergshausen | Würgassen | 380 | 0.246 | 1900 | 2
l380 | n5234 | n5280 | 0.27939 | 1698.1026 | TRUE | 14549.5842 | Karben | Frankfurt-Südwest | 380 | 0.246 | 1900 | 2
l381 | n5060 | n5281 | 0.34804 | 1698.1026 | TRUE | 11679.7989 | Altenfeld | Goldisthal | 380 | 0.246 | 1900 | 2
l382 | n5232 | n5282 | 0.28594 | 1698.1026 | TRUE | 14216.5156 | Dillenburg | Aßlar | 380 | 0.246 | 1900 | 2
l383 | n5235 | n5282 | 0.26089 | 1698.1026 | TRUE | 15581.3498 | Gießen/Nord | Aßlar | 380 | 0.246 | 1900 | 3
l384 | n5198 | n5282 | 0.083391 | 1698.1026 | TRUE | 48746.5852 | Dauersberg | Aßlar | 380 | 0.246 | 1900 | 2
l385 | n5258 | n5283 | 0.23066 | 1698.1026 | TRUE | 17623.4959 | Bergrheinfeld | Schweinfurt | 380 | 0.246 | 1900 | 1
l386 | n5160 | n5284 | 0.24384 | 1698.1026 | TRUE | 16671.1828 | Zukunft | Verlautenheide | 380 | 0.246 | 1900 | 2
l387 | n5148 | n5285 | 0.072083 | 1698.1026 | TRUE | 56393.9382 | Uchtelfangen | Quint | 380 | 0.246 | 1900 | 3
l388 | n5249 | n5287 | 0.24443 | 1698.1026 | TRUE | 16630.5213 | Gütersloh | Enniger | 380 | 0.246 | 1900 | 2
l389 | n5279 | n5288 | 0.15447 | 1698.1026 | TRUE | 26315.4309 | Würgassen | Vörden | 380 | 0.246 | 1900 | 2
l390 | n5111 | n5288 | 0.17911 | 1698.1026 | TRUE | 22696.1769 | Grohnde | Vörden | 380 | 0.246 | 1900 | 2
l391 | n5208 | n5340 | 0.12959 | 1698.1026 | TRUE | 31367.3521 | Gronau | Hengelo | 380 | 0.246 | 1900 | 2
l392 | n5323 | n5348 | 0.11665 | 1698.1026 | TRUE | 34848.7355 | Vigy | Ensdorf | 380 | 0.246 | 1900 | 2
l393 | n3992 | n5356 | 0.46786 | 1698.1026 | TRUE | 8688.5284 | Neckarwestheim | GKN 2 | 380 | 0.246 | 1900 | 2
l394 | n5106 | n5357 | 0.065661 | 1698.1026 | TRUE | 61909.5195 | Biblis | Waldlaubershaim | 380 | 0.246 | 1900 | 2
l395 | n3981 | n5363 | 0.09708 | 1698.1026 | TRUE | 41873.0581 | Pulverdingen | Großgartach | 380 | 0.246 | 1900 | 2
l396 | n5221 | n5363 | 0.23683 | 1698.1026 | TRUE | 17164.3283 | Heilbronn | Großgartach | 380 | 0.246 | 1900 | 1
l397 | n5222 | n5363 | 0.10721 | 1698.1026 | TRUE | 37914.8909 | Kupferzell | Großgartach | 380 | 0.246 | 1900 | 2
l398 | n5220 | n5363 | 0.26968 | 1698.1026 | TRUE | 15073.6066 | Hüffenhardt | Großgartach | 380 | 0.246 | 1900 | 2
l399 | n5125 | n5365 | 0.095974 | 1698.1026 | TRUE | 42355.5861 | Aschaffenburg | Bergrheinfeld/West | 380 | 0.246 | 1900 | 2
l400 | n6084 | n6085 | 0.27029 | 1698.1026 | TRUE | 15039.8138 | Rostock | Bentwisch | 380 | 0.246 | 1900 | 2
l401 | n6085 | n6086 | 0.11388 | 1698.1026 | TRUE | 35694.561 | Bentwisch | Güstrow | 380 | 0.246 | 1900 | 2
l402 | n6089 | n6090 | 0.078281 | 1698.1026 | TRUE | 51928.7836 | Siedenbrünzow | Lubmin | 380 | 0.246 | 1900 | 2
l403 | n5021 | n6097 | 0.070879 | 1698.1026 | TRUE | 57351.6185 | Wolmirstedt | Stendal West | 380 | 0.246 | 1900 | 2
l404 | n6083 | n6100 | 0.26787 | 1698.1026 | TRUE | 15175.3314 | Vierraden | Krajnik | 380 | 0.246 | 1900 | 2
l405 | n6201 | n6204 | 0.13338 | 1698.1026 | TRUE | 30477.7077 | Maade | Conneforde | 380 | 0.246 | 1900 | 2
l406 | n6199 | n6204 | 0.07176 | 1698.1026 | TRUE | 56647.7946 | Diele | Conneforde | 380 | 0.246 | 1900 | 2
l407 | n6204 | n6207 | 0.21902 | 1698.1026 | TRUE | 18559.8769 | Conneforde | Unterweser | 380 | 0.246 | 1900 | 2
l408 | n5110 | n6211 | 0.051107 | 1698.1026 | TRUE | 79539.7803 | Landesbergen | Sottrum | 380 | 0.246 | 1900 | 2
l409 | n6211 | n6214 | 0.089531 | 1698.1026 | TRUE | 45403.8071 | Sottrum | Dollern | 380 | 0.246 | 1900 | 2
l410 | n5274 | n6216 | 0.046431 | 1698.1026 | TRUE | 87550.66 | Wahle | Stadorf | 380 | 0.246 | 1900 | 2
l411 | n6214 | n6219 | 0.16578 | 1698.1026 | TRUE | 24520.0699 | Dollern | Hamburg-Süd | 380 | 0.246 | 1900 | 2
l412 | n6212 | n6220 | 0.075979 | 1698.1026 | TRUE | 53502.4808 | Wilster | Audorf | 380 | 0.246 | 1900 | 2
l413 | n6219 | n6222 | 0.11815 | 1698.1026 | TRUE | 34406.3979 | Hamburg-Süd | Hamburg-Ost | 380 | 0.246 | 1900 | 2
l414 | n6221 | n6222 | 0.13733 | 1698.1026 | TRUE | 29600.0235 | unknown | Hamburg-Ost | 380 | 0.246 | 1900 | 2
l415 | n6222 | n6225 | 0.19114 | 1698.1026 | TRUE | 21267.3786 | Hamburg-Ost | Krümmel | 380 | 0.246 | 1900 | 2
l416 | n6078 | n6225 | 0.057045 | 1698.1026 | TRUE | 71260.8275 | Görries | Krümmel | 380 | 0.246 | 1900 | 2
l417 | n6225 | n6226 | 0.21344 | 1698.1026 | TRUE | 19045.0641 | Krümmel | Lüneburg | 380 | 0.246 | 1900 | 2
l418 | n6216 | n6226 | 0.14116 | 1698.1026 | TRUE | 28798.3015 | Stadorf | Lüneburg | 380 | 0.246 | 1900 | 2
l419 | n6228 | n6229 | 0.34833 | 1698.1026 | TRUE | 11669.9784 | Herrenwyk | Siems | 380 | 0.246 | 1900 | 2
l420 | n6199 | n6231 | 0.19222 | 1698.1026 | TRUE | 21147.5401 | Diele | Rhede | 380 | 0.246 | 1900 | 2
l421 | n6214 | n6233 | 0.11297 | 1698.1026 | TRUE | 35984.7163 | Dollern | Alfstedt | 380 | 0.246 | 1900 | 2
l422 | n6219 | n6235 | 0.42509 | 1698.1026 | TRUE | 9562.7184 | Hamburg-Süd | Moorburg | 380 | 0.246 | 1900 | 2
l423 | n6199 | n6245 | 0.14802 | 1698.1026 | TRUE | 27463.0376 | Diele | Meeden | 380 | 0.246 | 1900 | 2
l424 | n6212 | n6286 | 0.70694 | 1698.1026 | TRUE | 5750.1568 | Wilster | Büttel | 380 | 0.246 | 1900 | 1
l425 | n6210 | n6286 | 0.65641 | 1698.1026 | TRUE | 6192.849 | Brunsbüttel | Büttel | 380 | 0.246 | 1900 | 1
l426 | n6231 | n6287 | 0.63631 | 1698.1026 | TRUE | 6388.4377 | Rhede | Dörpen/West | 380 | 0.246 | 1900 | 2
l427 | n6158 | n6288 | 0.12939 | 1698.1026 | TRUE | 31417.2676 | Kassø | Jardelund | 380 | 0.246 | 1900 | 2
l428 | n6220 | n6288 | 0.061546 | 1698.1026 | TRUE | 66048.7552 | Audorf | Jardelund | 380 | 0.246 | 1900 | 2
l429 | n5110 | n6292 | 0.12514 | 1698.1026 | TRUE | 32483.7096 | Landesbergen | Ohlensehlen | 380 | 0.246 | 1900 | 2
l430 | n3984 | n7552 | 0.36594 | 1698.1026 | TRUE | 11108.5151 | Grünkraut |  | 380 | 0.246 | 1900 | 2
l431 | n5189 | n7546 | 0.36295 | 1698.1026 | TRUE | 11200.1346 | unknown |  | 380 | 0.246 | 1900 | 3
l432 | n5188 | n7546 | 0.33818 | 1698.1026 | TRUE | 12020.2028 | Eiberg |  | 380 | 0.246 | 1900 | 3
l433 | n5186 | n7546 | 0.56328 | 1698.1026 | TRUE | 7216.6691 | Büscherhof |  | 380 | 0.246 | 1900 | 3
l434 | n5153 | n7547 | 0.18895 | 1698.1026 | TRUE | 21514.3168 | Philippsburg |  | 380 | 0.246 | 1900 | 3
l435 | n5218 | n7547 | 0.37507 | 1698.1026 | TRUE | 10838.0512 | Bruchsal |  | 380 | 0.246 | 1900 | 2
l436 | n3981 | n7547 | 0.08387 | 1698.1026 | TRUE | 48468.3674 | Pulverdingen |  | 380 | 0.246 | 1900 | 3
l437 | n5216 | n7548 | 1.286 | 1698.1026 | TRUE | 3161.0389 | Neurott |  | 380 | 0.246 | 1900 | 3
l438 | n5110 | n7549 | 0.19331 | 1698.1026 | TRUE | 21028.8126 | Landesbergen |  | 380 | 0.246 | 1900 | 2
l439 | n5111 | n7549 | 0.069647 | 1698.1026 | TRUE | 58366.6617 | Grohnde |  | 380 | 0.246 | 1900 | 2
l440 | n5227 | n7551 | 0.31024 | 1698.1026 | TRUE | 13103.074 | BASF |  | 380 | 0.246 | 1900 | 1
l441 | n5229 | n7551 | 0.32 | 1698.1026 | TRUE | 12703.3146 | Weinheim |  | 380 | 0.246 | 1900 | 2
l442 | n4023 | n7552 | 0.070571 | 1698.1026 | TRUE | 57601.9647 | Bürs |  | 380 | 0.246 | 1900 | 2
l443 | n3985 | n7552 | 0.7791 | 1698.1026 | TRUE | 5217.5813 | Obermooweiler |  | 380 | 0.246 | 1900 | 1
l444 | n3992 | n7830 | 0.16445 | 1698.1026 | TRUE | 24719.2344 | Neckarwestheim |  | 380 | 0.246 | 1900 | 1
l445 | n3988 | n7830 | 0.24683 | 1698.1026 | TRUE | 16469.0339 | Hoheneck |  | 380 | 0.246 | 1900 | 2
l446 | n5238 | n7931 | 0.50251 | 1698.1026 | TRUE | 8089.4544 | Großkrotzenburg |  | 380 | 0.246 | 1900 | 2
l447 | n5125 | n7931 | 0.11418 | 1698.1026 | TRUE | 35602.2366 | Aschaffenburg |  | 380 | 0.246 | 1900 | 2
l448 | n5216 | n7939 | 0.23395 | 1698.1026 | TRUE | 17375.7749 | Neurott |  | 380 | 0.246 | 1900 | 2
l449 | n5106 | n7939 | 0.1472 | 1698.1026 | TRUE | 27616.2422 | Biblis |  | 380 | 0.246 | 1900 | 2
l450 | n5146 | n7940 | 0.38808 | 1698.1026 | TRUE | 10474.6711 | Otterbach |  | 380 | 0.246 | 1900 | 3
l451 | n5147 | n7940 | 0.12698 | 1698.1026 | TRUE | 32012.668 | Bexbach |  | 380 | 0.246 | 1900 | 2
l452 | n3992 | n7942 | 0.19573 | 1698.1026 | TRUE | 20768.2629 | Neckarwestheim |  | 380 | 0.246 | 1900 | 3
l453 | n5363 | n7942 | 0.49674 | 1698.1026 | TRUE | 8183.4281 | Großgartach |  | 380 | 0.246 | 1900 | 3
l454 | n5019 | n7943 | 0.4193 | 1698.1026 | TRUE | 9694.8943 | Förderstedt |  | 380 | 0.246 | 1900 | 3
l455 | n5044 | n7943 | 0.027699 | 1698.1026 | TRUE | 146758.8394 | Ragow |  | 380 | 0.246 | 1900 | 2
l456 | n5021 | n7943 | 0.15796 | 1698.1026 | TRUE | 25734.7483 | Wolmirstedt |  | 380 | 0.246 | 1900 | 2
l457 | n3967 | n7944 | 0.16696 | 1698.1026 | TRUE | 24348.1197 | Kühmoos |  | 380 | 0.246 | 1900 | 2
l458 | n4264 | n7944 | 0.2336 | 1698.1026 | TRUE | 17401.9502 | Asphard |  | 380 | 0.246 | 1900 | 2
l459 | n4092 | n7944 | 0.26899 | 1698.1026 | TRUE | 15112.3518 | Sierentz |  | 380 | 0.246 | 1900 | 2
l460 | n5230 | n7946 | 0.6137 | 1698.1026 | TRUE | 6623.8351 | Urberach |  | 380 | 0.246 | 1900 | 2
l461 | n5368 | n7946 | 0.44466 | 1698.1026 | TRUE | 9141.8077 | Dettingen |  | 380 | 0.246 | 1900 | 2
l462 | n5238 | n7946 | 0.26567 | 1698.1026 | TRUE | 15301.0755 | Großkrotzenburg |  | 380 | 0.246 | 1900 | 2
l463 | n5050 | n7948 | 0.087163 | 1698.1026 | TRUE | 46637.3679 | Neuenhagen |  | 380 | 0.246 | 1900 | 2
l464 | n6082 | n7948 | 0.28041 | 1698.1026 | TRUE | 14496.6379 | Malchow |  | 380 | 0.246 | 1900 | 2
l465 | n4023 | n7949 | 0.069416 | 1698.1026 | TRUE | 58560.5698 | Bürs |  | 380 | 0.246 | 1900 | 2
l466 | n3985 | n7949 | 0.74356 | 1698.1026 | TRUE | 5466.9732 | Obermooweiler |  | 380 | 0.246 | 1900 | 1
l467 | n3982 | n7949 | 0.05993 | 1698.1026 | TRUE | 67829.5211 | Delmensingen |  | 380 | 0.246 | 1900 | 2
l468 | n3989 | n7950 | 0.71237 | 1698.1026 | TRUE | 5706.3408 | Endersbach |  | 380 | 0.246 | 1900 | 1
l469 | n7830 | n7950 | 1.5154 | 1698.1026 | TRUE | 2682.4324 |  |  | 380 | 0.246 | 1900 | 1
l470 | n4010 | n7950 | 0.4546 | 1698.1026 | TRUE | 8941.9905 | Mühlhausen |  | 380 | 0.246 | 1900 | 1
l471 | n3986 | n7951 | 0.29976 | 1698.1026 | TRUE | 13560.8078 | Wendlingen |  | 380 | 0.246 | 1900 | 1
l472 | n3990 | n7951 | 0.13087 | 1698.1026 | TRUE | 31061.7465 | Laichingen |  | 380 | 0.246 | 1900 | 2
l473 | n3968 | n7952 | 0.13547 | 1698.1026 | TRUE | 30007.5612 | Gurtweil |  | 380 | 0.246 | 1900 | 2
l474 | n3970 | n7952 | 0.16804 | 1698.1026 | TRUE | 24190.8781 | Villingen |  | 380 | 0.246 | 1900 | 2
l475 | n3977 | n7953 | 0.31352 | 1698.1026 | TRUE | 12965.9637 | Trossingen |  | 380 | 0.246 | 1900 | 2
l476 | n7952 | n7953 | 0.43835 | 1698.1026 | TRUE | 9273.5081 |  |  | 380 | 0.246 | 1900 | 2
l477 | n3980 | n7953 | 0.0931 | 1698.1026 | TRUE | 43663.0157 | Engstlatt |  | 380 | 0.246 | 1900 | 2
l478 | n3988 | n7954 | 0.14045 | 1698.1026 | TRUE | 28942.6286 | Hoheneck |  | 380 | 0.246 | 1900 | 2
l479 | n4010 | n7954 | 0.25796 | 1698.1026 | TRUE | 15758.1456 | Mühlhausen |  | 380 | 0.246 | 1900 | 2
l480 | n7951 | n7954 | 0.30223 | 1698.1026 | TRUE | 13449.9643 |  |  | 380 | 0.246 | 1900 | 2
l481 | n5278 | n7955 | 0.41708 | 1698.1026 | TRUE | 9746.4814 | Goldenberg |  | 380 | 0.246 | 1900 | 2
l482 | n5164 | n7955 | 0.34661 | 1698.1026 | TRUE | 11727.9791 | Rommerskirchen |  | 380 | 0.246 | 1900 | 3
l483 | n5178 | n7955 | 0.18647 | 1698.1026 | TRUE | 21800.5321 | Sechtem |  | 380 | 0.246 | 1900 | 3
l484 | n5029 | n8188 | 0.29153 | 1698.1026 | TRUE | 13943.9736 | Vieselbach |  | 380 | 0.246 | 1900 | 2
l485 | n5028 | n8188 | 0.11135 | 1698.1026 | TRUE | 36505.4747 | Remptendorf |  | 380 | 0.246 | 1900 | 2
l486 | n5030 | n8188 | 0.41788 | 1698.1026 | TRUE | 9727.8208 | Großschwabhausen |  | 380 | 0.246 | 1900 | 1
l487 | n5042 | n8190 | 0.36236 | 1698.1026 | TRUE | 11218.2389 | Wustermark |  | 380 | 0.246 | 1900 | 2
l488 | n5021 | n8190 | 0.074439 | 1698.1026 | TRUE | 54608.9873 | Wolmirstedt |  | 380 | 0.246 | 1900 | 2
l489 | n5037 | n8190 | 0.11473 | 1698.1026 | TRUE | 35430.8218 | Teufelsbruch |  | 380 | 0.246 | 1900 | 2
l490 | n5054 | n8407 | 0.33417 | 1698.1026 | TRUE | 12164.7446 | Eisenhüttenstadt |  | 380 | 0.246 | 1900 | 2
l491 | n5046 | n8407 | 0.10126 | 1698.1026 | TRUE | 40145.1434 | Preilack |  | 380 | 0.246 | 1900 | 2
l492 | n5031 | n8411 | 0.14786 | 1698.1026 | TRUE | 27493.2342 | Röhrsdorf |  | 380 | 0.246 | 1900 | 2
l493 | n5069 | n8411 | 0.56605 | 1698.1026 | TRUE | 7181.3571 | Freiberg/Nord |  | 380 | 0.246 | 1900 | 2
l494 | n5147 | n8422 | 0.63616 | 1698.1026 | TRUE | 6389.9582 | Bexbach |  | 380 | 0.246 | 1900 | 3
l495 | n5148 | n8422 | 0.23832 | 1698.1026 | TRUE | 17056.733 | Uchtelfangen |  | 380 | 0.246 | 1900 | 3
l496 | n5029 | n8440 | 0.047741 | 1698.1026 | TRUE | 85148.118 | Vieselbach |  | 380 | 0.246 | 1900 | 2
l497 | n5244 | n8440 | 0.073527 | 1698.1026 | TRUE | 55286.0957 | Mecklar |  | 380 | 0.246 | 1900 | 2
l498 | n5264 | n8440 | 0.49597 | 1698.1026 | TRUE | 8196.1136 | Eisenach |  | 380 | 0.246 | 1900 | 2
l499 | n6198 | n8449 | 0.62083 | 1698.1026 | TRUE | 6547.771 | Niederlangen |  | 380 | 0.246 | 1900 | 1
l500 | n6232 | n8449 | 0.31568 | 1698.1026 | TRUE | 12877.1681 | Meppen |  | 380 | 0.246 | 1900 | 2
l501 | n6287 | n8449 | 0.63254 | 1698.1026 | TRUE | 6426.5753 | Dörpen/West |  | 380 | 0.246 | 1900 | 2
l502 | n5068 | n8450 | 0.11935 | 1698.1026 | TRUE | 34059.2526 | Lauchstädt |  | 380 | 0.246 | 1900 | 2
l503 | n5038 | n8450 | 0.19166 | 1698.1026 | TRUE | 21209.1531 | Marke |  | 380 | 0.246 | 1900 | 2
l504 | n6089 | n8456 | 0.078015 | 1698.1026 | TRUE | 52106.0641 | Siedenbrünzow |  | 380 | 0.246 | 1900 | 2
l505 | n6086 | n8456 | 0.12715 | 1698.1026 | TRUE | 31971.1465 | Güstrow |  | 380 | 0.246 | 1900 | 2
l506 | n6150 | n8456 | 0.10964 | 1698.1026 | TRUE | 37075.3623 | Putlitz/Süd |  | 380 | 0.246 | 1900 | 2
l507 | n5151 | n8472 | 0.26807 | 1698.1026 | TRUE | 15164.1899 | Weißenthurm |  | 380 | 0.246 | 1900 | 2
l508 | n5357 | n8472 | 0.093049 | 1698.1026 | TRUE | 43687.312 | Waldlaubershaim |  | 380 | 0.246 | 1900 | 2
l509 | n5152 | n8472 | 0.47527 | 1698.1026 | TRUE | 8553.0695 | Koblenz |  | 380 | 0.246 | 1900 | 1
l510 | n5348 | n8479 | 0.33132 | 1698.1026 | TRUE | 12269.232 | Ensdorf |  | 380 | 0.246 | 1900 | 3
l511 | n5148 | n8479 | 0.4933 | 1698.1026 | TRUE | 8240.4781 | Uchtelfangen |  | 380 | 0.246 | 1900 | 3
l512 | n5155 | n8480 | 0.11647 | 1698.1026 | TRUE | 34903.3989 | Marxheim |  | 380 | 0.246 | 1900 | 2
l513 | n5152 | n8480 | 0.09126 | 1698.1026 | TRUE | 44543.2712 | Koblenz |  | 380 | 0.246 | 1900 | 2
l514 | n6151 | n8488 | 0.43485 | 1698.1026 | TRUE | 9348.2075 | Parchim/Süd |  | 380 | 0.246 | 1900 | 2
l515 | n5172 | n8490 | 0.43414 | 1698.1026 | TRUE | 9363.4493 | Utfort |  | 380 | 0.246 | 1900 | 3
l516 | n5170 | n8490 | 0.47761 | 1698.1026 | TRUE | 8511.1657 | Mündelheim |  | 380 | 0.246 | 1900 | 2
l517 | n5259 | n8508 | 0.47677 | 1698.1026 | TRUE | 8526.2681 | Grafenrheinfeld |  | 380 | 0.246 | 1900 | 2
l518 | n5365 | n8508 | 0.43316 | 1698.1026 | TRUE | 9384.6871 | Bergrheinfeld/West |  | 380 | 0.246 | 1900 | 2
l519 | n8508 | n8519 | 0.13236 | 1698.1026 | TRUE | 30711.2648 |  |  | 380 | 0.246 | 1900 | 3
l520 | n5222 | n8519 | 0.073627 | 1698.1026 | TRUE | 55211.3894 | Kupferzell |  | 380 | 0.246 | 1900 | 1
l521 | n5240 | n8519 | 0.084335 | 1698.1026 | TRUE | 48200.835 | Höpfingen |  | 380 | 0.246 | 1900 | 1
l522 | n6096 | n8523 | 0.42305 | 1698.1026 | TRUE | 9608.9539 | Wessin |  | 380 | 0.246 | 1900 | 2
l523 | n6086 | n8523 | 0.11595 | 1698.1026 | TRUE | 35057.9558 | Güstrow |  | 380 | 0.246 | 1900 | 2
l524 | n6078 | n8523 | 0.2179 | 1698.1026 | TRUE | 18655.9094 | Görries |  | 380 | 0.246 | 1900 | 2
l525 | n7723 | n8532 | 0.19283 | 1698.1026 | TRUE | 21081.423 |  |  | 380 | 0.246 | 1900 | 2
l526 | n3998 | n8545 | 0.44571 | 1698.1026 | TRUE | 9120.4399 | Vöhringen |  | 380 | 0.246 | 1900 | 1
l527 | n3982 | n8545 | 0.24013 | 1698.1026 | TRUE | 16928.844 | Delmensingen |  | 380 | 0.246 | 1900 | 1
l528 | n6232 | n8548 | 0.16588 | 1698.1026 | TRUE | 24505.7011 | Meppen |  | 380 | 0.246 | 1900 | 2
l529 | n5209 | n8548 | 0.63194 | 1698.1026 | TRUE | 6432.5884 | Emsland |  | 380 | 0.246 | 1900 | 1
l530 | n5044 | n8550 | 0.077305 | 1698.1026 | TRUE | 52584.4996 | Ragow |  | 380 | 0.246 | 1900 | 2
l531 | n5065 | n8550 | 0.39935 | 1698.1026 | TRUE | 10179.0247 | Windpark Schönewalde |  | 380 | 0.246 | 1900 | 2
l532 | n5143 | n8552 | 0.25002 | 1698.1026 | TRUE | 16259.1813 | Niederstedem |  | 380 | 0.246 | 1900 | 3
l533 | n5285 | n8552 | 0.81693 | 1698.1026 | TRUE | 4975.9731 | Quint |  | 380 | 0.246 | 1900 | 3
l534 | n5105 | n8559 | 0.48087 | 1698.1026 | TRUE | 8453.5062 | BASF |  | 380 | 0.246 | 1900 | 3
l535 | n5228 | n8559 | 0.86928 | 1698.1026 | TRUE | 4676.3371 | Bürstadt |  | 380 | 0.246 | 1900 | 3
l536 | n5287 | n8561 | 0.23018 | 1698.1026 | TRUE | 17660.5475 | Enniger |  | 380 | 0.246 | 1900 | 2
l537 | n5207 | n8561 | 0.27868 | 1698.1026 | TRUE | 14586.9131 | Lippborg |  | 380 | 0.246 | 1900 | 3
l538 | n5023 | n8566 | 0.4039 | 1698.1026 | TRUE | 10064.4338 | Zwönitz |  | 380 | 0.246 | 1900 | 2
l539 | n5066 | n8566 | 0.51192 | 1698.1026 | TRUE | 7940.7697 | Markersbach |  | 380 | 0.246 | 1900 | 2
l540 | n5031 | n8566 | 0.17054 | 1698.1026 | TRUE | 23835.7986 | Röhrsdorf |  | 380 | 0.246 | 1900 | 2
l541 | n4003 | n8609 | 0.16183 | 1698.1026 | TRUE | 25119.4397 | Meitingen |  | 380 | 0.246 | 1900 | 3
l542 | n4002 | n8609 | 0.15289 | 1698.1026 | TRUE | 26587.7589 | Oberottmarshausen |  | 380 | 0.246 | 1900 | 3
l543 | n4001 | n8609 | 0.33887 | 1698.1026 | TRUE | 11995.7143 | Lechhausen |  | 380 | 0.246 | 1900 | 2
l544 | n3757 | n8615 | 0.11135 | 1698.1026 | TRUE | 36507.262 | Oberbachern |  | 380 | 0.246 | 1900 | 3
l545 | n3764 | n8615 | 0.45042 | 1698.1026 | TRUE | 9025.0021 | Ottenhofen |  | 380 | 0.246 | 1900 | 3
l546 | n3761 | n8615 | 0.17899 | 1698.1026 | TRUE | 22710.449 | Zolling |  | 380 | 0.246 | 1900 | 2
l547 | n5248 | n8621 | 0.45597 | 1698.1026 | TRUE | 8915.0891 | Bechterdissen |  | 380 | 0.246 | 1900 | 3
l548 | n5251 | n8621 | 0.65462 | 1698.1026 | TRUE | 6209.7508 | Bielefeld Ost |  | 380 | 0.246 | 1900 | 3
l549 | n5249 | n8621 | 0.23776 | 1698.1026 | TRUE | 17097.556 | Gütersloh |  | 380 | 0.246 | 1900 | 3
l550 | n8407 | n8628 | 0.2209 | 1698.1026 | TRUE | 18402.3889 |  |  | 380 | 0.246 | 1900 | 2
l551 | n5050 | n8628 | 0.1074 | 1698.1026 | TRUE | 37850.2344 | Neuenhagen |  | 380 | 0.246 | 1900 | 2
l552 | n5098 | n8628 | 0.62198 | 1698.1026 | TRUE | 6535.6862 | Heinersdorf |  | 380 | 0.246 | 1900 | 2
l553 | n6212 | n8629 | 1.0887 | 1698.1026 | TRUE | 3733.7804 | Wilster |  | 380 | 0.246 | 1900 | 2
l554 | n6193 | n8629 | 0.79945 | 1698.1026 | TRUE | 5084.7927 | Brokdorf |  | 380 | 0.246 | 1900 | 2
l555 | n6221 | n8629 | 0.0975 | 1698.1026 | TRUE | 41692.7242 | unknown |  | 380 | 0.246 | 1900 | 2
l556 | n6210 | n8629 | 0.38274 | 1698.1026 | TRUE | 10620.8659 | Brunsbüttel |  | 380 | 0.246 | 1900 | 1
l557 | n8561 | n8630 | 0.77854 | 1698.1026 | TRUE | 5221.3318 |  |  | 380 | 0.246 | 1900 | 3
l558 | n5211 | n8630 | 0.15388 | 1698.1026 | TRUE | 26416.9818 | Roxel |  | 380 | 0.246 | 1900 | 3
l559 | n6212 | n8635 | 0.10637 | 1698.1026 | TRUE | 38217.7864 | Wilster |  | 380 | 0.246 | 1900 | 2
l560 | n6214 | n8635 | 0.17076 | 1698.1026 | TRUE | 23805.5422 | Dollern |  | 380 | 0.246 | 1900 | 3
l561 | n5156 | n8645 | 0.40442 | 1698.1026 | TRUE | 10051.4896 | Bischofsheim |  | 380 | 0.246 | 1900 | 3
l562 | n5230 | n8645 | 0.14202 | 1698.1026 | TRUE | 28622.7496 | Urberach |  | 380 | 0.246 | 1900 | 3
l563 | n5106 | n8645 | 0.25516 | 1698.1026 | TRUE | 15931.518 | Biblis |  | 380 | 0.246 | 1900 | 3
l564 | n5243 | n8652 | 0.71924 | 1698.1026 | TRUE | 5651.88 | Twistetal |  | 380 | 0.246 | 1900 | 2
l565 | n5254 | n8652 | 0.10855 | 1698.1026 | TRUE | 37449.5376 | Elsen |  | 380 | 0.246 | 1900 | 2
l566 | n5236 | n8652 | 0.35811 | 1698.1026 | TRUE | 11351.3041 | Nehden |  | 380 | 0.246 | 1900 | 2
l567 | n5027 | n8662 | 0.36214 | 1698.1026 | TRUE | 11224.9649 | Weida |  | 380 | 0.246 | 1900 | 2
l568 | n5028 | n8662 | 0.10112 | 1698.1026 | TRUE | 40201.8765 | Remptendorf |  | 380 | 0.246 | 1900 | 2
l569 | n5031 | n8662 | 0.078136 | 1698.1026 | TRUE | 52025.4164 | Röhrsdorf |  | 380 | 0.246 | 1900 | 2
l570 | n5234 | n8668 | 0.77365 | 1698.1026 | TRUE | 5254.372 | Karben |  | 380 | 0.246 | 1900 | 2
l571 | n5238 | n8668 | 0.15747 | 1698.1026 | TRUE | 25814.2784 | Großkrotzenburg |  | 380 | 0.246 | 1900 | 2
l572 | n5231 | n8668 | 0.18205 | 1698.1026 | TRUE | 22329.5983 | Kriftel |  | 380 | 0.246 | 1900 | 2
l573 | n8450 | n8671 | 0.062019 | 1698.1026 | TRUE | 65545.0696 |  |  | 380 | 0.246 | 1900 | 2
l574 | n7550 | n8671 | 0.46638 | 1698.1026 | TRUE | 8716.1652 |  |  | 380 | 0.246 | 1900 | 2
l575 | n5036 | n8685 | 0.59652 | 1698.1026 | TRUE | 6814.5514 | Dresden-Süd |  | 380 | 0.246 | 1900 | 2
l576 | n5022 | n8685 | 0.10318 | 1698.1026 | TRUE | 39399.3831 | Schmölln |  | 380 | 0.246 | 1900 | 2
l577 | n8411 | n8685 | 0.085096 | 1698.1026 | TRUE | 47770.2347 |  |  | 380 | 0.246 | 1900 | 2
l578 | n7948 | n8686 | 0.18663 | 1698.1026 | TRUE | 21781.7412 |  |  | 380 | 0.246 | 1900 | 2
l579 | n6149 | n8686 | 0.048216 | 1698.1026 | TRUE | 84309.1281 | Altentreptow/Süd |  | 380 | 0.246 | 1900 | 2
l580 | n6152 | n8686 | 0.57058 | 1698.1026 | TRUE | 7124.4028 | Gransee |  | 380 | 0.246 | 1900 | 2
l581 | n6141 | n8691 | 0.69235 | 1698.1026 | TRUE | 5871.3757 | Windpark Altentreptow/Nord |  | 380 | 0.246 | 1900 | 2
l582 | n6090 | n8691 | 0.072703 | 1698.1026 | TRUE | 55913.1489 | Lubmin |  | 380 | 0.246 | 1900 | 2
l583 | n6149 | n8691 | 0.44857 | 1698.1026 | TRUE | 9062.1415 | Altentreptow/Süd |  | 380 | 0.246 | 1900 | 2
l584 | n5214 | n8693 | 0.205 | 1698.1026 | TRUE | 19829.1002 | Westerkappeln |  | 380 | 0.246 | 1900 | 2
l585 | n5210 | n8693 | 0.14344 | 1698.1026 | TRUE | 28338.8495 | Wehrendorf |  | 380 | 0.246 | 1900 | 2
l586 | n4003 | n8696 | 0.12129 | 1698.1026 | TRUE | 33516.2725 | Meitingen |  | 380 | 0.246 | 1900 | 2
l587 | n8545 | n8696 | 0.10911 | 1698.1026 | TRUE | 37254.985 |  |  | 380 | 0.246 | 1900 | 2
l588 | n3996 | n8696 | 0.34354 | 1698.1026 | TRUE | 11832.6822 | Gundremmingen |  | 380 | 0.246 | 1900 | 1
l589 | n3987 | n8710 | 0.71061 | 1698.1026 | TRUE | 5720.5047 | Metzingen |  | 380 | 0.246 | 1900 | 1
l590 | n3988 | n8710 | 0.066337 | 1698.1026 | TRUE | 61278.5743 | Hoheneck |  | 380 | 0.246 | 1900 | 2
l591 | n3983 | n8710 | 0.07453 | 1698.1026 | TRUE | 54542.1781 | Herbertingen |  | 380 | 0.246 | 1900 | 2
l592 | n5025 | n8712 | 0.059455 | 1698.1026 | TRUE | 68371.3874 | Etzenricht |  | 380 | 0.246 | 1900 | 2
l593 | n6097 | n8718 | 0.098499 | 1698.1026 | TRUE | 41270.0738 | Stendal West |  | 380 | 0.246 | 1900 | 2
l594 | n6080 | n8718 | 0.38755 | 1698.1026 | TRUE | 10489.0248 | Perleberg |  | 380 | 0.246 | 1900 | 2
l595 | n5199 | n8727 | 0.59118 | 1698.1026 | TRUE | 6876.0999 | Bomig |  | 380 | 0.246 | 1900 | 1
l596 | n5198 | n8727 | 0.10344 | 1698.1026 | TRUE | 39300.0246 | Dauersberg |  | 380 | 0.246 | 1900 | 3
l597 | n5176 | n8727 | 0.11745 | 1698.1026 | TRUE | 34609.89 | Linde |  | 380 | 0.246 | 1900 | 3
l598 | n5162 | n8733 | 0.15957 | 1698.1026 | TRUE | 25475.4717 | Oberzier |  | 380 | 0.246 | 1900 | 2
l599 | n5334 | n8733 | 0.12391 | 1698.1026 | TRUE | 32807.374 | Maasbracht |  | 380 | 0.246 | 1900 | 2
l600 | n5161 | n8733 | 0.54914 | 1698.1026 | TRUE | 7402.5242 | Siersdorf |  | 380 | 0.246 | 1900 | 1
l601 | n5241 | n8747 | 0.25509 | 1698.1026 | TRUE | 15935.8059 | Borken |  | 380 | 0.246 | 1900 | 2
l602 | n5242 | n8747 | 0.41699 | 1698.1026 | TRUE | 9748.6101 | Waldeck |  | 380 | 0.246 | 1900 | 2
l603 | n5243 | n8747 | 0.14915 | 1698.1026 | TRUE | 27255.3083 | Twistetal |  | 380 | 0.246 | 1900 | 2
l604 | n8548 | n8751 | 0.83405 | 1698.1026 | TRUE | 4873.8716 |  |  | 380 | 0.246 | 1900 | 1
l605 | n6232 | n8751 | 0.19449 | 1698.1026 | TRUE | 20901.1064 | Meppen |  | 380 | 0.246 | 1900 | 1
l606 | n8693 | n8751 | 0.10107 | 1698.1026 | TRUE | 40220.4289 |  |  | 380 | 0.246 | 1900 | 1
l607 | n5240 | n8762 | 0.066353 | 1698.1026 | TRUE | 61264.1102 | Höpfingen |  | 380 | 0.246 | 1900 | 1
l608 | n5220 | n8762 | 0.55608 | 1698.1026 | TRUE | 7310.1791 | Hüffenhardt |  | 380 | 0.246 | 1900 | 1
l609 | n7548 | n8762 | 0.18888 | 1698.1026 | TRUE | 21521.3838 |  |  | 380 | 0.246 | 1900 | 3
l610 | n5210 | n8764 | 0.27328 | 1698.1026 | TRUE | 14874.8703 | Wehrendorf |  | 380 | 0.246 | 1900 | 3
l611 | n6292 | n8764 | 0.11215 | 1698.1026 | TRUE | 36245.5441 | Ohlensehlen |  | 380 | 0.246 | 1900 | 2
l612 | n6206 | n8764 | 0.29203 | 1698.1026 | TRUE | 13919.8582 | St. Hülfe |  | 380 | 0.246 | 1900 | 3
l613 | n5175 | n8777 | 0.10695 | 1698.1026 | TRUE | 38009.8374 | Dortmund |  | 380 | 0.246 | 1900 | 2
l614 | n5174 | n8777 | 0.42128 | 1698.1026 | TRUE | 9649.2074 | Gersteinwerk |  | 380 | 0.246 | 1900 | 2
l615 | n7545 | n8777 | 0.62142 | 1698.1026 | TRUE | 6541.5723 |  |  | 380 | 0.246 | 1900 | 1
l616 | n4002 | n8793 | 0.11723 | 1698.1026 | TRUE | 34676.0641 | Oberottmarshausen |  | 380 | 0.246 | 1900 | 2
l617 | n3994 | n8793 | 0.085796 | 1698.1026 | TRUE | 47380.1781 | Leupolz |  | 380 | 0.246 | 1900 | 2
l618 | n5178 | n8794 | 0.5198 | 1698.1026 | TRUE | 7820.4604 | Sechtem |  | 380 | 0.246 | 1900 | 2
l619 | n5162 | n8794 | 0.15549 | 1698.1026 | TRUE | 26143.8054 | Oberzier |  | 380 | 0.246 | 1900 | 2
l620 | n5278 | n8794 | 0.37172 | 1698.1026 | TRUE | 10935.7628 | Goldenberg |  | 380 | 0.246 | 1900 | 2
l621 | n6207 | n8798 | 0.22721 | 1698.1026 | TRUE | 17890.8919 | Unterweser |  | 380 | 0.246 | 1900 | 2
l622 | n6233 | n8798 | 0.068617 | 1698.1026 | TRUE | 59242.2478 | Alfstedt |  | 380 | 0.246 | 1900 | 2
l623 | n8798 | n8799 | 0.31727 | 1698.1026 | TRUE | 12812.4742 |  |  | 380 | 0.246 | 1900 | 2
l624 | n6293 | n8799 | 0.35975 | 1698.1026 | TRUE | 11299.5389 | Farge |  | 380 | 0.246 | 1900 | 2
l625 | n6205 | n8799 | 0.30266 | 1698.1026 | TRUE | 13430.8633 | Ganderkesee |  | 380 | 0.246 | 1900 | 2
l626 | n7940 | n8808 | 0.073458 | 1698.1026 | TRUE | 55338.5394 |  |  | 380 | 0.246 | 1900 | 3
l627 | n8644 | n8808 | 0.23275 | 1698.1026 | TRUE | 17465.0828 |  |  | 380 | 0.246 | 1900 | 3
l628 | n8559 | n8808 | 0.37195 | 1698.1026 | TRUE | 10928.9854 |  |  | 380 | 0.246 | 1900 | 3
l629 | n8718 | n8813 | 0.11141 | 1698.1026 | TRUE | 36486.0801 |  |  | 380 | 0.246 | 1900 | 2
l630 | n6093 | n8813 | 0.4513 | 1698.1026 | TRUE | 9007.353 | Windpark Putlitz |  | 380 | 0.246 | 1900 | 1
l631 | n6150 | n8813 | 0.7632 | 1698.1026 | TRUE | 5326.3347 | Putlitz/Süd |  | 380 | 0.246 | 1900 | 2
l632 | n3758 | n8532 | 0.053098 | 491.556 | TRUE | 62568.8063 | Oberbrunn |  | 220 | 0.301 | 1900 | 2
l633 | n5223 | n7931 | 0.049335 | 1698.1026 | TRUE | 82396.9183 | Dipperz |  | 380 | 0.246 | 1900 | 2
l634 | n7550 | n8550 | 0.7059 | 1698.1026 | TRUE | 5758.7023 |  |  | 380 | 0.246 | 1900 | 2
l635 | n3974 | n8644 | 0.083108 | 1698.1026 | TRUE | 48912.5366 | Karlsruhe West |  | 380 | 0.246 | 1900 | 3
l636 | n5056 | n8738 | 0.45185 | 1698.1026 | TRUE | 8996.4706 | Reuter |  | 380 | 0.246 | 1900 | 2
l637 | n3760 | n3765 | 0.094521 | 491.556 | TRUE | 35148.4254 | Ingolstadt | Sittling | 220 | 0.301 | 1900 | 2
l638 | n3754 | n3765 | 0.094087 | 491.556 | TRUE | 35310.6397 | Altheim | Sittling | 220 | 0.301 | 1900 | 2
l639 | n3769 | n3823 | 0.23558 | 491.556 | TRUE | 14102.6784 | Simbach | St. Peter | 220 | 0.301 | 1900 | 3
l640 | n3770 | n3823 | 0.065594 | 491.556 | TRUE | 50649.1138 | Pleinting | St. Peter | 220 | 0.301 | 1900 | 2
l641 | n3966 | n3968 | 0.053872 | 491.556 | TRUE | 61669.356 | Eichstetten | Gurtweil | 220 | 0.301 | 1900 | 2
l642 | n3968 | n3969 | 0.44321 | 491.556 | TRUE | 7495.8906 | Gurtweil | Tiengen | 220 | 0.301 | 1900 | 2
l643 | n3966 | n3971 | 0.07288 | 491.556 | TRUE | 45585.6065 | Eichstetten | Weier | 220 | 0.301 | 1900 | 2
l644 | n3972 | n3974 | 0.11856 | 491.556 | TRUE | 28021.5867 | Kuppenheim | Karlsruhe West | 220 | 0.301 | 1900 | 2
l645 | n3981 | n3988 | 0.21386 | 491.556 | TRUE | 15535.0547 | Pulverdingen | Hoheneck | 220 | 0.301 | 1900 | 2
l646 | n3988 | n3992 | 0.11731 | 491.556 | TRUE | 28320.3391 | Hoheneck | Neckarwestheim | 220 | 0.301 | 1900 | 2
l647 | n3988 | n3992 | 0.11642 | 491.556 | TRUE | 28536.5945 | Hoheneck | Neckarwestheim | 220 | 0.301 | 1900 | 2
l648 | n3993 | n3995 | 0.092429 | 491.556 | TRUE | 35943.9323 | Memmingen | Rauhenzell | 220 | 0.301 | 1900 | 2
l649 | n3998 | n4002 | 0.060393 | 491.556 | TRUE | 55010.7434 | Vöhringen | Oberottmarshausen | 220 | 0.301 | 1900 | 2
l650 | n3972 | n4007 | 0.15844 | 491.556 | TRUE | 20969.2087 | Kuppenheim | Bühl | 220 | 0.301 | 1900 | 2
l651 | n3971 | n4007 | 0.17299 | 491.556 | TRUE | 19204.6736 | Weier | Bühl | 220 | 0.301 | 1900 | 2
l652 | n5084 | n8738 | 0.2111 | 1698.1026 | TRUE | 19256.6277 | Mitte |  | 380 | 0.246 | 1900 | 2
l653 | n3967 | n4382 | 0.39133 | 491.556 | TRUE | 8489.7376 | Kühmoos | Schwörstadt | 220 | 0.301 | 1900 | 2
l654 | n5048 | n8738 | 0.49727 | 1698.1026 | TRUE | 8174.7766 | Charlottenburg |  | 380 | 0.246 | 1900 | 2
l655 | n3765 | n5016 | 0.040884 | 491.556 | TRUE | 81259.6921 | Sittling | Ludersheim | 220 | 0.301 | 1900 | 2
l656 | n5016 | n5026 | 0.060197 | 491.556 | TRUE | 55189.8749 | Ludersheim | Schwandorf | 220 | 0.301 | 1900 | 2
l657 | n5027 | n5032 | 0.12459 | 491.556 | TRUE | 26664.7428 | Weida | Herlasgrün | 220 | 0.301 | 1900 | 2
l658 | n5031 | n5033 | 0.16683 | 491.556 | TRUE | 19914.4512 | Röhrsdorf | Crossen | 220 | 0.301 | 1900 | 2
l659 | n5031 | n5035 | 0.19815 | 491.556 | TRUE | 16766.0535 | Röhrsdorf | Niederwiesa | 220 | 0.301 | 1900 | 2
l660 | n5034 | n5039 | 0.1275 | 491.556 | TRUE | 26057.6017 | Eula | Taucha | 220 | 0.301 | 1900 | 2
l661 | n5021 | n5040 | 0.20112 | 491.556 | TRUE | 16518.8351 | Wolmirstedt | Magdeburg | 220 | 0.301 | 1900 | 2
l662 | n5041 | n5042 | 0.091014 | 491.556 | TRUE | 36502.5823 | Brandenburg West | Wustermark | 220 | 0.301 | 1900 | 2
l663 | n5043 | n5047 | 0.087172 | 491.556 | TRUE | 38111.3254 | Thyrow | Wuhlheide | 220 | 0.301 | 1900 | 2
l664 | n5045 | n5067 | 0.13463 | 491.556 | TRUE | 24677.46 | Streumen | Niederwartha | 220 | 0.301 | 1900 | 2
l665 | n5021 | n5095 | 0.28172 | 491.556 | TRUE | 11792.611 | Wolmirstedt | Sandtorstraße | 220 | 0.301 | 1900 | 2
l666 | n5113 | n5114 | 0.14532 | 491.556 | TRUE | 22861.445 | Mehrum | Hallendorf | 220 | 0.301 | 1900 | 2
l667 | n5140 | n5141 | 0.34753 | 491.556 | TRUE | 9559.5364 | Hütte | Saarwellingen | 220 | 0.301 | 1900 | 2
l668 | n5142 | n5143 | 0.16826 | 491.556 | TRUE | 19744.6937 | Bauler | Niederstedem | 220 | 0.301 | 1900 | 2
l669 | n5143 | n5150 | 0.072259 | 491.556 | TRUE | 45977.4124 | Niederstedem | Wengerohr | 220 | 0.301 | 1900 | 3
l670 | n5150 | n5152 | 0.063076 | 491.556 | TRUE | 52670.8985 | Wengerohr | Koblenz | 220 | 0.301 | 1900 | 2
l671 | n5151 | n5152 | 0.20786 | 491.556 | TRUE | 15982.8692 | Weißenthurm | Koblenz | 220 | 0.301 | 1900 | 2
l672 | n5146 | n5154 | 0.073365 | 491.556 | TRUE | 45283.6759 | Otterbach | Niederhausen | 220 | 0.301 | 1900 | 2
l673 | n5158 | n5166 | 0.33586 | 491.556 | TRUE | 9891.9046 | St. Peter | Norf | 220 | 0.301 | 1900 | 3
l674 | n5102 | n5170 | 0.13259 | 491.556 | TRUE | 25056.771 | Voerde | Mündelheim | 220 | 0.301 | 1900 | 2
l675 | n5171 | n5173 | 0.13652 | 491.556 | TRUE | 24334.8727 | Pfalzdorf | Niederrhein | 220 | 0.301 | 1900 | 2
l676 | n5176 | n5177 | 0.14223 | 491.556 | TRUE | 23358.9754 | Linde | Opladen | 220 | 0.301 | 1900 | 2
l677 | n5164 | n5178 | 0.1063 | 491.556 | TRUE | 31254.9343 | Rommerskirchen | Sechtem | 220 | 0.301 | 1900 | 2
l678 | n5177 | n5179 | 0.20258 | 491.556 | TRUE | 16400.1308 | Opladen | Eller | 220 | 0.301 | 1900 | 2
l679 | n5158 | n5179 | 0.31784 | 491.556 | TRUE | 10452.6411 | St. Peter | Eller | 220 | 0.301 | 1900 | 2
l680 | n5177 | n5183 | 0.18257 | 491.556 | TRUE | 18197.3644 | Opladen | Gremberghoven | 220 | 0.301 | 1900 | 2
l681 | n5181 | n5183 | 0.23337 | 491.556 | TRUE | 14235.941 | Siegburg | Gremberghoven | 220 | 0.301 | 1900 | 2
l682 | n5173 | n5186 | 0.12978 | 491.556 | TRUE | 25598.2182 | Niederrhein | Büscherhof | 220 | 0.301 | 1900 | 2
l683 | n5185 | n5191 | 0.27895 | 491.556 | TRUE | 11909.8306 | Scholven | Witten | 220 | 0.301 | 1900 | 2
l684 | n5191 | n5192 | 0.42206 | 491.556 | TRUE | 7871.5407 | Witten | Hattingen | 220 | 0.301 | 1900 | 2
l685 | n5193 | n5196 | 0.21859 | 491.556 | TRUE | 15198.4352 | Witten | Pöppinghausen | 220 | 0.301 | 1900 | 2
l686 | n5181 | n5198 | 0.056795 | 491.556 | TRUE | 58495.7977 | Siegburg | Dauersberg | 220 | 0.301 | 1900 | 2
l687 | n5192 | n5202 | 0.14875 | 491.556 | TRUE | 22334.2901 | Hattingen | Koepchenwerk | 220 | 0.301 | 1900 | 2
l688 | n5202 | n5203 | 0.20711 | 491.556 | TRUE | 16041.3666 | Koepchenwerk | Bixterheide | 220 | 0.301 | 1900 | 2
l689 | n5176 | n5203 | 0.077157 | 491.556 | TRUE | 43058.6184 | Linde | Bixterheide | 220 | 0.301 | 1900 | 2
l690 | n5197 | n5203 | 0.083653 | 491.556 | TRUE | 39714.8086 | Altenkleusheim | Bixterheide | 220 | 0.301 | 1900 | 2
l691 | n5202 | n5204 | 0.31298 | 491.556 | TRUE | 10614.8931 | Koepchenwerk | Garenfeld | 220 | 0.301 | 1900 | 2
l692 | n5204 | n5205 | 0.29982 | 491.556 | TRUE | 11080.9146 | Garenfeld | Harpen | 220 | 0.301 | 1900 | 2
l693 | n5174 | n5207 | 0.12342 | 491.556 | TRUE | 26917.8971 | Gersteinwerk | Lippborg | 220 | 0.301 | 1900 | 2
l694 | n5174 | n5211 | 0.10788 | 491.556 | TRUE | 30796.3317 | Gersteinwerk | Roxel | 220 | 0.301 | 1900 | 2
l695 | n5212 | n5214 | 0.20475 | 491.556 | TRUE | 16225.9244 | Ibbenbüren | Westerkappeln | 220 | 0.301 | 1900 | 2
l696 | n5213 | n5215 | 0.13481 | 491.556 | TRUE | 24644.6711 | Hesseln | Lüstringen | 220 | 0.301 | 1900 | 2
l697 | n3974 | n5217 | 0.093265 | 491.556 | TRUE | 35621.7572 | Karlsruhe West | Altlußheim | 220 | 0.301 | 1900 | 2
l698 | n5155 | n5225 | 0.22751 | 491.556 | TRUE | 14602.6569 | Marxheim | Kelsterbach | 220 | 0.301 | 1900 | 2
l699 | n5217 | n5226 | 0.26867 | 491.556 | TRUE | 12365.4977 | Altlußheim | Rheinau | 220 | 0.301 | 1900 | 2
l700 | n5226 | n5227 | 0.51619 | 491.556 | TRUE | 6436.1152 | Rheinau | BASF | 220 | 0.301 | 1900 | 2
l701 | n5225 | n5230 | 0.16361 | 491.556 | TRUE | 20306.1716 | Kelsterbach | Urberach | 220 | 0.301 | 1900 | 2
l702 | n5225 | n5230 | 0.15824 | 491.556 | TRUE | 20994.9958 | Kelsterbach | Urberach | 220 | 0.301 | 1900 | 2
l703 | n5230 | n5237 | 0.064425 | 491.556 | TRUE | 51568.1655 | Urberach | Beerfelden | 220 | 0.301 | 1900 | 2
l704 | n5224 | n5238 | 0.25944 | 491.556 | TRUE | 12805.2764 | Dörnigheim | Großkrotzenburg | 220 | 0.301 | 1900 | 3
l705 | n5109 | n5251 | 0.1228 | 491.556 | TRUE | 27053.7847 | Veltheim | Bielefeld Ost | 220 | 0.301 | 1900 | 2
l706 | n5109 | n5253 | 0.15776 | 491.556 | TRUE | 21058.9025 | Veltheim | Lage | 220 | 0.301 | 1900 | 2
l707 | n5261 | n5262 | 0.17745 | 491.556 | TRUE | 18722.6015 | Hardegsen | Göttingen | 220 | 0.301 | 1900 | 2
l708 | n5246 | n5262 | 0.12305 | 491.556 | TRUE | 26999.1703 | Sandershausen | Göttingen | 220 | 0.301 | 1900 | 2
l709 | n5029 | n5267 | 0.049747 | 491.556 | TRUE | 66782.966 | Vieselbach | Wolkramshausen | 220 | 0.301 | 1900 | 2
l710 | n5034 | n5267 | 0.025711 | 491.556 | TRUE | 129215.3895 | Eula | Wolkramshausen | 220 | 0.301 | 1900 | 2
l711 | n5113 | n5268 | 0.10984 | 491.556 | TRUE | 30246.505 | Mehrum | Lahe | 220 | 0.301 | 1900 | 2
l712 | n5113 | n5268 | 0.090142 | 491.556 | TRUE | 36855.9401 | Mehrum | Lahe | 220 | 0.301 | 1900 | 2
l713 | n5110 | n5269 | 0.045003 | 491.556 | TRUE | 73823.1429 | Landesbergen | Lehrte | 220 | 0.301 | 1900 | 2
l714 | n5263 | n5269 | 0.06305 | 491.556 | TRUE | 52692.277 | Godenau | Lehrte | 220 | 0.301 | 1900 | 2
l715 | n5113 | n5269 | 0.22301 | 491.556 | TRUE | 14897.0749 | Mehrum | Lehrte | 220 | 0.301 | 1900 | 2
l716 | n5114 | n5273 | 0.33063 | 491.556 | TRUE | 10048.286 | Hallendorf | Gleidingen | 220 | 0.301 | 1900 | 2
l717 | n5271 | n5274 | 0.28909 | 491.556 | TRUE | 11492.3049 | Klein Ilsede | Wahle | 220 | 0.301 | 1900 | 2
l718 | n5269 | n5274 | 0.098326 | 491.556 | TRUE | 33788.0871 | Lehrte | Wahle | 220 | 0.301 | 1900 | 2
l719 | n5273 | n5274 | 0.43343 | 491.556 | TRUE | 7665.075 | Gleidingen | Wahle | 220 | 0.301 | 1900 | 2
l720 | n5224 | n5280 | 0.24327 | 491.556 | TRUE | 13656.7372 | Dörnigheim | Frankfurt-Südwest | 220 | 0.301 | 1900 | 3
l721 | n5274 | n5286 | 0.19301 | 491.556 | TRUE | 17213.2213 | Wahle | Braunschweig Nord | 220 | 0.301 | 1900 | 2
l722 | n5143 | n5296 | 0.091887 | 491.556 | TRUE | 36156.0695 | Niederstedem | Vianden | 220 | 0.301 | 1900 | 2
l723 | n5142 | n5296 | 0.22629 | 491.556 | TRUE | 14681.5899 | Bauler | Vianden | 220 | 0.301 | 1900 | 2
l724 | n5142 | n5297 | 0.12178 | 491.556 | TRUE | 27281.7753 | Bauler | Roost | 220 | 0.301 | 1900 | 2
l725 | n5106 | n5357 | 0.05422 | 491.556 | TRUE | 61273.1295 | Biblis | Waldlaubershaim | 220 | 0.301 | 1900 | 2
l726 | n5154 | n5357 | 0.13945 | 491.556 | TRUE | 23824.2926 | Niederhausen | Waldlaubershaim | 220 | 0.301 | 1900 | 2
l727 | n6085 | n6086 | 0.095749 | 491.556 | TRUE | 34697.5138 | Bentwisch | Güstrow | 220 | 0.301 | 1900 | 2
l728 | n6085 | n6088 | 0.057039 | 491.556 | TRUE | 58245.2534 | Bentwisch | Lüdershagen | 220 | 0.301 | 1900 | 2
l729 | n6088 | n6090 | 0.079971 | 491.556 | TRUE | 41543.4552 | Lüdershagen | Lubmin | 220 | 0.301 | 1900 | 2
l730 | n6201 | n6202 | 0.37893 | 491.556 | TRUE | 8767.5325 | Maade | Voslapp | 220 | 0.301 | 1900 | 2
l731 | n6200 | n6204 | 0.057129 | 491.556 | TRUE | 58153.8009 | Emden | Conneforde | 220 | 0.301 | 1900 | 2
l732 | n6203 | n6204 | 0.072464 | 491.556 | TRUE | 45847.0823 | Cloppenburg Ost | Conneforde | 220 | 0.301 | 1900 | 2
l733 | n5110 | n6209 | 0.079088 | 491.556 | TRUE | 42007.203 | Landesbergen | Wechold | 220 | 0.301 | 1900 | 2
l734 | n6209 | n6211 | 0.11071 | 491.556 | TRUE | 30009.3211 | Wechold | Sottrum | 220 | 0.301 | 1900 | 2
l735 | n6210 | n6215 | 0.11601 | 491.556 | TRUE | 28636.7589 | Brunsbüttel | Itzehoe | 220 | 0.301 | 1900 | 2
l736 | n6193 | n6215 | 0.17349 | 491.556 | TRUE | 19149.3466 | Brokdorf | Itzehoe | 220 | 0.301 | 1900 | 2
l737 | n6215 | n6217 | 0.1081 | 491.556 | TRUE | 30733.009 | Itzehoe | Hamburg-Nord | 220 | 0.301 | 1900 | 2
l738 | n6217 | n6218 | 0.10554 | 491.556 | TRUE | 31479.1188 | Hamburg-Nord | Kummerfeld | 220 | 0.301 | 1900 | 2
l739 | n6217 | n6220 | 0.058398 | 491.556 | TRUE | 56890.3313 | Hamburg-Nord | Audorf | 220 | 0.301 | 1900 | 2
l740 | n6217 | n6221 | 0.34044 | 491.556 | TRUE | 9758.8459 | Hamburg-Nord | unknown | 220 | 0.301 | 1900 | 3
l741 | n6217 | n6227 | 0.08403 | 491.556 | TRUE | 39536.6384 | Hamburg-Nord | Lübeck | 220 | 0.301 | 1900 | 2
l742 | n6220 | n6234 | 0.060598 | 491.556 | TRUE | 54824.9066 | Audorf | Flensburg | 220 | 0.301 | 1900 | 2
l743 | n6211 | n6254 | 0.050446 | 491.556 | TRUE | 65857.3161 | Sottrum | Stade | 220 | 0.301 | 1900 | 2
l744 | n6218 | n6254 | 0.10661 | 491.556 | TRUE | 31163.7112 | Kummerfeld | Stade | 220 | 0.301 | 1900 | 2
l745 | n6213 | n6255 | 0.43989 | 491.556 | TRUE | 7552.5109 | Abbenfleth | Götzdorf | 220 | 0.301 | 1900 | 3
l746 | n6224 | n6259 | 0.18266 | 491.556 | TRUE | 18188.2807 | Kiel-Süd | Kiel | 220 | 0.301 | 1900 | 2
l747 | n5169 | n7544 | 0.35832 | 491.556 | TRUE | 9271.6989 | Osterath |  | 220 | 0.301 | 1900 | 2
l748 | n5165 | n7544 | 0.34919 | 491.556 | TRUE | 9514.1901 | Dülken |  | 220 | 0.301 | 1900 | 2
l749 | n5196 | n7545 | 0.089874 | 491.556 | TRUE | 36965.9417 | Pöppinghausen |  | 220 | 0.301 | 1900 | 2
l750 | n5102 | n7546 | 0.16681 | 491.556 | TRUE | 19916.8705 | Voerde |  | 220 | 0.301 | 1900 | 2
l751 | n5185 | n7546 | 0.48122 | 491.556 | TRUE | 6903.846 | Scholven |  | 220 | 0.301 | 1900 | 2
l752 | n5256 | n7549 | 0.10032 | 491.556 | TRUE | 33117.4939 | Hannover West |  | 220 | 0.301 | 1900 | 2
l753 | n5227 | n7551 | 0.25662 | 491.556 | TRUE | 12945.9816 | BASF |  | 220 | 0.301 | 1900 | 2
l754 | n5106 | n7551 | 0.19051 | 491.556 | TRUE | 17439.0442 | Biblis |  | 220 | 0.301 | 1900 | 2
l755 | n5144 | n7553 | 0.29868 | 491.556 | TRUE | 11123.2623 | Trier |  | 220 | 0.301 | 1900 | 2
l756 | n5291 | n7553 | 0.14842 | 491.556 | TRUE | 22384.2834 | Heisdorf |  | 220 | 0.301 | 1900 | 2
l757 | n6200 | n7938 | 0.44492 | 491.556 | TRUE | 7467.1106 | Emden |  | 220 | 0.301 | 1900 | 2
l758 | n5226 | n7939 | 0.36075 | 491.556 | TRUE | 9209.4186 | Rheinau |  | 220 | 0.301 | 1900 | 2
l759 | n5149 | n7940 | 0.12625 | 491.556 | TRUE | 26314.9168 | Homburg |  | 220 | 0.301 | 1900 | 2
l760 | n5146 | n7940 | 0.43638 | 491.556 | TRUE | 7613.2271 | Otterbach |  | 220 | 0.301 | 1900 | 2
l761 | n7548 | n7942 | 0.071007 | 491.556 | TRUE | 46787.5302 |  |  | 220 | 0.301 | 1900 | 2
l762 | n6289 | n8187 | 0.53335 | 491.556 | TRUE | 6229.0423 | Bützfleth |  | 220 | 0.301 | 1900 | 3
l763 | n6213 | n8187 | 0.28873 | 491.556 | TRUE | 11506.6459 | Abbenfleth |  | 220 | 0.301 | 1900 | 3
l764 | n6254 | n8187 | 0.21184 | 491.556 | TRUE | 15682.9102 | Stade |  | 220 | 0.301 | 1900 | 3
l765 | n5050 | n8369 | 0.046958 | 491.556 | TRUE | 70749.486 | Neuenhagen |  | 220 | 0.301 | 1900 | 2
l766 | n6081 | n8369 | 0.39642 | 491.556 | TRUE | 8380.6056 | Hennigsdorf |  | 220 | 0.301 | 1900 | 2
l767 | n5042 | n8369 | 0.066827 | 491.556 | TRUE | 49714.2992 | Wustermark |  | 220 | 0.301 | 1900 | 2
l768 | n3976 | n8419 | 0.50612 | 491.556 | TRUE | 6564.1542 | Beuren |  | 220 | 0.301 | 1900 | 2
l769 | n3968 | n8419 | 0.051713 | 491.556 | TRUE | 64244.1296 | Gurtweil |  | 220 | 0.301 | 1900 | 2
l770 | n3975 | n8419 | 0.52386 | 491.556 | TRUE | 6341.9378 | Stockach |  | 220 | 0.301 | 1900 | 2
l771 | n5149 | n8422 | 0.21401 | 491.556 | TRUE | 15523.9679 | Homburg |  | 220 | 0.301 | 1900 | 2
l772 | n5021 | n8488 | 0.020657 | 491.556 | TRUE | 160828.5644 | Wolmirstedt |  | 220 | 0.301 | 1900 | 2
l773 | n6086 | n8488 | 0.15563 | 491.556 | TRUE | 21347.7175 | Güstrow |  | 220 | 0.301 | 1900 | 2
l774 | n7544 | n8490 | 0.18464 | 491.556 | TRUE | 17993.2435 |  |  | 220 | 0.301 | 1900 | 2
l775 | n6092 | n8492 | 0.28727 | 491.556 | TRUE | 11564.7359 | Windpark Bertikow |  | 220 | 0.301 | 1900 | 2
l776 | n6079 | n8492 | 0.11096 | 491.556 | TRUE | 29939.9375 | Pasewalk |  | 220 | 0.301 | 1900 | 2
l777 | n6234 | n8495 | 0.17245 | 491.556 | TRUE | 19264.8544 | Flensburg |  | 220 | 0.301 | 1900 | 2
l778 | n5197 | n8556 | 0.44246 | 491.556 | TRUE | 7508.55 | Altenkleusheim |  | 220 | 0.301 | 1900 | 2
l779 | n5201 | n8556 | 0.18118 | 491.556 | TRUE | 18337.052 | Setzer Wiese |  | 220 | 0.301 | 1900 | 2
l780 | n5200 | n8556 | 0.26941 | 491.556 | TRUE | 12331.7755 | Eiserfeld |  | 220 | 0.301 | 1900 | 2
l781 | n5285 | n8584 | 0.099183 | 491.556 | TRUE | 33496.3897 | Quint |  | 220 | 0.301 | 1900 | 2
l782 | n5141 | n8584 | 0.2601 | 491.556 | TRUE | 12772.7758 | Saarwellingen |  | 220 | 0.301 | 1900 | 2
l783 | n5099 | n8584 | 0.26045 | 491.556 | TRUE | 12755.929 | Diefflen |  | 220 | 0.301 | 1900 | 2
l784 | n5250 | n8611 | 0.094089 | 491.556 | TRUE | 35309.8125 | Paderborn-Süd |  | 220 | 0.301 | 1900 | 2
l785 | n5174 | n8630 | 0.26688 | 491.556 | TRUE | 12448.7133 | Gersteinwerk |  | 220 | 0.301 | 1900 | 2
l786 | n6211 | n8636 | 0.22604 | 491.556 | TRUE | 14697.568 | Sottrum |  | 220 | 0.301 | 1900 | 2
l787 | n6208 | n8636 | 0.23145 | 491.556 | TRUE | 14354.0133 | Blockland |  | 220 | 0.301 | 1900 | 2
l788 | n5255 | n8641 | 0.36772 | 491.556 | TRUE | 9034.8099 | Meißen |  | 220 | 0.301 | 1900 | 2
l789 | n5109 | n8641 | 0.33449 | 491.556 | TRUE | 9932.3769 | Veltheim |  | 220 | 0.301 | 1900 | 2
l790 | n5248 | n8641 | 0.11316 | 491.556 | TRUE | 29357.7784 | Bechterdissen |  | 220 | 0.301 | 1900 | 2
l791 | n5227 | n8644 | 0.22286 | 491.556 | TRUE | 14907.1065 | BASF |  | 220 | 0.301 | 1900 | 2
l792 | n5031 | n8647 | 0.10954 | 491.556 | TRUE | 30329.2087 | Röhrsdorf |  | 220 | 0.301 | 1900 | 2
l793 | n5027 | n8647 | 0.06372 | 491.556 | TRUE | 52138.6915 | Weida |  | 220 | 0.301 | 1900 | 2
l794 | n5034 | n8647 | 0.4403 | 491.556 | TRUE | 7545.4715 | Eula |  | 220 | 0.301 | 1900 | 2
l795 | n6086 | n8656 | 0.043375 | 491.556 | TRUE | 76594.6029 | Güstrow |  | 220 | 0.301 | 1900 | 2
l796 | n6079 | n8656 | 0.055142 | 491.556 | TRUE | 60249.1811 | Pasewalk |  | 220 | 0.301 | 1900 | 2
l797 | n5016 | n8665 | 0.022533 | 491.556 | TRUE | 147440.8403 | Ludersheim |  | 220 | 0.301 | 1900 | 2
l798 | n5239 | n8665 | 0.48937 | 491.556 | TRUE | 6788.8112 | Trennfeld |  | 220 | 0.301 | 1900 | 2
l799 | n5261 | n8690 | 0.21076 | 491.556 | TRUE | 15763.0695 | Hardegsen |  | 220 | 0.301 | 1900 | 2
l800 | n5112 | n8690 | 0.27485 | 491.556 | TRUE | 12087.3678 | Erzhausen |  | 220 | 0.301 | 1900 | 2
l801 | n5263 | n8690 | 0.14104 | 491.556 | TRUE | 23554.7926 | Godenau |  | 220 | 0.301 | 1900 | 2
l802 | n6204 | n8704 | 0.2127 | 491.556 | TRUE | 15619.6001 | Conneforde |  | 220 | 0.301 | 1900 | 2
l803 | n6191 | n8704 | 0.23749 | 491.556 | TRUE | 13989.2208 | Huntorf |  | 220 | 0.301 | 1900 | 2
l804 | n4008 | n8726 | 0.35325 | 491.556 | TRUE | 9404.8258 | Oberwald |  | 220 | 0.301 | 1900 | 2
l805 | n3974 | n8726 | 0.17288 | 491.556 | TRUE | 19216.7958 | Karlsruhe West |  | 220 | 0.301 | 1900 | 2
l806 | n3978 | n8726 | 0.28618 | 491.556 | TRUE | 11608.8521 | Birkenfeld |  | 220 | 0.301 | 1900 | 2
l807 | n3769 | n8734 | 0.269 | 491.556 | TRUE | 12350.5675 | Simbach |  | 220 | 0.301 | 1900 | 3
l808 | n3754 | n8734 | 0.06269 | 491.556 | TRUE | 52995.3497 | Altheim |  | 220 | 0.301 | 1900 | 2
l809 | n3767 | n8734 | 0.1369 | 491.556 | TRUE | 24267.5032 | Pirach |  | 220 | 0.301 | 1900 | 2
l810 | n5050 | n8739 | 0.042976 | 491.556 | TRUE | 77304.2427 | Neuenhagen |  | 220 | 0.301 | 1900 | 2
l811 | n6083 | n8739 | 0.15306 | 491.556 | TRUE | 21705.2799 | Vierraden |  | 220 | 0.301 | 1900 | 2
l812 | n8492 | n8739 | 0.41022 | 491.556 | TRUE | 8098.7648 |  |  | 220 | 0.301 | 1900 | 2
l813 | n5200 | n8745 | 0.43227 | 491.556 | TRUE | 7685.5434 | Eiserfeld |  | 220 | 0.301 | 1900 | 2
l814 | n5201 | n8745 | 0.11844 | 491.556 | TRUE | 28049.1293 | Setzer Wiese |  | 220 | 0.301 | 1900 | 2
l815 | n5198 | n8745 | 0.34089 | 491.556 | TRUE | 9745.7912 | Dauersberg |  | 220 | 0.301 | 1900 | 2
l816 | n5028 | n8765 | 0.32891 | 491.556 | TRUE | 10100.7208 | Remptendorf |  | 220 | 0.301 | 1900 | 2
l817 | n6223 | n8791 | 0.26115 | 491.556 | TRUE | 12721.6397 | Kiel/West |  | 220 | 0.301 | 1900 | 2
l818 | n6220 | n8791 | 0.16759 | 491.556 | TRUE | 19823.2339 | Audorf |  | 220 | 0.301 | 1900 | 2
l819 | n6224 | n8791 | 0.46806 | 491.556 | TRUE | 7097.9617 | Kiel-Süd |  | 220 | 0.301 | 1900 | 2
l820 | n3993 | n8793 | 0.072507 | 491.556 | TRUE | 45819.6916 | Memmingen |  | 220 | 0.301 | 1900 | 2
l821 | n5213 | n8802 | 0.17964 | 491.556 | TRUE | 18493.9499 | Hesseln |  | 220 | 0.301 | 1900 | 2
l822 | n6192 | n8807 | 0.30959 | 491.556 | TRUE | 10731.0568 | Farge |  | 220 | 0.301 | 1900 | 2
l823 | n8636 | n8807 | 0.10585 | 491.556 | TRUE | 31386.7899 |  |  | 220 | 0.301 | 1900 | 2
l824 | n8704 | n8807 | 0.18166 | 491.556 | TRUE | 18288.3196 |  |  | 220 | 0.301 | 1900 | 2
l825 | n3997 | n4000 | 0.28212 | 1698.1026 | TRUE | 14409.021 | Niederstotzingen | Rotensohl | 380 | 0.246 | 1900 | 2
l826 | n3757 | n3758 | 0.12907 | 1698.1026 | TRUE | 31494.7576 | Oberbachern | Oberbrunn | 380 | 0.246 | 1900 | 2
l827 | n3757 | n3759 | 0.38907 | 1698.1026 | TRUE | 10448.0568 | Oberbachern | Menzing | 380 | 0.246 | 1900 | 2
l828 | n3756 | n3760 | 0.33622 | 1698.1026 | TRUE | 12090.5003 | Irsching | Ingolstadt | 380 | 0.246 | 1900 | 3
l829 | n3999 | n4000 | 0.19797 | 1698.1026 | TRUE | 20533.7212 | Goldshöfe | Rotensohl | 380 | 0.246 | 1900 | 2
l830 | n3756 | n3761 | 0.11907 | 1698.1026 | TRUE | 34139.5081 | Irsching | Zolling | 380 | 0.246 | 1900 | 2
l831 | n3755 | n3762 | 0.078256 | 1698.1026 | TRUE | 51945.3123 | Marienberg | Neufinsing | 380 | 0.246 | 1900 | 3
l832 | n3763 | n3764 | 0.17651 | 1698.1026 | TRUE | 23029.7154 | Föhring | Ottenhofen | 380 | 0.246 | 1900 | 2
l833 | n3762 | n3764 | 0.38109 | 1698.1026 | TRUE | 10666.9768 | Neufinsing | Ottenhofen | 380 | 0.246 | 1900 | 2
l834 | n3764 | n3768 | 0.073627 | 1698.1026 | TRUE | 55211.5393 | Ottenhofen | Isar | 380 | 0.246 | 1900 | 3
l835 | n3768 | n3770 | 0.071369 | 1698.1026 | TRUE | 56957.8499 | Isar | Pleinting | 380 | 0.246 | 1900 | 2
l836 | n3770 | n3772 | 0.15859 | 1698.1026 | TRUE | 25632.8793 | Pleinting | Plattling | 380 | 0.246 | 1900 | 2
l837 | n3966 | n3967 | 0.058308 | 1698.1026 | TRUE | 69716.7171 | Eichstetten | Kühmoos | 380 | 0.246 | 1900 | 3
l838 | n3965 | n3967 | 0.31446 | 1698.1026 | TRUE | 12927.0596 | Wehr | Kühmoos | 380 | 0.246 | 1900 | 2
l839 | n3966 | n3974 | 0.034891 | 1698.1026 | TRUE | 116507.8946 | Eichstetten | Karlsruhe West | 380 | 0.246 | 1900 | 3
l840 | n3979 | n3980 | 0.12597 | 1698.1026 | TRUE | 32269.4945 | Oberjettingen | Engstlatt | 380 | 0.246 | 1900 | 2
l841 | n3969 | n3983 | 0.036609 | 1698.1026 | TRUE | 111040.1355 | Tiengen | Herbertingen | 380 | 0.246 | 1900 | 2
l842 | n3983 | n3984 | 0.10231 | 1698.1026 | TRUE | 39732.9757 | Herbertingen | Grünkraut | 380 | 0.246 | 1900 | 2
l843 | n3979 | n3988 | 0.080135 | 1698.1026 | TRUE | 50727.4393 | Oberjettingen | Hoheneck | 380 | 0.246 | 1900 | 3
l844 | n3982 | n3990 | 0.14982 | 1698.1026 | TRUE | 27133.1304 | Delmensingen | Laichingen | 380 | 0.246 | 1900 | 2
l845 | n3986 | n3991 | 0.18607 | 1698.1026 | TRUE | 21846.415 | Wendlingen | Bünzwangen | 380 | 0.246 | 1900 | 2
l846 | n3982 | n3997 | 0.11023 | 1698.1026 | TRUE | 36876.4568 | Delmensingen | Niederstotzingen | 380 | 0.246 | 1900 | 2
l847 | n3994 | n3998 | 0.06155 | 1698.1026 | TRUE | 66044.8824 | Leupolz | Vöhringen | 380 | 0.246 | 1900 | 3
l848 | n3982 | n3998 | 0.23947 | 1698.1026 | TRUE | 16975.3095 | Delmensingen | Vöhringen | 380 | 0.246 | 1900 | 2
l849 | n3757 | n4003 | 0.087569 | 1698.1026 | TRUE | 46420.9835 | Oberbachern | Meitingen | 380 | 0.246 | 1900 | 2
l850 | n4002 | n4003 | 0.11114 | 1698.1026 | TRUE | 36576.4206 | Oberottmarshausen | Meitingen | 380 | 0.246 | 1900 | 2
l851 | n4003 | n4004 | 0.28457 | 1698.1026 | TRUE | 14285.0413 | Meitingen | Gersthofen | 380 | 0.246 | 1900 | 2
l852 | n3986 | n4005 | 0.46569 | 1698.1026 | TRUE | 8729.0065 | Wendlingen | Altbach | 380 | 0.246 | 1900 | 2
l853 | n3989 | n4005 | 0.53545 | 1698.1026 | TRUE | 7591.832 | Endersbach | Altbach | 380 | 0.246 | 1900 | 2
l854 | n3994 | n4029 | 0.050629 | 1698.1026 | TRUE | 80290.2098 | Leupolz | Westtirol | 380 | 0.246 | 1900 | 2
l855 | n3967 | n4261 | 0.34792 | 1698.1026 | TRUE | 11683.8524 | Kühmoos | Laufenburg | 380 | 0.246 | 1900 | 3
l856 | n3968 | n4261 | 0.14534 | 1698.1026 | TRUE | 27969.5437 | Gurtweil | Laufenburg | 380 | 0.246 | 1900 | 2
l857 | n3969 | n4261 | 0.16248 | 1698.1026 | TRUE | 25019.2323 | Tiengen | Laufenburg | 380 | 0.246 | 1900 | 3
l858 | n3969 | n4342 | 0.20952 | 1698.1026 | TRUE | 19401.9762 | Tiengen | Beznau | 380 | 0.246 | 1900 | 2
l859 | n5018 | n5021 | 0.04193 | 1698.1026 | TRUE | 96948.2956 | Klostermansfeld | Wolmirstedt | 380 | 0.246 | 1900 | 2
l860 | n5020 | n5021 | 0.085466 | 1698.1026 | TRUE | 47563.2025 | Helmstedt | Wolmirstedt | 380 | 0.246 | 1900 | 2
l861 | n5015 | n5024 | 0.0941 | 1698.1026 | TRUE | 43198.9557 | Redwitz | Mechlenreuth | 380 | 0.246 | 1900 | 2
l862 | n5024 | n5025 | 0.053178 | 1698.1026 | TRUE | 76442.3746 | Mechlenreuth | Etzenricht | 380 | 0.246 | 1900 | 2
l863 | n3772 | n5026 | 0.049376 | 1698.1026 | TRUE | 82328.7228 | Plattling | Schwandorf | 380 | 0.246 | 1900 | 2
l864 | n3766 | n5026 | 0.10245 | 1698.1026 | TRUE | 39676.4272 | Regensburg | Schwandorf | 380 | 0.246 | 1900 | 3
l865 | n5025 | n5026 | 0.10538 | 1698.1026 | TRUE | 38576.0069 | Etzenricht | Schwandorf | 380 | 0.246 | 1900 | 2
l866 | n5015 | n5028 | 0.070481 | 1698.1026 | TRUE | 57675.7564 | Redwitz | Remptendorf | 380 | 0.246 | 1900 | 2
l867 | n5005 | n5031 | 0.04891 | 1698.1026 | TRUE | 83113.4693 | Hradec Východ | Röhrsdorf | 380 | 0.246 | 1900 | 2
l868 | n5042 | n5043 | 0.040128 | 1698.1026 | TRUE | 101301.0325 | Wustermark | Thyrow | 380 | 0.246 | 1900 | 2
l869 | n5043 | n5044 | 0.079311 | 1698.1026 | TRUE | 51254.6644 | Thyrow | Ragow | 380 | 0.246 | 1900 | 2
l870 | n5034 | n5045 | 0.069473 | 1698.1026 | TRUE | 58512.1126 | Eula | Streumen | 380 | 0.246 | 1900 | 2
l871 | n5044 | n5045 | 0.043765 | 1698.1026 | TRUE | 92883.3231 | Ragow | Streumen | 380 | 0.246 | 1900 | 2
l872 | n5031 | n5045 | 0.056524 | 1698.1026 | TRUE | 71916.74 | Röhrsdorf | Streumen | 380 | 0.246 | 1900 | 2
l873 | n5045 | n5046 | 0.03612 | 1698.1026 | TRUE | 112544.0013 | Streumen | Preilack | 380 | 0.246 | 1900 | 2
l874 | n5044 | n5046 | 0.085388 | 1698.1026 | TRUE | 47606.8191 | Ragow | Preilack | 380 | 0.246 | 1900 | 2
l875 | n5046 | n5051 | 0.092204 | 1698.1026 | TRUE | 44087.5822 | Preilack | Graustein | 380 | 0.246 | 1900 | 2
l876 | n5022 | n5052 | 0.12394 | 1698.1026 | TRUE | 32798.5453 | Schmölln | Bärwalde | 380 | 0.246 | 1900 | 2
l877 | n5045 | n5052 | 0.044347 | 1698.1026 | TRUE | 91663.9145 | Streumen | Bärwalde | 380 | 0.246 | 1900 | 2
l878 | n5051 | n5052 | 0.19843 | 1698.1026 | TRUE | 20485.5064 | Graustein | Bärwalde | 380 | 0.246 | 1900 | 2
l879 | n5022 | n5053 | 0.085601 | 1698.1026 | TRUE | 47488.3299 | Schmölln | Hagenwerder | 380 | 0.246 | 1900 | 2
l880 | n5012 | n5056 | 0.40203 | 1698.1026 | TRUE | 10111.2678 | Reuter West | Reuter | 380 | 0.246 | 1900 | 2
l881 | n5037 | n5056 | 0.22288 | 1698.1026 | TRUE | 18238.4244 | Teufelsbruch | Reuter | 380 | 0.246 | 1900 | 2
l882 | n5050 | n5057 | 0.23213 | 1698.1026 | TRUE | 17511.6202 | Neuenhagen | Marzahn | 380 | 0.246 | 1900 | 2
l883 | n5049 | n5057 | 0.29806 | 1698.1026 | TRUE | 13638.5121 | Friedrichshain | Marzahn | 380 | 0.246 | 1900 | 2
l884 | n5047 | n5057 | 0.16017 | 1698.1026 | TRUE | 25379.7933 | Wuhlheide | Marzahn | 380 | 0.246 | 1900 | 2
l885 | n5034 | n5059 | 0.10521 | 1698.1026 | TRUE | 38636.9205 | Eula | Pulgar | 380 | 0.246 | 1900 | 2
l886 | n5010 | n5059 | 0.46496 | 1698.1026 | TRUE | 8742.7217 | Lippendorf | Pulgar | 380 | 0.246 | 1900 | 2
l887 | n5029 | n5059 | 0.048037 | 1698.1026 | TRUE | 84623.6608 | Vieselbach | Pulgar | 380 | 0.246 | 1900 | 2
l888 | n5029 | n5060 | 0.069225 | 1698.1026 | TRUE | 58721.9894 | Vieselbach | Altenfeld | 380 | 0.246 | 1900 | 3
l889 | n5028 | n5060 | 0.096758 | 1698.1026 | TRUE | 42012.3427 | Remptendorf | Altenfeld | 380 | 0.246 | 1900 | 2
l890 | n5046 | n5061 | 0.26528 | 1698.1026 | TRUE | 15323.8444 | Preilack | Jänschwalde | 380 | 0.246 | 1900 | 2
l891 | n5046 | n5061 | 0.21038 | 1698.1026 | TRUE | 19322.7025 | Preilack | Jänschwalde | 380 | 0.246 | 1900 | 2
l892 | n5046 | n5061 | 0.23949 | 1698.1026 | TRUE | 16973.5377 | Preilack | Jänschwalde | 380 | 0.246 | 1900 | 2
l893 | n5051 | n5062 | 0.24468 | 1698.1026 | TRUE | 16613.8734 | Graustein | Schwarze Pumpe | 380 | 0.246 | 1900 | 2
l894 | n5052 | n5063 | 0.23676 | 1698.1026 | TRUE | 17169.1456 | Bärwalde | Boxberg | 380 | 0.246 | 1900 | 2
l895 | n5052 | n5063 | 0.25369 | 1698.1026 | TRUE | 16023.6505 | Bärwalde | Boxberg | 380 | 0.246 | 1900 | 2
l896 | n5029 | n5068 | 0.074084 | 1698.1026 | TRUE | 54871.0189 | Vieselbach | Lauchstädt | 380 | 0.246 | 1900 | 2
l897 | n5018 | n5068 | 0.11859 | 1698.1026 | TRUE | 34276.8413 | Klostermansfeld | Lauchstädt | 380 | 0.246 | 1900 | 2
l898 | n5011 | n5068 | 0.42034 | 1698.1026 | TRUE | 9670.7364 | Schkopau | Lauchstädt | 380 | 0.246 | 1900 | 2
l899 | n5053 | n5074 | 0.1839 | 1698.1026 | TRUE | 22104.2356 | Hagenwerder | Mikułowa | 380 | 0.246 | 1900 | 2
l900 | n5049 | n5084 | 0.16987 | 1698.1026 | TRUE | 23930.6791 | Friedrichshain | Mitte | 380 | 0.246 | 1900 | 2
l901 | n5143 | n5145 | 0.074199 | 1698.1026 | TRUE | 54785.9592 | Niederstedem | Dahlem | 380 | 0.246 | 1900 | 2
l902 | n5151 | n5152 | 0.25253 | 1698.1026 | TRUE | 16097 | Weißenthurm | Koblenz | 380 | 0.246 | 1900 | 2
l903 | n3974 | n5153 | 0.18063 | 1698.1026 | TRUE | 22504.2032 | Karlsruhe West | Philippsburg | 380 | 0.246 | 1900 | 3
l904 | n5155 | n5156 | 0.26315 | 1698.1026 | TRUE | 15447.7804 | Marxheim | Bischofsheim | 380 | 0.246 | 1900 | 2
l905 | n5160 | n5162 | 0.31039 | 1698.1026 | TRUE | 13096.3614 | Zukunft | Oberzier | 380 | 0.246 | 1900 | 2
l906 | n5145 | n5162 | 0.077123 | 1698.1026 | TRUE | 52708.554 | Dahlem | Oberzier | 380 | 0.246 | 1900 | 2
l907 | n5162 | n5163 | 0.19827 | 1698.1026 | TRUE | 20502.3656 | Oberzier | Paffendorf | 380 | 0.246 | 1900 | 2
l908 | n5163 | n5164 | 0.25606 | 1698.1026 | TRUE | 15875.4611 | Paffendorf | Rommerskirchen | 380 | 0.246 | 1900 | 2
l909 | n5167 | n5168 | 0.51497 | 1698.1026 | TRUE | 7893.7167 | Neurath | Gohrpunkt | 380 | 0.246 | 1900 | 3
l910 | n5164 | n5168 | 0.29961 | 1698.1026 | TRUE | 13567.8498 | Rommerskirchen | Gohrpunkt | 380 | 0.246 | 1900 | 3
l911 | n5158 | n5168 | 0.33489 | 1698.1026 | TRUE | 12138.4292 | St. Peter | Gohrpunkt | 380 | 0.246 | 1900 | 3
l912 | n5168 | n5169 | 0.273 | 1698.1026 | TRUE | 14890.2087 | Gohrpunkt | Osterath | 380 | 0.246 | 1900 | 2
l913 | n5169 | n5170 | 0.34598 | 1698.1026 | TRUE | 11749.3556 | Osterath | Mündelheim | 380 | 0.246 | 1900 | 3
l914 | n5102 | n5172 | 0.30149 | 1698.1026 | TRUE | 13483.3755 | Voerde | Utfort | 380 | 0.246 | 1900 | 3
l915 | n5102 | n5173 | 0.36519 | 1698.1026 | TRUE | 11131.159 | Voerde | Niederrhein | 380 | 0.246 | 1900 | 3
l916 | n5164 | n5177 | 0.1297 | 1698.1026 | TRUE | 31340.6852 | Rommerskirchen | Opladen | 380 | 0.246 | 1900 | 3
l917 | n5176 | n5177 | 0.20506 | 1698.1026 | TRUE | 19823.3162 | Linde | Opladen | 380 | 0.246 | 1900 | 3
l918 | n5164 | n5177 | 0.17817 | 1698.1026 | TRUE | 22815.1814 | Rommerskirchen | Opladen | 380 | 0.246 | 1900 | 2
l919 | n5158 | n5180 | 0.33481 | 1698.1026 | TRUE | 12141.4734 | St. Peter | Ohligs | 380 | 0.246 | 1900 | 3
l920 | n5177 | n5180 | 0.47634 | 1698.1026 | TRUE | 8533.8904 | Opladen | Ohligs | 380 | 0.246 | 1900 | 3
l921 | n5178 | n5181 | 0.2482 | 1698.1026 | TRUE | 16378.3012 | Sechtem | Siegburg | 380 | 0.246 | 1900 | 3
l922 | n5178 | n5182 | 0.20315 | 1698.1026 | TRUE | 20010.0748 | Sechtem | Ließem | 380 | 0.246 | 1900 | 2
l923 | n5151 | n5182 | 0.11692 | 1698.1026 | TRUE | 34767.7801 | Weißenthurm | Ließem | 380 | 0.246 | 1900 | 2
l924 | n5181 | n5184 | 0.31495 | 1698.1026 | TRUE | 12906.7701 | Siegburg | Bollenacker | 380 | 0.246 | 1900 | 2
l925 | n5170 | n5187 | 0.26803 | 1698.1026 | TRUE | 15166.6329 | Mündelheim | Selbeck | 380 | 0.246 | 1900 | 2
l926 | n5173 | n5190 | 0.14008 | 1698.1026 | TRUE | 29018.8001 | Niederrhein | Polsum | 380 | 0.246 | 1900 | 3
l927 | n5189 | n5190 | 0.35692 | 1698.1026 | TRUE | 11389.2892 | unknown | Polsum | 380 | 0.246 | 1900 | 3
l928 | n5190 | n5191 | 0.18394 | 1698.1026 | TRUE | 22099.6918 | Polsum | Witten | 380 | 0.246 | 1900 | 3
l929 | n5192 | n5193 | 0.36484 | 1698.1026 | TRUE | 11141.8945 | Hattingen | Witten | 380 | 0.246 | 1900 | 3
l930 | n5190 | n5194 | 0.37651 | 1698.1026 | TRUE | 10796.6806 | Polsum | Kusenhorst | 380 | 0.246 | 1900 | 3
l931 | n5194 | n5195 | 0.16978 | 1698.1026 | TRUE | 23943.1202 | Kusenhorst | Bochum | 380 | 0.246 | 1900 | 3
l932 | n5180 | n5195 | 0.087872 | 1698.1026 | TRUE | 46260.7641 | Ohligs | Bochum | 380 | 0.246 | 1900 | 3
l933 | n5175 | n5196 | 0.62548 | 1698.1026 | TRUE | 6499.045 | Dortmund | Pöppinghausen | 380 | 0.246 | 1900 | 2
l934 | n5194 | n5196 | 0.17718 | 1698.1026 | TRUE | 22943.3476 | Kusenhorst | Pöppinghausen | 380 | 0.246 | 1900 | 3
l935 | n5181 | n5198 | 0.063749 | 1698.1026 | TRUE | 63765.8542 | Siegburg | Dauersberg | 380 | 0.246 | 1900 | 3
l936 | n5157 | n5198 | 0.077691 | 1698.1026 | TRUE | 52323.0216 | Limburg | Dauersberg | 380 | 0.246 | 1900 | 2
l937 | n5175 | n5204 | 0.36535 | 1698.1026 | TRUE | 11126.4297 | Dortmund | Garenfeld | 380 | 0.246 | 1900 | 2
l938 | n5193 | n5204 | 0.4839 | 1698.1026 | TRUE | 8400.5085 | Witten | Garenfeld | 380 | 0.246 | 1900 | 3
l939 | n5204 | n5207 | 0.073043 | 1698.1026 | TRUE | 55652.4481 | Garenfeld | Lippborg | 380 | 0.246 | 1900 | 3
l940 | n5194 | n5208 | 0.065603 | 1698.1026 | TRUE | 61964.6816 | Kusenhorst | Gronau | 380 | 0.246 | 1900 | 3
l941 | n5208 | n5209 | 0.11352 | 1698.1026 | TRUE | 35808.1782 | Gronau | Emsland | 380 | 0.246 | 1900 | 3
l942 | n5209 | n5211 | 0.065326 | 1698.1026 | TRUE | 62227.392 | Emsland | Roxel | 380 | 0.246 | 1900 | 3
l943 | n5214 | n5215 | 0.22765 | 1698.1026 | TRUE | 17856.3526 | Westerkappeln | Lüstringen | 380 | 0.246 | 1900 | 2
l944 | n5153 | n5216 | 0.2308 | 1698.1026 | TRUE | 17612.8913 | Philippsburg | Neurott | 380 | 0.246 | 1900 | 3
l945 | n3988 | n5216 | 0.061176 | 1698.1026 | TRUE | 66447.8603 | Hoheneck | Neurott | 380 | 0.246 | 1900 | 2
l946 | n5155 | n5225 | 0.27733 | 1698.1026 | TRUE | 14657.838 | Marxheim | Kelsterbach | 380 | 0.246 | 1900 | 2
l947 | n5106 | n5228 | 0.37238 | 1698.1026 | TRUE | 10916.387 | Biblis | Bürstadt | 380 | 0.246 | 1900 | 3
l948 | n5155 | n5231 | 0.26664 | 1698.1026 | TRUE | 15245.2377 | Marxheim | Kriftel | 380 | 0.246 | 1900 | 2
l949 | n5207 | n5233 | 0.064629 | 1698.1026 | TRUE | 62897.613 | Lippborg | Arpe | 380 | 0.246 | 1900 | 2
l950 | n5234 | n5235 | 0.08503 | 1698.1026 | TRUE | 47806.9872 | Karben | Gießen/Nord | 380 | 0.246 | 1900 | 3
l951 | n5233 | n5236 | 0.11565 | 1698.1026 | TRUE | 35150.0849 | Arpe | Nehden | 380 | 0.246 | 1900 | 2
l952 | n5235 | n5241 | 0.068368 | 1698.1026 | TRUE | 59458.5415 | Gießen/Nord | Borken | 380 | 0.246 | 1900 | 3
l953 | n5241 | n5244 | 0.12428 | 1698.1026 | TRUE | 32707.5866 | Borken | Mecklar | 380 | 0.246 | 1900 | 2
l954 | n5223 | n5244 | 0.11231 | 1698.1026 | TRUE | 36195.0152 | Dipperz | Mecklar | 380 | 0.246 | 1900 | 2
l955 | n5241 | n5245 | 0.15422 | 1698.1026 | TRUE | 26357.986 | Borken | Bergshausen | 380 | 0.246 | 1900 | 2
l956 | n5110 | n5247 | 0.16773 | 1698.1026 | TRUE | 24235.5629 | Landesbergen | Ovenstädt | 380 | 0.246 | 1900 | 2
l957 | n5248 | n5251 | 0.39425 | 1698.1026 | TRUE | 10310.7144 | Bechterdissen | Bielefeld Ost | 380 | 0.246 | 1900 | 3
l958 | n5247 | n5252 | 0.10884 | 1698.1026 | TRUE | 37348.1774 | Ovenstädt | Eickum | 380 | 0.246 | 1900 | 2
l959 | n5248 | n5252 | 0.34052 | 1698.1026 | TRUE | 11937.7513 | Bechterdissen | Eickum | 380 | 0.246 | 1900 | 2
l960 | n5248 | n5253 | 0.29805 | 1698.1026 | TRUE | 13638.8434 | Bechterdissen | Lage | 380 | 0.246 | 1900 | 3
l961 | n5248 | n5254 | 0.098496 | 1698.1026 | TRUE | 41271.1286 | Bechterdissen | Elsen | 380 | 0.246 | 1900 | 2
l962 | n5258 | n5259 | 0.34156 | 1698.1026 | TRUE | 11901.3853 | Bergrheinfeld | Grafenrheinfeld | 380 | 0.246 | 1900 | 2
l963 | n5259 | n5260 | 0.050138 | 1698.1026 | TRUE | 81077.1043 | Grafenrheinfeld | Raitersaich | 380 | 0.246 | 1900 | 3
l964 | n3760 | n5260 | 0.053223 | 1698.1026 | TRUE | 76377.1319 | Ingolstadt | Raitersaich | 380 | 0.246 | 1900 | 3
l965 | n5260 | n5265 | 0.11255 | 1698.1026 | TRUE | 36118.2726 | Raitersaich | Kriegenbrunn | 380 | 0.246 | 1900 | 2
l966 | n5265 | n5266 | 0.085082 | 1698.1026 | TRUE | 47777.6542 | Kriegenbrunn | Würgau | 380 | 0.246 | 1900 | 2
l967 | n5015 | n5266 | 0.15025 | 1698.1026 | TRUE | 27056.0759 | Redwitz | Würgau | 380 | 0.246 | 1900 | 3
l968 | n5257 | n5266 | 0.22949 | 1698.1026 | TRUE | 17713.2502 | Oberhaid | Würgau | 380 | 0.246 | 1900 | 2
l969 | n5111 | n5270 | 0.08282 | 1698.1026 | TRUE | 49082.9387 | Grohnde | Algermissen | 380 | 0.246 | 1900 | 2
l970 | n5270 | n5271 | 0.14568 | 1698.1026 | TRUE | 27903.4233 | Algermissen | Klein Ilsede | 380 | 0.246 | 1900 | 2
l971 | n5020 | n5272 | 0.1538 | 1698.1026 | TRUE | 26430.386 | Helmstedt | Hattorf | 380 | 0.246 | 1900 | 2
l972 | n5272 | n5274 | 0.12268 | 1698.1026 | TRUE | 33134.7101 | Hattorf | Wahle | 380 | 0.246 | 1900 | 2
l973 | n5257 | n5276 | 0.10693 | 1698.1026 | TRUE | 38015.7999 | Oberhaid | Eltmann | 380 | 0.246 | 1900 | 2
l974 | n5259 | n5276 | 0.31747 | 1698.1026 | TRUE | 12804.2919 | Grafenrheinfeld | Eltmann | 380 | 0.246 | 1900 | 2
l975 | n5214 | n5277 | 0.24337 | 1698.1026 | TRUE | 16702.9544 | Westerkappeln | Ibbenbüren | 380 | 0.246 | 1900 | 2
l976 | n5245 | n5279 | 0.078978 | 1698.1026 | TRUE | 51470.534 | Bergshausen | Würgassen | 380 | 0.246 | 1900 | 2
l977 | n5234 | n5280 | 0.27939 | 1698.1026 | TRUE | 14549.5842 | Karben | Frankfurt-Südwest | 380 | 0.246 | 1900 | 2
l978 | n5060 | n5281 | 0.34804 | 1698.1026 | TRUE | 11679.7989 | Altenfeld | Goldisthal | 380 | 0.246 | 1900 | 2
l979 | n5232 | n5282 | 0.28594 | 1698.1026 | TRUE | 14216.5156 | Dillenburg | Aßlar | 380 | 0.246 | 1900 | 2
l980 | n5235 | n5282 | 0.26089 | 1698.1026 | TRUE | 15581.3498 | Gießen/Nord | Aßlar | 380 | 0.246 | 1900 | 3
l981 | n5198 | n5282 | 0.083391 | 1698.1026 | TRUE | 48746.5852 | Dauersberg | Aßlar | 380 | 0.246 | 1900 | 2
l982 | n5160 | n5284 | 0.24384 | 1698.1026 | TRUE | 16671.1828 | Zukunft | Verlautenheide | 380 | 0.246 | 1900 | 2
l983 | n5148 | n5285 | 0.072083 | 1698.1026 | TRUE | 56393.9382 | Uchtelfangen | Quint | 380 | 0.246 | 1900 | 3
l984 | n5249 | n5287 | 0.24443 | 1698.1026 | TRUE | 16630.5213 | Gütersloh | Enniger | 380 | 0.246 | 1900 | 2
l985 | n5279 | n5288 | 0.15447 | 1698.1026 | TRUE | 26315.4309 | Würgassen | Vörden | 380 | 0.246 | 1900 | 2
l986 | n5111 | n5288 | 0.17911 | 1698.1026 | TRUE | 22696.1769 | Grohnde | Vörden | 380 | 0.246 | 1900 | 2
l987 | n5208 | n5340 | 0.12959 | 1698.1026 | TRUE | 31367.3521 | Gronau | Hengelo | 380 | 0.246 | 1900 | 2
l988 | n5323 | n5348 | 0.11665 | 1698.1026 | TRUE | 34848.7355 | Vigy | Ensdorf | 380 | 0.246 | 1900 | 2
l989 | n3992 | n5356 | 0.46786 | 1698.1026 | TRUE | 8688.5284 | Neckarwestheim | GKN 2 | 380 | 0.246 | 1900 | 2
l990 | n5106 | n5357 | 0.065661 | 1698.1026 | TRUE | 61909.5195 | Biblis | Waldlaubershaim | 380 | 0.246 | 1900 | 2
l991 | n3981 | n5363 | 0.09708 | 1698.1026 | TRUE | 41873.0581 | Pulverdingen | Großgartach | 380 | 0.246 | 1900 | 2
l992 | n5222 | n5363 | 0.10721 | 1698.1026 | TRUE | 37914.8909 | Kupferzell | Großgartach | 380 | 0.246 | 1900 | 2
l993 | n5220 | n5363 | 0.26968 | 1698.1026 | TRUE | 15073.6066 | Hüffenhardt | Großgartach | 380 | 0.246 | 1900 | 2
l994 | n5125 | n5365 | 0.095974 | 1698.1026 | TRUE | 42355.5861 | Aschaffenburg | Bergrheinfeld/West | 380 | 0.246 | 1900 | 2
l995 | n6084 | n6085 | 0.27029 | 1698.1026 | TRUE | 15039.8138 | Rostock | Bentwisch | 380 | 0.246 | 1900 | 2
l996 | n6085 | n6086 | 0.11388 | 1698.1026 | TRUE | 35694.561 | Bentwisch | Güstrow | 380 | 0.246 | 1900 | 2
l997 | n6089 | n6090 | 0.078281 | 1698.1026 | TRUE | 51928.7836 | Siedenbrünzow | Lubmin | 380 | 0.246 | 1900 | 2
l998 | n5021 | n6097 | 0.070879 | 1698.1026 | TRUE | 57351.6185 | Wolmirstedt | Stendal West | 380 | 0.246 | 1900 | 2
l999 | n6083 | n6100 | 0.26787 | 1698.1026 | TRUE | 15175.3314 | Vierraden | Krajnik | 380 | 0.246 | 1900 | 2
l1000 | n6201 | n6204 | 0.13338 | 1698.1026 | TRUE | 30477.7077 | Maade | Conneforde | 380 | 0.246 | 1900 | 2
l1001 | n6199 | n6204 | 0.07176 | 1698.1026 | TRUE | 56647.7946 | Diele | Conneforde | 380 | 0.246 | 1900 | 2
l1002 | n6204 | n6207 | 0.21902 | 1698.1026 | TRUE | 18559.8769 | Conneforde | Unterweser | 380 | 0.246 | 1900 | 2
l1003 | n5110 | n6211 | 0.051107 | 1698.1026 | TRUE | 79539.7803 | Landesbergen | Sottrum | 380 | 0.246 | 1900 | 2
l1004 | n6211 | n6214 | 0.089531 | 1698.1026 | TRUE | 45403.8071 | Sottrum | Dollern | 380 | 0.246 | 1900 | 2
l1005 | n5274 | n6216 | 0.046431 | 1698.1026 | TRUE | 87550.66 | Wahle | Stadorf | 380 | 0.246 | 1900 | 2
l1006 | n6214 | n6219 | 0.16578 | 1698.1026 | TRUE | 24520.0699 | Dollern | Hamburg-Süd | 380 | 0.246 | 1900 | 2
l1007 | n6212 | n6220 | 0.075979 | 1698.1026 | TRUE | 53502.4808 | Wilster | Audorf | 380 | 0.246 | 1900 | 2
l1008 | n6219 | n6222 | 0.11815 | 1698.1026 | TRUE | 34406.3979 | Hamburg-Süd | Hamburg-Ost | 380 | 0.246 | 1900 | 2
l1009 | n6221 | n6222 | 0.13733 | 1698.1026 | TRUE | 29600.0235 | unknown | Hamburg-Ost | 380 | 0.246 | 1900 | 2
l1010 | n6222 | n6225 | 0.19114 | 1698.1026 | TRUE | 21267.3786 | Hamburg-Ost | Krümmel | 380 | 0.246 | 1900 | 2
l1011 | n6078 | n6225 | 0.057045 | 1698.1026 | TRUE | 71260.8275 | Görries | Krümmel | 380 | 0.246 | 1900 | 2
l1012 | n6225 | n6226 | 0.21344 | 1698.1026 | TRUE | 19045.0641 | Krümmel | Lüneburg | 380 | 0.246 | 1900 | 2
l1013 | n6216 | n6226 | 0.14116 | 1698.1026 | TRUE | 28798.3015 | Stadorf | Lüneburg | 380 | 0.246 | 1900 | 2
l1014 | n6228 | n6229 | 0.34833 | 1698.1026 | TRUE | 11669.9784 | Herrenwyk | Siems | 380 | 0.246 | 1900 | 2
l1015 | n6199 | n6231 | 0.19222 | 1698.1026 | TRUE | 21147.5401 | Diele | Rhede | 380 | 0.246 | 1900 | 2
l1016 | n6214 | n6233 | 0.11297 | 1698.1026 | TRUE | 35984.7163 | Dollern | Alfstedt | 380 | 0.246 | 1900 | 2
l1017 | n6219 | n6235 | 0.42509 | 1698.1026 | TRUE | 9562.7184 | Hamburg-Süd | Moorburg | 380 | 0.246 | 1900 | 2
l1018 | n6199 | n6245 | 0.14802 | 1698.1026 | TRUE | 27463.0376 | Diele | Meeden | 380 | 0.246 | 1900 | 2
l1019 | n6231 | n6287 | 0.63631 | 1698.1026 | TRUE | 6388.4377 | Rhede | Dörpen/West | 380 | 0.246 | 1900 | 2
l1020 | n6158 | n6288 | 0.12939 | 1698.1026 | TRUE | 31417.2676 | Kassø | Jardelund | 380 | 0.246 | 1900 | 2
l1021 | n6220 | n6288 | 0.061546 | 1698.1026 | TRUE | 66048.7552 | Audorf | Jardelund | 380 | 0.246 | 1900 | 2
l1022 | n5110 | n6292 | 0.12514 | 1698.1026 | TRUE | 32483.7096 | Landesbergen | Ohlensehlen | 380 | 0.246 | 1900 | 2
l1023 | n3984 | n7552 | 0.36594 | 1698.1026 | TRUE | 11108.5151 | Grünkraut |  | 380 | 0.246 | 1900 | 2
l1024 | n5189 | n7546 | 0.36295 | 1698.1026 | TRUE | 11200.1346 | unknown |  | 380 | 0.246 | 1900 | 3
l1025 | n5188 | n7546 | 0.33818 | 1698.1026 | TRUE | 12020.2028 | Eiberg |  | 380 | 0.246 | 1900 | 3
l1026 | n5186 | n7546 | 0.56328 | 1698.1026 | TRUE | 7216.6691 | Büscherhof |  | 380 | 0.246 | 1900 | 3
l1027 | n5153 | n7547 | 0.18895 | 1698.1026 | TRUE | 21514.3168 | Philippsburg |  | 380 | 0.246 | 1900 | 3
l1028 | n5218 | n7547 | 0.37507 | 1698.1026 | TRUE | 10838.0512 | Bruchsal |  | 380 | 0.246 | 1900 | 2
l1029 | n3981 | n7547 | 0.08387 | 1698.1026 | TRUE | 48468.3674 | Pulverdingen |  | 380 | 0.246 | 1900 | 3
l1030 | n5216 | n7548 | 1.286 | 1698.1026 | TRUE | 3161.0389 | Neurott |  | 380 | 0.246 | 1900 | 3
l1031 | n5110 | n7549 | 0.19331 | 1698.1026 | TRUE | 21028.8126 | Landesbergen |  | 380 | 0.246 | 1900 | 2
l1032 | n5111 | n7549 | 0.069647 | 1698.1026 | TRUE | 58366.6617 | Grohnde |  | 380 | 0.246 | 1900 | 2
l1033 | n5229 | n7551 | 0.32 | 1698.1026 | TRUE | 12703.3146 | Weinheim |  | 380 | 0.246 | 1900 | 2
l1034 | n4023 | n7552 | 0.070571 | 1698.1026 | TRUE | 57601.9647 | Bürs |  | 380 | 0.246 | 1900 | 2
l1035 | n3988 | n7830 | 0.24683 | 1698.1026 | TRUE | 16469.0339 | Hoheneck |  | 380 | 0.246 | 1900 | 2
l1036 | n5238 | n7931 | 0.50251 | 1698.1026 | TRUE | 8089.4544 | Großkrotzenburg |  | 380 | 0.246 | 1900 | 2
l1037 | n5125 | n7931 | 0.11418 | 1698.1026 | TRUE | 35602.2366 | Aschaffenburg |  | 380 | 0.246 | 1900 | 2
l1038 | n5216 | n7939 | 0.23395 | 1698.1026 | TRUE | 17375.7749 | Neurott |  | 380 | 0.246 | 1900 | 2
l1039 | n5106 | n7939 | 0.1472 | 1698.1026 | TRUE | 27616.2422 | Biblis |  | 380 | 0.246 | 1900 | 2
l1040 | n5146 | n7940 | 0.38808 | 1698.1026 | TRUE | 10474.6711 | Otterbach |  | 380 | 0.246 | 1900 | 3
l1041 | n5147 | n7940 | 0.12698 | 1698.1026 | TRUE | 32012.668 | Bexbach |  | 380 | 0.246 | 1900 | 2
l1042 | n3992 | n7942 | 0.19573 | 1698.1026 | TRUE | 20768.2629 | Neckarwestheim |  | 380 | 0.246 | 1900 | 3
l1043 | n5363 | n7942 | 0.49674 | 1698.1026 | TRUE | 8183.4281 | Großgartach |  | 380 | 0.246 | 1900 | 3
l1044 | n5019 | n7943 | 0.4193 | 1698.1026 | TRUE | 9694.8943 | Förderstedt |  | 380 | 0.246 | 1900 | 3
l1045 | n5044 | n7943 | 0.027699 | 1698.1026 | TRUE | 146758.8394 | Ragow |  | 380 | 0.246 | 1900 | 2
l1046 | n5021 | n7943 | 0.15796 | 1698.1026 | TRUE | 25734.7483 | Wolmirstedt |  | 380 | 0.246 | 1900 | 2
l1047 | n3967 | n7944 | 0.16696 | 1698.1026 | TRUE | 24348.1197 | Kühmoos |  | 380 | 0.246 | 1900 | 2
l1048 | n4264 | n7944 | 0.2336 | 1698.1026 | TRUE | 17401.9502 | Asphard |  | 380 | 0.246 | 1900 | 2
l1049 | n4092 | n7944 | 0.26899 | 1698.1026 | TRUE | 15112.3518 | Sierentz |  | 380 | 0.246 | 1900 | 2
l1050 | n5230 | n7946 | 0.6137 | 1698.1026 | TRUE | 6623.8351 | Urberach |  | 380 | 0.246 | 1900 | 2
l1051 | n5368 | n7946 | 0.44466 | 1698.1026 | TRUE | 9141.8077 | Dettingen |  | 380 | 0.246 | 1900 | 2
l1052 | n5238 | n7946 | 0.26567 | 1698.1026 | TRUE | 15301.0755 | Großkrotzenburg |  | 380 | 0.246 | 1900 | 2
l1053 | n5050 | n7948 | 0.087163 | 1698.1026 | TRUE | 46637.3679 | Neuenhagen |  | 380 | 0.246 | 1900 | 2
l1054 | n6082 | n7948 | 0.28041 | 1698.1026 | TRUE | 14496.6379 | Malchow |  | 380 | 0.246 | 1900 | 2
l1055 | n4023 | n7949 | 0.069416 | 1698.1026 | TRUE | 58560.5698 | Bürs |  | 380 | 0.246 | 1900 | 2
l1056 | n3982 | n7949 | 0.05993 | 1698.1026 | TRUE | 67829.5211 | Delmensingen |  | 380 | 0.246 | 1900 | 2
l1057 | n3990 | n7951 | 0.13087 | 1698.1026 | TRUE | 31061.7465 | Laichingen |  | 380 | 0.246 | 1900 | 2
l1058 | n3968 | n7952 | 0.13547 | 1698.1026 | TRUE | 30007.5612 | Gurtweil |  | 380 | 0.246 | 1900 | 2
l1059 | n3970 | n7952 | 0.16804 | 1698.1026 | TRUE | 24190.8781 | Villingen |  | 380 | 0.246 | 1900 | 2
l1060 | n3977 | n7953 | 0.31352 | 1698.1026 | TRUE | 12965.9637 | Trossingen |  | 380 | 0.246 | 1900 | 2
l1061 | n7952 | n7953 | 0.43835 | 1698.1026 | TRUE | 9273.5081 |  |  | 380 | 0.246 | 1900 | 2
l1062 | n3980 | n7953 | 0.0931 | 1698.1026 | TRUE | 43663.0157 | Engstlatt |  | 380 | 0.246 | 1900 | 2
l1063 | n3988 | n7954 | 0.14045 | 1698.1026 | TRUE | 28942.6286 | Hoheneck |  | 380 | 0.246 | 1900 | 2
l1064 | n4010 | n7954 | 0.25796 | 1698.1026 | TRUE | 15758.1456 | Mühlhausen |  | 380 | 0.246 | 1900 | 2
l1065 | n7951 | n7954 | 0.30223 | 1698.1026 | TRUE | 13449.9643 |  |  | 380 | 0.246 | 1900 | 2
l1066 | n5278 | n7955 | 0.41708 | 1698.1026 | TRUE | 9746.4814 | Goldenberg |  | 380 | 0.246 | 1900 | 2
l1067 | n5164 | n7955 | 0.34661 | 1698.1026 | TRUE | 11727.9791 | Rommerskirchen |  | 380 | 0.246 | 1900 | 3
l1068 | n5178 | n7955 | 0.18647 | 1698.1026 | TRUE | 21800.5321 | Sechtem |  | 380 | 0.246 | 1900 | 3
l1069 | n5029 | n8188 | 0.29153 | 1698.1026 | TRUE | 13943.9736 | Vieselbach |  | 380 | 0.246 | 1900 | 2
l1070 | n5028 | n8188 | 0.11135 | 1698.1026 | TRUE | 36505.4747 | Remptendorf |  | 380 | 0.246 | 1900 | 2
l1071 | n5042 | n8190 | 0.36236 | 1698.1026 | TRUE | 11218.2389 | Wustermark |  | 380 | 0.246 | 1900 | 2
l1072 | n5021 | n8190 | 0.074439 | 1698.1026 | TRUE | 54608.9873 | Wolmirstedt |  | 380 | 0.246 | 1900 | 2
l1073 | n5037 | n8190 | 0.11473 | 1698.1026 | TRUE | 35430.8218 | Teufelsbruch |  | 380 | 0.246 | 1900 | 2
l1074 | n5054 | n8407 | 0.33417 | 1698.1026 | TRUE | 12164.7446 | Eisenhüttenstadt |  | 380 | 0.246 | 1900 | 2
l1075 | n5046 | n8407 | 0.10126 | 1698.1026 | TRUE | 40145.1434 | Preilack |  | 380 | 0.246 | 1900 | 2
l1076 | n5031 | n8411 | 0.14786 | 1698.1026 | TRUE | 27493.2342 | Röhrsdorf |  | 380 | 0.246 | 1900 | 2
l1077 | n5069 | n8411 | 0.56605 | 1698.1026 | TRUE | 7181.3571 | Freiberg/Nord |  | 380 | 0.246 | 1900 | 2
l1078 | n5147 | n8422 | 0.63616 | 1698.1026 | TRUE | 6389.9582 | Bexbach |  | 380 | 0.246 | 1900 | 3
l1079 | n5148 | n8422 | 0.23832 | 1698.1026 | TRUE | 17056.733 | Uchtelfangen |  | 380 | 0.246 | 1900 | 3
l1080 | n5029 | n8440 | 0.047741 | 1698.1026 | TRUE | 85148.118 | Vieselbach |  | 380 | 0.246 | 1900 | 2
l1081 | n5244 | n8440 | 0.073527 | 1698.1026 | TRUE | 55286.0957 | Mecklar |  | 380 | 0.246 | 1900 | 2
l1082 | n5264 | n8440 | 0.49597 | 1698.1026 | TRUE | 8196.1136 | Eisenach |  | 380 | 0.246 | 1900 | 2
l1083 | n6232 | n8449 | 0.31568 | 1698.1026 | TRUE | 12877.1681 | Meppen |  | 380 | 0.246 | 1900 | 2
l1084 | n6287 | n8449 | 0.63254 | 1698.1026 | TRUE | 6426.5753 | Dörpen/West |  | 380 | 0.246 | 1900 | 2
l1085 | n5068 | n8450 | 0.11935 | 1698.1026 | TRUE | 34059.2526 | Lauchstädt |  | 380 | 0.246 | 1900 | 2
l1086 | n5038 | n8450 | 0.19166 | 1698.1026 | TRUE | 21209.1531 | Marke |  | 380 | 0.246 | 1900 | 2
l1087 | n6089 | n8456 | 0.078015 | 1698.1026 | TRUE | 52106.0641 | Siedenbrünzow |  | 380 | 0.246 | 1900 | 2
l1088 | n6086 | n8456 | 0.12715 | 1698.1026 | TRUE | 31971.1465 | Güstrow |  | 380 | 0.246 | 1900 | 2
l1089 | n6150 | n8456 | 0.10964 | 1698.1026 | TRUE | 37075.3623 | Putlitz/Süd |  | 380 | 0.246 | 1900 | 2
l1090 | n5151 | n8472 | 0.26807 | 1698.1026 | TRUE | 15164.1899 | Weißenthurm |  | 380 | 0.246 | 1900 | 2
l1091 | n5357 | n8472 | 0.093049 | 1698.1026 | TRUE | 43687.312 | Waldlaubershaim |  | 380 | 0.246 | 1900 | 2
l1092 | n5348 | n8479 | 0.33132 | 1698.1026 | TRUE | 12269.232 | Ensdorf |  | 380 | 0.246 | 1900 | 3
l1093 | n5148 | n8479 | 0.4933 | 1698.1026 | TRUE | 8240.4781 | Uchtelfangen |  | 380 | 0.246 | 1900 | 3
l1094 | n5155 | n8480 | 0.11647 | 1698.1026 | TRUE | 34903.3989 | Marxheim |  | 380 | 0.246 | 1900 | 2
l1095 | n5152 | n8480 | 0.09126 | 1698.1026 | TRUE | 44543.2712 | Koblenz |  | 380 | 0.246 | 1900 | 2
l1096 | n6151 | n8488 | 0.43485 | 1698.1026 | TRUE | 9348.2075 | Parchim/Süd |  | 380 | 0.246 | 1900 | 2
l1097 | n5172 | n8490 | 0.43414 | 1698.1026 | TRUE | 9363.4493 | Utfort |  | 380 | 0.246 | 1900 | 3
l1098 | n5170 | n8490 | 0.47761 | 1698.1026 | TRUE | 8511.1657 | Mündelheim |  | 380 | 0.246 | 1900 | 2
l1099 | n5259 | n8508 | 0.47677 | 1698.1026 | TRUE | 8526.2681 | Grafenrheinfeld |  | 380 | 0.246 | 1900 | 2
l1100 | n5365 | n8508 | 0.43316 | 1698.1026 | TRUE | 9384.6871 | Bergrheinfeld/West |  | 380 | 0.246 | 1900 | 2
l1101 | n8508 | n8519 | 0.13236 | 1698.1026 | TRUE | 30711.2648 |  |  | 380 | 0.246 | 1900 | 3
l1102 | n6096 | n8523 | 0.42305 | 1698.1026 | TRUE | 9608.9539 | Wessin |  | 380 | 0.246 | 1900 | 2
l1103 | n6086 | n8523 | 0.11595 | 1698.1026 | TRUE | 35057.9558 | Güstrow |  | 380 | 0.246 | 1900 | 2
l1104 | n6078 | n8523 | 0.2179 | 1698.1026 | TRUE | 18655.9094 | Görries |  | 380 | 0.246 | 1900 | 2
l1105 | n7723 | n8532 | 0.19283 | 1698.1026 | TRUE | 21081.423 |  |  | 380 | 0.246 | 1900 | 2
l1106 | n6232 | n8548 | 0.16588 | 1698.1026 | TRUE | 24505.7011 | Meppen |  | 380 | 0.246 | 1900 | 2
l1107 | n5044 | n8550 | 0.077305 | 1698.1026 | TRUE | 52584.4996 | Ragow |  | 380 | 0.246 | 1900 | 2
l1108 | n5065 | n8550 | 0.39935 | 1698.1026 | TRUE | 10179.0247 | Windpark Schönewalde |  | 380 | 0.246 | 1900 | 2
l1109 | n5143 | n8552 | 0.25002 | 1698.1026 | TRUE | 16259.1813 | Niederstedem |  | 380 | 0.246 | 1900 | 3
l1110 | n5285 | n8552 | 0.81693 | 1698.1026 | TRUE | 4975.9731 | Quint |  | 380 | 0.246 | 1900 | 3
l1111 | n5105 | n8559 | 0.48087 | 1698.1026 | TRUE | 8453.5062 | BASF |  | 380 | 0.246 | 1900 | 3
l1112 | n5228 | n8559 | 0.86928 | 1698.1026 | TRUE | 4676.3371 | Bürstadt |  | 380 | 0.246 | 1900 | 3
l1113 | n5287 | n8561 | 0.23018 | 1698.1026 | TRUE | 17660.5475 | Enniger |  | 380 | 0.246 | 1900 | 2
l1114 | n5207 | n8561 | 0.27868 | 1698.1026 | TRUE | 14586.9131 | Lippborg |  | 380 | 0.246 | 1900 | 3
l1115 | n5023 | n8566 | 0.4039 | 1698.1026 | TRUE | 10064.4338 | Zwönitz |  | 380 | 0.246 | 1900 | 2
l1116 | n5066 | n8566 | 0.51192 | 1698.1026 | TRUE | 7940.7697 | Markersbach |  | 380 | 0.246 | 1900 | 2
l1117 | n5031 | n8566 | 0.17054 | 1698.1026 | TRUE | 23835.7986 | Röhrsdorf |  | 380 | 0.246 | 1900 | 2
l1118 | n4003 | n8609 | 0.16183 | 1698.1026 | TRUE | 25119.4397 | Meitingen |  | 380 | 0.246 | 1900 | 3
l1119 | n4002 | n8609 | 0.15289 | 1698.1026 | TRUE | 26587.7589 | Oberottmarshausen |  | 380 | 0.246 | 1900 | 3
l1120 | n4001 | n8609 | 0.33887 | 1698.1026 | TRUE | 11995.7143 | Lechhausen |  | 380 | 0.246 | 1900 | 2
l1121 | n3757 | n8615 | 0.11135 | 1698.1026 | TRUE | 36507.262 | Oberbachern |  | 380 | 0.246 | 1900 | 3
l1122 | n3764 | n8615 | 0.45042 | 1698.1026 | TRUE | 9025.0021 | Ottenhofen |  | 380 | 0.246 | 1900 | 3
l1123 | n3761 | n8615 | 0.17899 | 1698.1026 | TRUE | 22710.449 | Zolling |  | 380 | 0.246 | 1900 | 2
l1124 | n5248 | n8621 | 0.45597 | 1698.1026 | TRUE | 8915.0891 | Bechterdissen |  | 380 | 0.246 | 1900 | 3
l1125 | n5251 | n8621 | 0.65462 | 1698.1026 | TRUE | 6209.7508 | Bielefeld Ost |  | 380 | 0.246 | 1900 | 3
l1126 | n5249 | n8621 | 0.23776 | 1698.1026 | TRUE | 17097.556 | Gütersloh |  | 380 | 0.246 | 1900 | 3
l1127 | n8407 | n8628 | 0.2209 | 1698.1026 | TRUE | 18402.3889 |  |  | 380 | 0.246 | 1900 | 2
l1128 | n5050 | n8628 | 0.1074 | 1698.1026 | TRUE | 37850.2344 | Neuenhagen |  | 380 | 0.246 | 1900 | 2
l1129 | n5098 | n8628 | 0.62198 | 1698.1026 | TRUE | 6535.6862 | Heinersdorf |  | 380 | 0.246 | 1900 | 2
l1130 | n6212 | n8629 | 1.0887 | 1698.1026 | TRUE | 3733.7804 | Wilster |  | 380 | 0.246 | 1900 | 2
l1131 | n6193 | n8629 | 0.79945 | 1698.1026 | TRUE | 5084.7927 | Brokdorf |  | 380 | 0.246 | 1900 | 2
l1132 | n6221 | n8629 | 0.0975 | 1698.1026 | TRUE | 41692.7242 | unknown |  | 380 | 0.246 | 1900 | 2
l1133 | n8561 | n8630 | 0.77854 | 1698.1026 | TRUE | 5221.3318 |  |  | 380 | 0.246 | 1900 | 3
l1134 | n5211 | n8630 | 0.15388 | 1698.1026 | TRUE | 26416.9818 | Roxel |  | 380 | 0.246 | 1900 | 3
l1135 | n6212 | n8635 | 0.10637 | 1698.1026 | TRUE | 38217.7864 | Wilster |  | 380 | 0.246 | 1900 | 2
l1136 | n6214 | n8635 | 0.17076 | 1698.1026 | TRUE | 23805.5422 | Dollern |  | 380 | 0.246 | 1900 | 3
l1137 | n5156 | n8645 | 0.40442 | 1698.1026 | TRUE | 10051.4896 | Bischofsheim |  | 380 | 0.246 | 1900 | 3
l1138 | n5230 | n8645 | 0.14202 | 1698.1026 | TRUE | 28622.7496 | Urberach |  | 380 | 0.246 | 1900 | 3
l1139 | n5106 | n8645 | 0.25516 | 1698.1026 | TRUE | 15931.518 | Biblis |  | 380 | 0.246 | 1900 | 3
l1140 | n5243 | n8652 | 0.71924 | 1698.1026 | TRUE | 5651.88 | Twistetal |  | 380 | 0.246 | 1900 | 2
l1141 | n5254 | n8652 | 0.10855 | 1698.1026 | TRUE | 37449.5376 | Elsen |  | 380 | 0.246 | 1900 | 2
l1142 | n5236 | n8652 | 0.35811 | 1698.1026 | TRUE | 11351.3041 | Nehden |  | 380 | 0.246 | 1900 | 2
l1143 | n5027 | n8662 | 0.36214 | 1698.1026 | TRUE | 11224.9649 | Weida |  | 380 | 0.246 | 1900 | 2
l1144 | n5028 | n8662 | 0.10112 | 1698.1026 | TRUE | 40201.8765 | Remptendorf |  | 380 | 0.246 | 1900 | 2
l1145 | n5031 | n8662 | 0.078136 | 1698.1026 | TRUE | 52025.4164 | Röhrsdorf |  | 380 | 0.246 | 1900 | 2
l1146 | n5234 | n8668 | 0.77365 | 1698.1026 | TRUE | 5254.372 | Karben |  | 380 | 0.246 | 1900 | 2
l1147 | n5238 | n8668 | 0.15747 | 1698.1026 | TRUE | 25814.2784 | Großkrotzenburg |  | 380 | 0.246 | 1900 | 2
l1148 | n5231 | n8668 | 0.18205 | 1698.1026 | TRUE | 22329.5983 | Kriftel |  | 380 | 0.246 | 1900 | 2
l1149 | n8450 | n8671 | 0.062019 | 1698.1026 | TRUE | 65545.0696 |  |  | 380 | 0.246 | 1900 | 2
l1150 | n7550 | n8671 | 0.46638 | 1698.1026 | TRUE | 8716.1652 |  |  | 380 | 0.246 | 1900 | 2
l1151 | n5036 | n8685 | 0.59652 | 1698.1026 | TRUE | 6814.5514 | Dresden-Süd |  | 380 | 0.246 | 1900 | 2
l1152 | n5022 | n8685 | 0.10318 | 1698.1026 | TRUE | 39399.3831 | Schmölln |  | 380 | 0.246 | 1900 | 2
l1153 | n8411 | n8685 | 0.085096 | 1698.1026 | TRUE | 47770.2347 |  |  | 380 | 0.246 | 1900 | 2
l1154 | n7948 | n8686 | 0.18663 | 1698.1026 | TRUE | 21781.7412 |  |  | 380 | 0.246 | 1900 | 2
l1155 | n6149 | n8686 | 0.048216 | 1698.1026 | TRUE | 84309.1281 | Altentreptow/Süd |  | 380 | 0.246 | 1900 | 2
l1156 | n6152 | n8686 | 0.57058 | 1698.1026 | TRUE | 7124.4028 | Gransee |  | 380 | 0.246 | 1900 | 2
l1157 | n6141 | n8691 | 0.69235 | 1698.1026 | TRUE | 5871.3757 | Windpark Altentreptow/Nord |  | 380 | 0.246 | 1900 | 2
l1158 | n6090 | n8691 | 0.072703 | 1698.1026 | TRUE | 55913.1489 | Lubmin |  | 380 | 0.246 | 1900 | 2
l1159 | n6149 | n8691 | 0.44857 | 1698.1026 | TRUE | 9062.1415 | Altentreptow/Süd |  | 380 | 0.246 | 1900 | 2
l1160 | n5214 | n8693 | 0.205 | 1698.1026 | TRUE | 19829.1002 | Westerkappeln |  | 380 | 0.246 | 1900 | 2
l1161 | n5210 | n8693 | 0.14344 | 1698.1026 | TRUE | 28338.8495 | Wehrendorf |  | 380 | 0.246 | 1900 | 2
l1162 | n4003 | n8696 | 0.12129 | 1698.1026 | TRUE | 33516.2725 | Meitingen |  | 380 | 0.246 | 1900 | 2
l1163 | n8545 | n8696 | 0.10911 | 1698.1026 | TRUE | 37254.985 |  |  | 380 | 0.246 | 1900 | 2
l1164 | n3988 | n8710 | 0.066337 | 1698.1026 | TRUE | 61278.5743 | Hoheneck |  | 380 | 0.246 | 1900 | 2
l1165 | n3983 | n8710 | 0.07453 | 1698.1026 | TRUE | 54542.1781 | Herbertingen |  | 380 | 0.246 | 1900 | 2
l1166 | n5025 | n8712 | 0.059455 | 1698.1026 | TRUE | 68371.3874 | Etzenricht |  | 380 | 0.246 | 1900 | 2
l1167 | n6097 | n8718 | 0.098499 | 1698.1026 | TRUE | 41270.0738 | Stendal West |  | 380 | 0.246 | 1900 | 2
l1168 | n6080 | n8718 | 0.38755 | 1698.1026 | TRUE | 10489.0248 | Perleberg |  | 380 | 0.246 | 1900 | 2
l1169 | n5198 | n8727 | 0.10344 | 1698.1026 | TRUE | 39300.0246 | Dauersberg |  | 380 | 0.246 | 1900 | 3
l1170 | n5176 | n8727 | 0.11745 | 1698.1026 | TRUE | 34609.89 | Linde |  | 380 | 0.246 | 1900 | 3
l1171 | n5162 | n8733 | 0.15957 | 1698.1026 | TRUE | 25475.4717 | Oberzier |  | 380 | 0.246 | 1900 | 2
l1172 | n5334 | n8733 | 0.12391 | 1698.1026 | TRUE | 32807.374 | Maasbracht |  | 380 | 0.246 | 1900 | 2
l1173 | n5241 | n8747 | 0.25509 | 1698.1026 | TRUE | 15935.8059 | Borken |  | 380 | 0.246 | 1900 | 2
l1174 | n5242 | n8747 | 0.41699 | 1698.1026 | TRUE | 9748.6101 | Waldeck |  | 380 | 0.246 | 1900 | 2
l1175 | n5243 | n8747 | 0.14915 | 1698.1026 | TRUE | 27255.3083 | Twistetal |  | 380 | 0.246 | 1900 | 2
l1176 | n7548 | n8762 | 0.18888 | 1698.1026 | TRUE | 21521.3838 |  |  | 380 | 0.246 | 1900 | 3
l1177 | n5210 | n8764 | 0.27328 | 1698.1026 | TRUE | 14874.8703 | Wehrendorf |  | 380 | 0.246 | 1900 | 3
l1178 | n6292 | n8764 | 0.11215 | 1698.1026 | TRUE | 36245.5441 | Ohlensehlen |  | 380 | 0.246 | 1900 | 2
l1179 | n6206 | n8764 | 0.29203 | 1698.1026 | TRUE | 13919.8582 | St. Hülfe |  | 380 | 0.246 | 1900 | 3
l1180 | n5175 | n8777 | 0.10695 | 1698.1026 | TRUE | 38009.8374 | Dortmund |  | 380 | 0.246 | 1900 | 2
l1181 | n5174 | n8777 | 0.42128 | 1698.1026 | TRUE | 9649.2074 | Gersteinwerk |  | 380 | 0.246 | 1900 | 2
l1182 | n4002 | n8793 | 0.11723 | 1698.1026 | TRUE | 34676.0641 | Oberottmarshausen |  | 380 | 0.246 | 1900 | 2
l1183 | n3994 | n8793 | 0.085796 | 1698.1026 | TRUE | 47380.1781 | Leupolz |  | 380 | 0.246 | 1900 | 2
l1184 | n5178 | n8794 | 0.5198 | 1698.1026 | TRUE | 7820.4604 | Sechtem |  | 380 | 0.246 | 1900 | 2
l1185 | n5162 | n8794 | 0.15549 | 1698.1026 | TRUE | 26143.8054 | Oberzier |  | 380 | 0.246 | 1900 | 2
l1186 | n5278 | n8794 | 0.37172 | 1698.1026 | TRUE | 10935.7628 | Goldenberg |  | 380 | 0.246 | 1900 | 2
l1187 | n6207 | n8798 | 0.22721 | 1698.1026 | TRUE | 17890.8919 | Unterweser |  | 380 | 0.246 | 1900 | 2
l1188 | n6233 | n8798 | 0.068617 | 1698.1026 | TRUE | 59242.2478 | Alfstedt |  | 380 | 0.246 | 1900 | 2
l1189 | n8798 | n8799 | 0.31727 | 1698.1026 | TRUE | 12812.4742 |  |  | 380 | 0.246 | 1900 | 2
l1190 | n6293 | n8799 | 0.35975 | 1698.1026 | TRUE | 11299.5389 | Farge |  | 380 | 0.246 | 1900 | 2
l1191 | n6205 | n8799 | 0.30266 | 1698.1026 | TRUE | 13430.8633 | Ganderkesee |  | 380 | 0.246 | 1900 | 2
l1192 | n7940 | n8808 | 0.073458 | 1698.1026 | TRUE | 55338.5394 |  |  | 380 | 0.246 | 1900 | 3
l1193 | n8644 | n8808 | 0.23275 | 1698.1026 | TRUE | 17465.0828 |  |  | 380 | 0.246 | 1900 | 3
l1194 | n8559 | n8808 | 0.37195 | 1698.1026 | TRUE | 10928.9854 |  |  | 380 | 0.246 | 1900 | 3
l1195 | n8718 | n8813 | 0.11141 | 1698.1026 | TRUE | 36486.0801 |  |  | 380 | 0.246 | 1900 | 2
l1196 | n6150 | n8813 | 0.7632 | 1698.1026 | TRUE | 5326.3347 | Putlitz/Süd |  | 380 | 0.246 | 1900 | 2
l1197 | n3974 | n8644 | 0.083108 | 1698.1026 | TRUE | 48912.5366 | Karlsruhe West |  | 380 | 0.246 | 1900 | 3
l1198 | n3769 | n3823 | 0.23558 | 491.556 | TRUE | 14102.6784 | Simbach | St. Peter | 220 | 0.301 | 1900 | 3
l1199 | n5143 | n5150 | 0.072259 | 491.556 | TRUE | 45977.4124 | Niederstedem | Wengerohr | 220 | 0.301 | 1900 | 3
l1200 | n5158 | n5166 | 0.33586 | 491.556 | TRUE | 9891.9046 | St. Peter | Norf | 220 | 0.301 | 1900 | 3
l1201 | n5224 | n5238 | 0.25944 | 491.556 | TRUE | 12805.2764 | Dörnigheim | Großkrotzenburg | 220 | 0.301 | 1900 | 3
l1202 | n5224 | n5280 | 0.24327 | 491.556 | TRUE | 13656.7372 | Dörnigheim | Frankfurt-Südwest | 220 | 0.301 | 1900 | 3
l1203 | n6217 | n6221 | 0.34044 | 491.556 | TRUE | 9758.8459 | Hamburg-Nord | unknown | 220 | 0.301 | 1900 | 3
l1204 | n6213 | n6255 | 0.43989 | 491.556 | TRUE | 7552.5109 | Abbenfleth | Götzdorf | 220 | 0.301 | 1900 | 3
l1205 | n6289 | n8187 | 0.53335 | 491.556 | TRUE | 6229.0423 | Bützfleth |  | 220 | 0.301 | 1900 | 3
l1206 | n6213 | n8187 | 0.28873 | 491.556 | TRUE | 11506.6459 | Abbenfleth |  | 220 | 0.301 | 1900 | 3
l1207 | n6254 | n8187 | 0.21184 | 491.556 | TRUE | 15682.9102 | Stade |  | 220 | 0.301 | 1900 | 3
l1208 | n3769 | n8734 | 0.269 | 491.556 | TRUE | 12350.5675 | Simbach |  | 220 | 0.301 | 1900 | 3
l1209 | n3756 | n3760 | 0.33622 | 1698.1026 | TRUE | 12090.5003 | Irsching | Ingolstadt | 380 | 0.246 | 1900 | 3
l1210 | n3755 | n3762 | 0.078256 | 1698.1026 | TRUE | 51945.3123 | Marienberg | Neufinsing | 380 | 0.246 | 1900 | 3
l1211 | n3764 | n3768 | 0.073627 | 1698.1026 | TRUE | 55211.5393 | Ottenhofen | Isar | 380 | 0.246 | 1900 | 3
l1212 | n3966 | n3967 | 0.058308 | 1698.1026 | TRUE | 69716.7171 | Eichstetten | Kühmoos | 380 | 0.246 | 1900 | 3
l1213 | n3966 | n3974 | 0.034891 | 1698.1026 | TRUE | 116507.8946 | Eichstetten | Karlsruhe West | 380 | 0.246 | 1900 | 3
l1214 | n3979 | n3988 | 0.080135 | 1698.1026 | TRUE | 50727.4393 | Oberjettingen | Hoheneck | 380 | 0.246 | 1900 | 3
l1215 | n3994 | n3998 | 0.06155 | 1698.1026 | TRUE | 66044.8824 | Leupolz | Vöhringen | 380 | 0.246 | 1900 | 3
l1216 | n3967 | n4261 | 0.34792 | 1698.1026 | TRUE | 11683.8524 | Kühmoos | Laufenburg | 380 | 0.246 | 1900 | 3
l1217 | n3969 | n4261 | 0.16248 | 1698.1026 | TRUE | 25019.2323 | Tiengen | Laufenburg | 380 | 0.246 | 1900 | 3
l1218 | n3766 | n5026 | 0.10245 | 1698.1026 | TRUE | 39676.4272 | Regensburg | Schwandorf | 380 | 0.246 | 1900 | 3
l1219 | n5029 | n5060 | 0.069225 | 1698.1026 | TRUE | 58721.9894 | Vieselbach | Altenfeld | 380 | 0.246 | 1900 | 3
l1220 | n3974 | n5153 | 0.18063 | 1698.1026 | TRUE | 22504.2032 | Karlsruhe West | Philippsburg | 380 | 0.246 | 1900 | 3
l1221 | n5167 | n5168 | 0.51497 | 1698.1026 | TRUE | 7893.7167 | Neurath | Gohrpunkt | 380 | 0.246 | 1900 | 3
l1222 | n5164 | n5168 | 0.29961 | 1698.1026 | TRUE | 13567.8498 | Rommerskirchen | Gohrpunkt | 380 | 0.246 | 1900 | 3
l1223 | n5158 | n5168 | 0.33489 | 1698.1026 | TRUE | 12138.4292 | St. Peter | Gohrpunkt | 380 | 0.246 | 1900 | 3
l1224 | n5169 | n5170 | 0.34598 | 1698.1026 | TRUE | 11749.3556 | Osterath | Mündelheim | 380 | 0.246 | 1900 | 3
l1225 | n5102 | n5172 | 0.30149 | 1698.1026 | TRUE | 13483.3755 | Voerde | Utfort | 380 | 0.246 | 1900 | 3
l1226 | n5102 | n5173 | 0.36519 | 1698.1026 | TRUE | 11131.159 | Voerde | Niederrhein | 380 | 0.246 | 1900 | 3
l1227 | n5164 | n5177 | 0.1297 | 1698.1026 | TRUE | 31340.6852 | Rommerskirchen | Opladen | 380 | 0.246 | 1900 | 3
l1228 | n5176 | n5177 | 0.20506 | 1698.1026 | TRUE | 19823.3162 | Linde | Opladen | 380 | 0.246 | 1900 | 3
l1229 | n5158 | n5180 | 0.33481 | 1698.1026 | TRUE | 12141.4734 | St. Peter | Ohligs | 380 | 0.246 | 1900 | 3
l1230 | n5177 | n5180 | 0.47634 | 1698.1026 | TRUE | 8533.8904 | Opladen | Ohligs | 380 | 0.246 | 1900 | 3
l1231 | n5178 | n5181 | 0.2482 | 1698.1026 | TRUE | 16378.3012 | Sechtem | Siegburg | 380 | 0.246 | 1900 | 3
l1232 | n5173 | n5190 | 0.14008 | 1698.1026 | TRUE | 29018.8001 | Niederrhein | Polsum | 380 | 0.246 | 1900 | 3
l1233 | n5189 | n5190 | 0.35692 | 1698.1026 | TRUE | 11389.2892 | unknown | Polsum | 380 | 0.246 | 1900 | 3
l1234 | n5190 | n5191 | 0.18394 | 1698.1026 | TRUE | 22099.6918 | Polsum | Witten | 380 | 0.246 | 1900 | 3
l1235 | n5192 | n5193 | 0.36484 | 1698.1026 | TRUE | 11141.8945 | Hattingen | Witten | 380 | 0.246 | 1900 | 3
l1236 | n5190 | n5194 | 0.37651 | 1698.1026 | TRUE | 10796.6806 | Polsum | Kusenhorst | 380 | 0.246 | 1900 | 3
l1237 | n5194 | n5195 | 0.16978 | 1698.1026 | TRUE | 23943.1202 | Kusenhorst | Bochum | 380 | 0.246 | 1900 | 3
l1238 | n5180 | n5195 | 0.087872 | 1698.1026 | TRUE | 46260.7641 | Ohligs | Bochum | 380 | 0.246 | 1900 | 3
l1239 | n5194 | n5196 | 0.17718 | 1698.1026 | TRUE | 22943.3476 | Kusenhorst | Pöppinghausen | 380 | 0.246 | 1900 | 3
l1240 | n5181 | n5198 | 0.063749 | 1698.1026 | TRUE | 63765.8542 | Siegburg | Dauersberg | 380 | 0.246 | 1900 | 3
l1241 | n5193 | n5204 | 0.4839 | 1698.1026 | TRUE | 8400.5085 | Witten | Garenfeld | 380 | 0.246 | 1900 | 3
l1242 | n5204 | n5207 | 0.073043 | 1698.1026 | TRUE | 55652.4481 | Garenfeld | Lippborg | 380 | 0.246 | 1900 | 3
l1243 | n5194 | n5208 | 0.065603 | 1698.1026 | TRUE | 61964.6816 | Kusenhorst | Gronau | 380 | 0.246 | 1900 | 3
l1244 | n5208 | n5209 | 0.11352 | 1698.1026 | TRUE | 35808.1782 | Gronau | Emsland | 380 | 0.246 | 1900 | 3
l1245 | n5209 | n5211 | 0.065326 | 1698.1026 | TRUE | 62227.392 | Emsland | Roxel | 380 | 0.246 | 1900 | 3
l1246 | n5153 | n5216 | 0.2308 | 1698.1026 | TRUE | 17612.8913 | Philippsburg | Neurott | 380 | 0.246 | 1900 | 3
l1247 | n5106 | n5228 | 0.37238 | 1698.1026 | TRUE | 10916.387 | Biblis | Bürstadt | 380 | 0.246 | 1900 | 3
l1248 | n5234 | n5235 | 0.08503 | 1698.1026 | TRUE | 47806.9872 | Karben | Gießen/Nord | 380 | 0.246 | 1900 | 3
l1249 | n5235 | n5241 | 0.068368 | 1698.1026 | TRUE | 59458.5415 | Gießen/Nord | Borken | 380 | 0.246 | 1900 | 3
l1250 | n5248 | n5251 | 0.39425 | 1698.1026 | TRUE | 10310.7144 | Bechterdissen | Bielefeld Ost | 380 | 0.246 | 1900 | 3
l1251 | n5248 | n5253 | 0.29805 | 1698.1026 | TRUE | 13638.8434 | Bechterdissen | Lage | 380 | 0.246 | 1900 | 3
l1252 | n5259 | n5260 | 0.050138 | 1698.1026 | TRUE | 81077.1043 | Grafenrheinfeld | Raitersaich | 380 | 0.246 | 1900 | 3
l1253 | n3760 | n5260 | 0.053223 | 1698.1026 | TRUE | 76377.1319 | Ingolstadt | Raitersaich | 380 | 0.246 | 1900 | 3
l1254 | n5015 | n5266 | 0.15025 | 1698.1026 | TRUE | 27056.0759 | Redwitz | Würgau | 380 | 0.246 | 1900 | 3
l1255 | n5235 | n5282 | 0.26089 | 1698.1026 | TRUE | 15581.3498 | Gießen/Nord | Aßlar | 380 | 0.246 | 1900 | 3
l1256 | n5148 | n5285 | 0.072083 | 1698.1026 | TRUE | 56393.9382 | Uchtelfangen | Quint | 380 | 0.246 | 1900 | 3
l1257 | n5189 | n7546 | 0.36295 | 1698.1026 | TRUE | 11200.1346 | unknown |  | 380 | 0.246 | 1900 | 3
l1258 | n5188 | n7546 | 0.33818 | 1698.1026 | TRUE | 12020.2028 | Eiberg |  | 380 | 0.246 | 1900 | 3
l1259 | n5186 | n7546 | 0.56328 | 1698.1026 | TRUE | 7216.6691 | Büscherhof |  | 380 | 0.246 | 1900 | 3
l1260 | n5153 | n7547 | 0.18895 | 1698.1026 | TRUE | 21514.3168 | Philippsburg |  | 380 | 0.246 | 1900 | 3
l1261 | n3981 | n7547 | 0.08387 | 1698.1026 | TRUE | 48468.3674 | Pulverdingen |  | 380 | 0.246 | 1900 | 3
l1262 | n5216 | n7548 | 1.286 | 1698.1026 | TRUE | 3161.0389 | Neurott |  | 380 | 0.246 | 1900 | 3
l1263 | n5146 | n7940 | 0.38808 | 1698.1026 | TRUE | 10474.6711 | Otterbach |  | 380 | 0.246 | 1900 | 3
l1264 | n3992 | n7942 | 0.19573 | 1698.1026 | TRUE | 20768.2629 | Neckarwestheim |  | 380 | 0.246 | 1900 | 3
l1265 | n5363 | n7942 | 0.49674 | 1698.1026 | TRUE | 8183.4281 | Großgartach |  | 380 | 0.246 | 1900 | 3
l1266 | n5019 | n7943 | 0.4193 | 1698.1026 | TRUE | 9694.8943 | Förderstedt |  | 380 | 0.246 | 1900 | 3
l1267 | n5164 | n7955 | 0.34661 | 1698.1026 | TRUE | 11727.9791 | Rommerskirchen |  | 380 | 0.246 | 1900 | 3
l1268 | n5178 | n7955 | 0.18647 | 1698.1026 | TRUE | 21800.5321 | Sechtem |  | 380 | 0.246 | 1900 | 3
l1269 | n5147 | n8422 | 0.63616 | 1698.1026 | TRUE | 6389.9582 | Bexbach |  | 380 | 0.246 | 1900 | 3
l1270 | n5148 | n8422 | 0.23832 | 1698.1026 | TRUE | 17056.733 | Uchtelfangen |  | 380 | 0.246 | 1900 | 3
l1271 | n5348 | n8479 | 0.33132 | 1698.1026 | TRUE | 12269.232 | Ensdorf |  | 380 | 0.246 | 1900 | 3
l1272 | n5148 | n8479 | 0.4933 | 1698.1026 | TRUE | 8240.4781 | Uchtelfangen |  | 380 | 0.246 | 1900 | 3
l1273 | n5172 | n8490 | 0.43414 | 1698.1026 | TRUE | 9363.4493 | Utfort |  | 380 | 0.246 | 1900 | 3
l1274 | n8508 | n8519 | 0.13236 | 1698.1026 | TRUE | 30711.2648 |  |  | 380 | 0.246 | 1900 | 3
l1275 | n5143 | n8552 | 0.25002 | 1698.1026 | TRUE | 16259.1813 | Niederstedem |  | 380 | 0.246 | 1900 | 3
l1276 | n5285 | n8552 | 0.81693 | 1698.1026 | TRUE | 4975.9731 | Quint |  | 380 | 0.246 | 1900 | 3
l1277 | n5105 | n8559 | 0.48087 | 1698.1026 | TRUE | 8453.5062 | BASF |  | 380 | 0.246 | 1900 | 3
l1278 | n5228 | n8559 | 0.86928 | 1698.1026 | TRUE | 4676.3371 | Bürstadt |  | 380 | 0.246 | 1900 | 3
l1279 | n5207 | n8561 | 0.27868 | 1698.1026 | TRUE | 14586.9131 | Lippborg |  | 380 | 0.246 | 1900 | 3
l1280 | n4003 | n8609 | 0.16183 | 1698.1026 | TRUE | 25119.4397 | Meitingen |  | 380 | 0.246 | 1900 | 3
l1281 | n4002 | n8609 | 0.15289 | 1698.1026 | TRUE | 26587.7589 | Oberottmarshausen |  | 380 | 0.246 | 1900 | 3
l1282 | n3757 | n8615 | 0.11135 | 1698.1026 | TRUE | 36507.262 | Oberbachern |  | 380 | 0.246 | 1900 | 3
l1283 | n3764 | n8615 | 0.45042 | 1698.1026 | TRUE | 9025.0021 | Ottenhofen |  | 380 | 0.246 | 1900 | 3
l1284 | n5248 | n8621 | 0.45597 | 1698.1026 | TRUE | 8915.0891 | Bechterdissen |  | 380 | 0.246 | 1900 | 3
l1285 | n5251 | n8621 | 0.65462 | 1698.1026 | TRUE | 6209.7508 | Bielefeld Ost |  | 380 | 0.246 | 1900 | 3
l1286 | n5249 | n8621 | 0.23776 | 1698.1026 | TRUE | 17097.556 | Gütersloh |  | 380 | 0.246 | 1900 | 3
l1287 | n8561 | n8630 | 0.77854 | 1698.1026 | TRUE | 5221.3318 |  |  | 380 | 0.246 | 1900 | 3
l1288 | n5211 | n8630 | 0.15388 | 1698.1026 | TRUE | 26416.9818 | Roxel |  | 380 | 0.246 | 1900 | 3
l1289 | n6214 | n8635 | 0.17076 | 1698.1026 | TRUE | 23805.5422 | Dollern |  | 380 | 0.246 | 1900 | 3
l1290 | n5156 | n8645 | 0.40442 | 1698.1026 | TRUE | 10051.4896 | Bischofsheim |  | 380 | 0.246 | 1900 | 3
l1291 | n5230 | n8645 | 0.14202 | 1698.1026 | TRUE | 28622.7496 | Urberach |  | 380 | 0.246 | 1900 | 3
l1292 | n5106 | n8645 | 0.25516 | 1698.1026 | TRUE | 15931.518 | Biblis |  | 380 | 0.246 | 1900 | 3
l1293 | n5198 | n8727 | 0.10344 | 1698.1026 | TRUE | 39300.0246 | Dauersberg |  | 380 | 0.246 | 1900 | 3
l1294 | n5176 | n8727 | 0.11745 | 1698.1026 | TRUE | 34609.89 | Linde |  | 380 | 0.246 | 1900 | 3
l1295 | n7548 | n8762 | 0.18888 | 1698.1026 | TRUE | 21521.3838 |  |  | 380 | 0.246 | 1900 | 3
l1296 | n5210 | n8764 | 0.27328 | 1698.1026 | TRUE | 14874.8703 | Wehrendorf |  | 380 | 0.246 | 1900 | 3
l1297 | n6206 | n8764 | 0.29203 | 1698.1026 | TRUE | 13919.8582 | St. Hülfe |  | 380 | 0.246 | 1900 | 3
l1298 | n7940 | n8808 | 0.073458 | 1698.1026 | TRUE | 55338.5394 |  |  | 380 | 0.246 | 1900 | 3
l1299 | n8644 | n8808 | 0.23275 | 1698.1026 | TRUE | 17465.0828 |  |  | 380 | 0.246 | 1900 | 3
l1300 | n8559 | n8808 | 0.37195 | 1698.1026 | TRUE | 10928.9854 |  |  | 380 | 0.246 | 1900 | 3

## dclines
index | node_i | node_j | maxflow | length | name_i | name_j | commissioned
dc11531 | n6068 | n6085 | 1000 | 146015.3583 | Bjæverskov | Bentwisch | 1900
dc542 | n6111 | n6228 | 1000 | 244041.4822 | Arrie | Herrenwyk | 1900
dc6642 | n6199 | n6276 | 1000 | 156258.4559 | Diele | BorWin alpha | 1900
dc6640 | n6210 | n6268 | 1000 | 83005.138 | Brunsbüttel | HelWin alpha | 1900
dc6691 | n6210 | n6277 | 1000 | 148135.9507 | Brunsbüttel | SylWin alpha | 1900

## demand_el
index | n7723 | n3754 | n3755 | n3756 | n3757 | n3758 | n3759 | n3760 | n3761 | n3762 | n3763 | n3764 | n3765 | n3766 | n3767 | n3768 | n3769 | n3770 | n3771 | n3772 | n3823 | n3965 | n3966 | n3967 | n3968 | n3969 | n3970 | n3971 | n3972 | n3973 | n3974 | n3975 | n3976 | n3977 | n3978 | n3979 | n3980 | n3981 | n3982 | n3983 | n3984 | n3985 | n3986 | n3987 | n3988 | n3989 | n3990 | n3991 | n3992 | n3993 | n3994 | n3995 | n3996 | n3997 | n3998 | n3999 | n4000 | n4001 | n4002 | n4003 | n4004 | n4005 | n4007 | n4008 | n4010 | n4023 | n4029 | n4092 | n4097 | n4118 | n4261 | n4264 | n4342 | n4382 | n5005 | n5010 | n5011 | n5012 | n5015 | n5016 | n5017 | n5018 | n5019 | n5020 | n5021 | n5022 | n5023 | n5024 | n5025 | n5026 | n5027 | n5028 | n5029 | n5030 | n5031 | n5032 | n5033 | n5034 | n5035 | n5036 | n5037 | n5038 | n5039 | n5040 | n5041 | n5042 | n5043 | n5044 | n5045 | n5046 | n5047 | n5048 | n5049 | n5050 | n5051 | n5052 | n5053 | n5054 | n5056 | n5057 | n5059 | n5060 | n5061 | n5062 | n5063 | n5065 | n5066 | n5067 | n5068 | n5069 | n5074 | n5082 | n5084 | n5095 | n5098 | n5099 | n5101 | n5102 | n5105 | n5106 | n5109 | n5110 | n5111 | n5112 | n5113 | n5114 | n5115 | n5125 | n5140 | n5141 | n5142 | n5143 | n5144 | n5145 | n5146 | n5147 | n5148 | n5149 | n5150 | n5151 | n5152 | n5153 | n5154 | n5155 | n5156 | n5157 | n5158 | n5159 | n5160 | n5161 | n5162 | n5163 | n5164 | n5165 | n5166 | n5167 | n5168 | n5169 | n5170 | n5171 | n5172 | n5173 | n5174 | n5175 | n5176 | n5177 | n5178 | n5179 | n5180 | n5181 | n5182 | n5183 | n5184 | n5185 | n5186 | n5187 | n5188 | n5189 | n5190 | n5191 | n5192 | n5193 | n5194 | n5195 | n5196 | n5197 | n5198 | n5199 | n5200 | n5201 | n5202 | n5203 | n5204 | n5205 | n5207 | n5208 | n5209 | n5210 | n5211 | n5212 | n5213 | n5214 | n5215 | n5216 | n5217 | n5218 | n5219 | n5220 | n5221 | n5222 | n5223 | n5224 | n5225 | n5226 | n5227 | n5228 | n5229 | n5230 | n5231 | n5232 | n5233 | n5234 | n5235 | n5236 | n5237 | n5238 | n5239 | n5240 | n5241 | n5242 | n5243 | n5244 | n5245 | n5246 | n5247 | n5248 | n5249 | n5250 | n5251 | n5252 | n5253 | n5254 | n5255 | n5256 | n5257 | n5258 | n5259 | n5260 | n5261 | n5262 | n5263 | n5264 | n5265 | n5266 | n5267 | n5268 | n5269 | n5270 | n5271 | n5272 | n5273 | n5274 | n5276 | n5277 | n5278 | n5279 | n5280 | n5281 | n5282 | n5283 | n5284 | n5285 | n5286 | n5287 | n5288 | n5291 | n5296 | n5297 | n5298 | n5323 | n5324 | n5334 | n5340 | n5348 | n5356 | n5357 | n5363 | n5365 | n5368 | n6068 | n6078 | n6079 | n6080 | n6081 | n6082 | n6083 | n6084 | n6085 | n6086 | n6088 | n6089 | n6090 | n6092 | n6093 | n6096 | n6097 | n6098 | n6100 | n6111 | n6118 | n6138 | n6141 | n6149 | n6150 | n6151 | n6152 | n6157 | n6158 | n6190 | n6191 | n6192 | n6193 | n6197 | n6198 | n6199 | n6200 | n6201 | n6202 | n6203 | n6204 | n6205 | n6206 | n6207 | n6208 | n6209 | n6210 | n6211 | n6212 | n6213 | n6214 | n6215 | n6216 | n6217 | n6218 | n6219 | n6220 | n6221 | n6222 | n6223 | n6224 | n6225 | n6226 | n6227 | n6228 | n6229 | n6231 | n6232 | n6233 | n6234 | n6235 | n6245 | n7830 | n6254 | n6255 | n6257 | n6259 | n6268 | n6273 | n6276 | n6277 | n6278 | n6286 | n6287 | n6288 | n6289 | n6292 | n6293 | n7544 | n7545 | n7546 | n7547 | n7548 | n7549 | n7550 | n7551 | n7552 | n7553 | n7931 | n7938 | n7939 | n7940 | n7942 | n7943 | n7944 | n7946 | n7948 | n7949 | n7950 | n7951 | n7952 | n7953 | n7954 | n7955 | n8187 | n8188 | n8190 | n8369 | n8407 | n8411 | n8419 | n8422 | n8440 | n8449 | n8450 | n8456 | n8472 | n8479 | n8480 | n8488 | n8490 | n8492 | n8495 | n8508 | n8519 | n8523 | n8532 | n8545 | n8548 | n8550 | n8552 | n8556 | n8559 | n8561 | n8566 | n8584 | n8609 | n8611 | n8615 | n8621 | n8628 | n8629 | n8630 | n8635 | n8636 | n8641 | n8644 | n8645 | n8647 | n8652 | n8656 | n8662 | n8665 | n8668 | n8671 | n8685 | n8686 | n8690 | n8691 | n8693 | n8696 | n8704 | n8710 | n8712 | n8718 | n8726 | n8727 | n8733 | n8734 | n8738 | n8739 | n8745 | n8747 | n8751 | n8762 | n8764 | n8765 | n8777 | n8791 | n8793 | n8794 | n8798 | n8799 | n8802 | n8807 | n8808 | n8813 | utc_timestamp
t0001 | 0 | 103.6551 | 260.0834 | 121.7255 | 29.0169 | 202.7592 | 29.0169 | 532.5534 | 47.3297 | 47.3297 | 1513.443 | 49.4133 | 67.3335 | 285.3661 | 341.7951 | 50.8032 | 60.2879 | 284.6629 | 176.2042 | 309.8894 | 0 | 0 | 324.2807 | 29.5769 | 29.5769 | 29.5769 | 70.4654 | 133.3869 | 238.4846 | 96.5976 | 269.7091 | 69.1371 | 207.8349 | 190.5365 | 225.2278 | 214.3572 | 117.6968 | 530.9266 | 312.5818 | 80.9692 | 193.3249 | 222.4349 | 92.6237 | 196.3946 | 369.6705 | 92.6237 | 37.3053 | 241.5767 | 659.5877 | 141.545 | 146.4305 | 77.4472 | 154.706 | 37.3053 | 142.5377 | 249.1926 | 83.5961 | 274.6831 | 28.1839 | 157.589 | 28.1839 | 92.6237 | 133.3869 | 52.0224 | 369.6705 | 0 | 0 | 0 | 0 | 0 | 0 | 0 | 0 | 133.7008 | 0 | 0 | 0 | 0 | 207.301 | 229.5111 | 22.2144 | 24.584 | 174.2515 | 122.8017 | 9.3719 | 63.739 | 72.2114 | 210.2382 | 123.9359 | 169.4663 | 71.2989 | 22.2144 | 202.1961 | 34.6528 | 200.2239 | 96.303 | 125.5578 | 37.3073 | 70.3354 | 368.7266 | 16.7109 | 120.4954 | 116.0474 | 9.3719 | 9.3719 | 47.695 | 96.3443 | 50.1053 | 99.031 | 122.4548 | 59.3755 | 51.6703 | 439.2622 | 81.3614 | 63.739 | 60.7904 | 60.7904 | 25.523 | 34.2117 | 439.2622 | 271.9258 | 116.9537 | 0 | 0 | 0 | 61.4334 | 72.2114 | 59.3694 | 269.7251 | 70.3354 | 0 | 52.5331 | 34.2117 | 9.3719 | 46.6845 | 18.9699 | 0 | 0 | 0 | 68.1079 | 0 | 0 | 106.8578 | 0 | 23.2351 | 0 | 0 | 159.1316 | 71.0083 | 18.9699 | 22.9242 | 22.9242 | 49.6779 | 104.3757 | 138.2877 | 104.1382 | 228.4481 | 145.2108 | 85.5862 | 202.5666 | 175.6875 | 110.7213 | 111.6523 | 272.927 | 140.68 | 131.8242 | 70.8057 | 66.3631 | 141.3483 | 148.3877 | 55.3091 | 66.3631 | 66.3631 | 105.1759 | 70.8057 | 70.8057 | 70.8057 | 120.6909 | 130.4836 | 118.0583 | 98.4035 | 98.4035 | 76.1566 | 120.9206 | 336.8356 | 127.0759 | 73.6238 | 404.3025 | 135.1737 | 73.6238 | 256.4831 | 653.3867 | 100.4938 | 384.2309 | 293.0341 | 135.1737 | 77.6352 | 46.962 | 151.7332 | 41.9095 | 41.9095 | 41.9095 | 118.9732 | 135.1227 | 51.1696 | 105.4091 | 170.521 | 168.1325 | 94.4968 | 94.4968 | 94.1341 | 304.1186 | 41.9095 | 298.4708 | 175.6329 | 294.6399 | 111.5874 | 90.7686 | 225.7709 | 72.0402 | 148.0926 | 72.0402 | 179.607 | 59.3385 | 86.0695 | 52.0224 | 52.0224 | 59.3385 | 266.4525 | 222.9011 | 112.033 | 149.424 | 94.7229 | 59.3385 | 649.5373 | 146.8331 | 146.2824 | 337.9925 | 524.3834 | 70.7426 | 78.2479 | 115.3136 | 251.8088 | 78.2479 | 44.1457 | 99.094 | 82.9789 | 72.2646 | 81.647 | 43.4178 | 43.4178 | 71.8566 | 40.116 | 115.8192 | 183.9212 | 82.5569 | 148.0926 | 77.0128 | 159.378 | 142.2768 | 82.5569 | 77.0128 | 59.9031 | 177.048 | 140.4732 | 42.8795 | 21.6842 | 286.5308 | 58.6076 | 194.5122 | 58.677 | 284.3666 | 681.1507 | 33.5321 | 205.7365 | 177.048 | 258.6175 | 58.677 | 23.2351 | 311.6074 | 196.8661 | 158.3996 | 174.2129 | 0 | 66.3631 | 117.7589 | 311.4551 | 0 | 70.7426 | 91.4389 | 141.3483 | 61.0389 | 87.1389 | 146.2449 | 57.4499 | 0 | 0 | 0 | 0 | 0 | 0 | 0 | 0 | 71.0083 | 0 | 125.7006 | 179.8576 | 167.1787 | 113.5431 | 0 | 119.4446 | 33.9896 | 32.1105 | 16.7109 | 490.8142 | 30.0063 | 81.7953 | 35.3709 | 35.3709 | 60.9051 | 22.971 | 33.9896 | 30.0063 | 25.5438 | 25.5438 | 43.5156 | 0 | 0 | 0 | 0 | 22.971 | 22.971 | 22.971 | 38.9219 | 25.5438 | 83.8342 | 0 | 0 | 16.4335 | 0 | 0 | 0 | 72.6407 | 36.216 | 91.6431 | 47.6846 | 40.8466 | 16.4335 | 97.225 | 110.9734 | 26.2181 | 126.113 | 98.7887 | 428.6165 | 87.7506 | 85.2019 | 102.6603 | 16.6414 | 20.409 | 20.409 | 16.6414 | 33.3471 | 58.5645 | 133.211 | 1212.6839 | 91.5282 | 58.5645 | 55.9067 | 106.5164 | 73.4814 | 63.2165 | 60.666 | 55.9067 | 111.4302 | 50.0712 | 36.216 | 36.216 | 111.8344 | 72.9803 | 0 | 0 | 0 | 20.409 | 20.409 | 21.3189 | 0 | 0 | 0 | 0 | 0 | 0 | 16.6414 | 36.216 | 107.3719 | 20.409 | 25.5931 | 48.3481 | 0 | 0 | 0 | 0 | 0 | 0 | 0 | 0 | 0 | 0 | 0 | 0 | 0 | 0 | 0 | 0 | 0 | 0 | 0 | 0 | 0 | 0 | 0 | 0 | 0 | 0 | 0 | 0 | 0 | 0 | 0 | 0 | 0 | 0 | 0 | 0 | 0 | 0 | 0 | 0 | 0 | 0 | 0 | 0 | 0 | 0 | 0 | 0 | 0 | 0 | 0 | 0 | 0 | 0 | 0 | 0 | 0 | 0 | 0 | 0 | 0 | 0 | 0 | 0 | 0 | 0 | 0 | 0 | 0 | 0 | 0 | 0 | 0 | 0 | 0 | 0 | 0 | 0 | 0 | 0 | 0 | 0 | 0 | 0 | 0 | 0 | 0 | 0 | 0 | 0 | 0 | 0 | 0 | 0 | 0 | 0 | 0 | 0 | 0 | 0 | 0 | 0 | 0 | 0 | 0 | 0 | 0 | 0 | 0 | 2017-01-01
t0002 | 0 | 99.0443 | 253.5584 | 115.8354 | 28.3795 | 198.1145 | 28.3795 | 492.8264 | 46.5575 | 46.5575 | 1490.4623 | 49.008 | 64.143 | 271.1318 | 324.3107 | 48.0267 | 58.0694 | 273.4029 | 169.8209 | 291.6308 | 0 | 0 | 315.9097 | 28.324 | 28.324 | 28.324 | 67.0203 | 127.3515 | 224.7856 | 96.3126 | 261.1469 | 67.0323 | 196.5386 | 179.7665 | 215.3386 | 206.6837 | 111.7663 | 495.0998 | 296.5122 | 77.1591 | 181.7461 | 213.6963 | 88.0799 | 186.83 | 354.1087 | 88.0799 | 35.3681 | 230.3319 | 627.4724 | 133.7162 | 141.34 | 74.4327 | 146.6494 | 35.3681 | 135.7246 | 234.9364 | 79.3425 | 265.7034 | 27.2097 | 148.5545 | 27.2097 | 88.0799 | 127.3515 | 49.8006 | 354.1087 | 0 | 0 | 0 | 0 | 0 | 0 | 0 | 0 | 127.676 | 0 | 0 | 0 | 0 | 198.4374 | 219.9985 | 21.1552 | 23.8745 | 171.1938 | 117.7189 | 9.0682 | 61.5969 | 69.3891 | 203.1563 | 118.7137 | 161.9903 | 69.8919 | 21.1552 | 200.026 | 33.4315 | 193.8969 | 93.0084 | 120.1546 | 35.8751 | 67.6844 | 359.5161 | 16.3642 | 115.6442 | 112.4617 | 9.0682 | 9.0682 | 46.6375 | 91.9479 | 48.262 | 95.5084 | 117.3318 | 59.8192 | 54.1713 | 442.9316 | 79.8695 | 61.5969 | 58.2893 | 58.2893 | 24.6182 | 33.9148 | 442.9316 | 268.467 | 111.5245 | 0 | 0 | 0 | 58.7573 | 69.3891 | 56.881 | 261.4172 | 67.6844 | 0 | 50.3041 | 33.9148 | 9.0682 | 46.032 | 18.633 | 0 | 0 | 0 | 65.4569 | 0 | 0 | 103.1653 | 0 | 22.6243 | 0 | 0 | 152.6561 | 67.0728 | 18.633 | 22.054 | 22.054 | 48.3848 | 101.502 | 135.5015 | 100.5661 | 221.4304 | 138.9001 | 82.6496 | 194.6591 | 172.9402 | 108.2263 | 107.6498 | 274.7771 | 135.3085 | 129.5175 | 68.1186 | 63.7928 | 137.4519 | 144.7742 | 53.8225 | 63.7928 | 63.7928 | 103.9148 | 68.1186 | 68.1186 | 68.1186 | 117.9774 | 125.6192 | 116.1709 | 95.6269 | 95.6269 | 74.2106 | 120.4966 | 324.6024 | 120.8312 | 72.7804 | 411.6081 | 130.8535 | 72.7804 | 264.596 | 650.3555 | 98.8548 | 380.3941 | 284.7588 | 130.8535 | 75.9862 | 45.5473 | 148.771 | 40.1988 | 40.1988 | 40.1988 | 116.0723 | 134.9861 | 50.5655 | 99.1486 | 164.0679 | 160.3111 | 89.9398 | 89.9398 | 91.2947 | 286.8812 | 40.1988 | 292.8178 | 168.0502 | 282.1968 | 106.561 | 86.9528 | 227.778 | 69.5766 | 140.2605 | 69.5766 | 174.6137 | 58.1489 | 82.8396 | 49.8006 | 49.8006 | 58.1489 | 252.0604 | 211.5927 | 109.0747 | 146.5891 | 90.2112 | 58.1489 | 612.5324 | 140.7119 | 144.7272 | 332.9869 | 527.7112 | 67.8044 | 74.7837 | 113.4376 | 244.7347 | 74.7837 | 42.472 | 96.1415 | 79.1296 | 69.549 | 79.593 | 41.8142 | 41.8142 | 69.0489 | 39.0301 | 113.9828 | 177.5328 | 79.7401 | 140.2605 | 74.6347 | 156.8822 | 136.1418 | 79.7401 | 74.6347 | 58.3366 | 176.0803 | 134.6569 | 40.4782 | 21.0124 | 275.4092 | 56.7629 | 190.3337 | 56.9967 | 272.3926 | 658.6088 | 32.1715 | 198.9642 | 176.0803 | 255.0115 | 56.9967 | 22.6243 | 288.3515 | 192.3163 | 151.5326 | 164.308 | 0 | 63.7928 | 112.7674 | 312.1516 | 0 | 67.8044 | 88.5366 | 137.4519 | 59.7975 | 85.2848 | 140.0459 | 56.1378 | 0 | 0 | 0 | 0 | 0 | 0 | 0 | 0 | 67.0728 | 0 | 119.9704 | 168.0184 | 165.0869 | 111.1661 | 0 | 116.895 | 34.0919 | 31.1804 | 16.3642 | 494.2505 | 28.8508 | 81.6996 | 34.8863 | 34.8863 | 61.4884 | 22.6882 | 34.0919 | 28.8508 | 24.8642 | 24.8642 | 42.3832 | 0 | 0 | 0 | 0 | 22.6882 | 22.6882 | 22.6882 | 37.955 | 24.8642 | 81.5747 | 0 | 0 | 16.3647 | 0 | 0 | 0 | 71.0895 | 34.4582 | 89.9324 | 45.2599 | 39.7139 | 16.3647 | 92.7476 | 111.4701 | 25.3525 | 120.5181 | 95.9838 | 416.9239 | 84.5131 | 82.0291 | 99.4514 | 16.0544 | 19.6232 | 19.6232 | 16.0544 | 32.9243 | 57.1561 | 129.2643 | 1213.0708 | 91.5894 | 57.1561 | 54.4396 | 107.9092 | 72.6789 | 62.1443 | 60.2345 | 54.4396 | 110.6671 | 49.2837 | 34.4582 | 34.4582 | 109.0257 | 72.6603 | 0 | 0 | 0 | 19.6232 | 19.6232 | 20.9189 | 0 | 0 | 0 | 0 | 0 | 0 | 16.0544 | 34.4582 | 105.8378 | 19.6232 | 24.7253 | 47.4335 | 0 | 0 | 0 | 0 | 0 | 0 | 0 | 0 | 0 | 0 | 0 | 0 | 0 | 0 | 0 | 0 | 0 | 0 | 0 | 0 | 0 | 0 | 0 | 0 | 0 | 0 | 0 | 0 | 0 | 0 | 0 | 0 | 0 | 0 | 0 | 0 | 0 | 0 | 0 | 0 | 0 | 0 | 0 | 0 | 0 | 0 | 0 | 0 | 0 | 0 | 0 | 0 | 0 | 0 | 0 | 0 | 0 | 0 | 0 | 0 | 0 | 0 | 0 | 0 | 0 | 0 | 0 | 0 | 0 | 0 | 0 | 0 | 0 | 0 | 0 | 0 | 0 | 0 | 0 | 0 | 0 | 0 | 0 | 0 | 0 | 0 | 0 | 0 | 0 | 0 | 0 | 0 | 0 | 0 | 0 | 0 | 0 | 0 | 0 | 0 | 0 | 0 | 0 | 0 | 0 | 0 | 0 | 0 | 0 | 2017-01-01 01:00
t0003 | 0 | 97.7233 | 242.3319 | 114.2151 | 26.7653 | 188.2563 | 26.7653 | 507.9169 | 44.5465 | 44.5465 | 1447.703 | 45.6164 | 62.8589 | 270.1187 | 321.1304 | 47.611 | 56.1578 | 266.1893 | 164.2752 | 292.425 | 0 | 0 | 303.1179 | 27.5657 | 27.5657 | 27.5657 | 66.2066 | 125.1851 | 225.1512 | 91.8473 | 253.9321 | 64.4712 | 195.6806 | 179.5314 | 210.5311 | 199.9721 | 110.221 | 505.4031 | 296.8995 | 75.8975 | 182.7499 | 208.9506 | 87.1778 | 184.7662 | 353.5953 | 87.1778 | 34.8162 | 226.5719 | 620.3812 | 133.3276 | 137.5156 | 72.1135 | 145.4985 | 34.8162 | 133.4481 | 234.8705 | 78.34 | 257.7679 | 26.1463 | 148.6206 | 26.1463 | 87.1778 | 125.1851 | 48.739 | 353.5953 | 0 | 0 | 0 | 0 | 0 | 0 | 0 | 0 | 125.1248 | 0 | 0 | 0 | 0 | 194.4452 | 214.1985 | 20.6762 | 22.4324 | 161.2699 | 113.835 | 8.6369 | 58.7974 | 66.4692 | 196.6123 | 116.0596 | 158.5544 | 65.4823 | 20.6762 | 188.4059 | 31.907 | 186.5041 | 88.8003 | 116.5466 | 34.4453 | 65.0859 | 343.3692 | 15.1933 | 111.8806 | 107.0395 | 8.6369 | 8.6369 | 43.9514 | 90.128 | 46.3436 | 91.5463 | 114.438 | 55.013 | 47.9332 | 408.0575 | 74.1422 | 58.7974 | 56.3143 | 56.3143 | 23.5599 | 31.2881 | 408.0575 | 252.8625 | 108.6065 | 0 | 0 | 0 | 56.9216 | 66.4692 | 55.1004 | 250.0285 | 65.0859 | 0 | 48.7231 | 31.2881 | 8.6369 | 43.1966 | 17.4485 | 0 | 0 | 0 | 63.4447 | 0 | 0 | 99.3961 | 0 | 21.2567 | 0 | 0 | 148.3536 | 66.7388 | 17.4485 | 21.27 | 21.27 | 45.2892 | 96.4599 | 127.9505 | 96.358 | 214.5724 | 135.8569 | 79.6909 | 188.7626 | 164.9765 | 102.358 | 103.7869 | 259.0145 | 131.4334 | 121.3526 | 66.5912 | 62.1351 | 132.1317 | 136.6972 | 51.1837 | 62.1351 | 62.1351 | 97.5628 | 66.5912 | 66.5912 | 66.5912 | 111.5828 | 122.3101 | 108.9438 | 91.0759 | 91.0759 | 70.5454 | 112.5899 | 314.9732 | 119.9598 | 67.9232 | 387.5844 | 126.7211 | 67.9232 | 240.9628 | 620.3264 | 92.2861 | 359.1107 | 273.3583 | 126.7211 | 72.3282 | 43.5499 | 139.1916 | 39.0291 | 39.0291 | 39.0291 | 109.561 | 125.0426 | 46.7799 | 99.1693 | 158.9641 | 157.5313 | 88.8151 | 88.8151 | 87.8184 | 285.8306 | 39.0291 | 277.3446 | 164.3613 | 275.57 | 104.4253 | 84.4492 | 211.5383 | 67.0559 | 139.892 | 67.0559 | 168.1769 | 55.1607 | 80.9277 | 48.739 | 48.739 | 55.1607 | 252.4282 | 210.0086 | 104.7513 | 139.2241 | 89.2272 | 55.1607 | 616.6904 | 137.201 | 137.372 | 317.57 | 500.0252 | 66.1161 | 73.2512 | 106.421 | 235.0422 | 73.2512 | 40.8766 | 92.2905 | 77.8257 | 67.3124 | 75.4968 | 40.6099 | 40.6099 | 67.3959 | 37.2303 | 109.3618 | 172.6491 | 76.7086 | 139.892 | 71.895 | 149.0697 | 132.9619 | 76.7086 | 71.895 | 55.1055 | 165.8726 | 131.7752 | 40.2047 | 19.9042 | 266.7217 | 54.2568 | 180.4289 | 54.2804 | 264.2378 | 643.6764 | 31.0502 | 189.1238 | 165.8726 | 241.5878 | 54.2804 | 21.2567 | 298.2561 | 182.5527 | 149.29 | 164.6558 | 0 | 62.1351 | 109.438 | 299.5956 | 0 | 66.1161 | 85.2525 | 132.1317 | 57.3517 | 79.4191 | 136.3046 | 53.0592 | 0 | 0 | 0 | 0 | 0 | 0 | 0 | 0 | 66.7388 | 0 | 117.7242 | 170.4125 | 156.5023 | 106.5322 | 0 | 110.3292 | 30.8475 | 29.6435 | 15.1933 | 454.8342 | 27.9059 | 76.0338 | 32.3318 | 32.3318 | 55.1412 | 21.0923 | 30.8475 | 27.9059 | 23.39 | 23.39 | 39.9929 | 0 | 0 | 0 | 0 | 21.0923 | 21.0923 | 21.0923 | 35.8748 | 23.39 | 77.3879 | 0 | 0 | 15.3358 | 0 | 0 | 0 | 66.9296 | 34.0415 | 84.9414 | 45.2511 | 37.7751 | 15.3358 | 90.9513 | 103.2276 | 24.1652 | 118.563 | 92.1257 | 403.3715 | 81.7357 | 79.4108 | 95.4948 | 15.5111 | 19.012 | 19.012 | 15.5111 | 30.6649 | 54.3662 | 123.3612 | 1148.3365 | 84.1822 | 54.3662 | 52.0488 | 99.9738 | 67.5842 | 57.6854 | 55.6569 | 52.0488 | 102.7588 | 46.7497 | 34.0415 | 34.0415 | 103.2093 | 67.7684 | 0 | 0 | 0 | 19.012 | 19.012 | 19.6233 | 0 | 0 | 0 | 0 | 0 | 0 | 15.5111 | 34.0415 | 99.5828 | 19.012 | 23.7978 | 44.2498 | 0 | 0 | 0 | 0 | 0 | 0 | 0 | 0 | 0 | 0 | 0 | 0 | 0 | 0 | 0 | 0 | 0 | 0 | 0 | 0 | 0 | 0 | 0 | 0 | 0 | 0 | 0 | 0 | 0 | 0 | 0 | 0 | 0 | 0 | 0 | 0 | 0 | 0 | 0 | 0 | 0 | 0 | 0 | 0 | 0 | 0 | 0 | 0 | 0 | 0 | 0 | 0 | 0 | 0 | 0 | 0 | 0 | 0 | 0 | 0 | 0 | 0 | 0 | 0 | 0 | 0 | 0 | 0 | 0 | 0 | 0 | 0 | 0 | 0 | 0 | 0 | 0 | 0 | 0 | 0 | 0 | 0 | 0 | 0 | 0 | 0 | 0 | 0 | 0 | 0 | 0 | 0 | 0 | 0 | 0 | 0 | 0 | 0 | 0 | 0 | 0 | 0 | 0 | 0 | 0 | 0 | 0 | 0 | 0 | 2017-01-01 02:00
t0004 | 0 | 96.6387 | 236.2934 | 113.0544 | 25.9782 | 183.1568 | 25.9782 | 512.0883 | 43.342 | 43.342 | 1413.9947 | 43.9326 | 62.1034 | 268.1967 | 318.4655 | 47.2774 | 55.1203 | 261.9489 | 161.2253 | 291.5675 | 0 | 0 | 295.9485 | 27.1456 | 27.1456 | 27.1456 | 65.5748 | 123.703 | 224.3349 | 88.9475 | 249.2455 | 63.0709 | 194.5054 | 178.7022 | 207.6645 | 196.2452 | 109.1684 | 507.3673 | 295.2915 | 75.0509 | 182.391 | 205.839 | 86.3926 | 183.0453 | 350.5145 | 86.3926 | 34.483 | 224.0136 | 614.5603 | 132.6122 | 135.1147 | 70.859 | 144.402 | 34.483 | 131.9732 | 233.8919 | 77.6269 | 252.9219 | 25.6024 | 148.0334 | 25.6024 | 86.3926 | 123.703 | 48.0718 | 350.5145 | 0 | 0 | 0 | 0 | 0 | 0 | 0 | 0 | 123.5394 | 0 | 0 | 0 | 0 | 191.8475 | 210.9023 | 20.4151 | 21.7937 | 156.2764 | 111.8782 | 8.4314 | 57.4542 | 65.1173 | 192.8452 | 114.42 | 156.4515 | 63.3962 | 20.4151 | 182.2093 | 31.1916 | 182.5179 | 86.7919 | 114.6912 | 33.759 | 63.8024 | 334.7406 | 14.6753 | 109.9349 | 104.4282 | 8.4314 | 8.4314 | 42.6524 | 89.0051 | 45.4005 | 89.6074 | 112.7414 | 52.5564 | 44.7136 | 389.9444 | 71.5603 | 57.4542 | 55.3286 | 55.3286 | 23.0503 | 30.0586 | 389.9444 | 244.6822 | 107.095 | 0 | 0 | 0 | 56.0055 | 65.1173 | 54.1866 | 244.2496 | 63.8024 | 0 | 47.9207 | 30.0586 | 8.4314 | 41.7699 | 16.8805 | 0 | 0 | 0 | 62.3483 | 0 | 0 | 97.3983 | 0 | 20.6355 | 0 | 0 | 145.9665 | 66.348 | 16.8805 | 20.8688 | 20.8688 | 43.9155 | 93.9748 | 124.1654 | 94.2728 | 210.3557 | 134.0047 | 78.0998 | 185.5294 | 160.3504 | 99.4433 | 101.7573 | 249.3244 | 129.209 | 117.4122 | 65.5708 | 61.1375 | 129.137 | 132.8125 | 49.865 | 61.1375 | 61.1375 | 94.3003 | 65.5708 | 65.5708 | 65.5708 | 108.4044 | 120.2846 | 105.3869 | 88.801 | 88.801 | 68.6943 | 108.4106 | 309.3896 | 118.9752 | 65.528 | 371.8171 | 124.2536 | 65.528 | 227.9533 | 601.056 | 89.1652 | 347.4523 | 267.1129 | 124.2536 | 70.3688 | 42.5314 | 134.6956 | 38.3928 | 38.3928 | 38.3928 | 106.4387 | 120.0088 | 45.0197 | 98.8302 | 156.1524 | 155.7096 | 87.9425 | 87.9425 | 85.9072 | 284.3547 | 38.3928 | 269.2786 | 162.1053 | 271.6022 | 103.1 | 83.1088 | 202.6083 | 65.707 | 139.0547 | 65.707 | 164.4624 | 53.5966 | 79.6638 | 48.0718 | 48.0718 | 53.5966 | 251.2565 | 208.365 | 102.316 | 135.2808 | 88.3722 | 53.5966 | 615.1581 | 135.1507 | 133.1425 | 308.57 | 482.1063 | 65.1262 | 72.2969 | 102.9661 | 229.6908 | 72.2969 | 40.0824 | 90.2217 | 76.9404 | 66.0976 | 73.4626 | 39.9066 | 39.9066 | 66.3572 | 36.3039 | 106.473 | 169.6123 | 75.1259 | 139.0547 | 70.3721 | 144.7299 | 131.0854 | 75.1259 | 70.3721 | 53.5739 | 160.1837 | 129.9198 | 39.958 | 19.3935 | 262.0459 | 53.0041 | 175.3513 | 52.9301 | 259.9678 | 632.897 | 30.4935 | 184.5522 | 160.1837 | 234.2415 | 52.9301 | 20.6355 | 300.9631 | 177.5654 | 147.5287 | 164.0512 | 0 | 61.1375 | 107.6904 | 290.2551 | 0 | 65.1262 | 83.4582 | 129.137 | 55.9016 | 76.7897 | 134.2307 | 51.5434 | 0 | 0 | 0 | 0 | 0 | 0 | 0 | 0 | 66.348 | 0 | 116.289 | 170.728 | 151.7107 | 103.8325 | 0 | 107.0883 | 29.3619 | 28.895 | 14.6753 | 434.6668 | 27.4051 | 73.0768 | 31.1487 | 31.1487 | 52.2391 | 20.3307 | 29.3619 | 27.4051 | 22.7164 | 22.7164 | 38.8683 | 0 | 0 | 0 | 0 | 20.3307 | 20.3307 | 20.3307 | 34.8705 | 22.7164 | 75.345 | 0 | 0 | 14.782 | 0 | 0 | 0 | 64.9179 | 33.7136 | 82.3991 | 44.9819 | 36.8132 | 14.782 | 89.8392 | 98.9084 | 23.5996 | 117.1541 | 90.0208 | 394.8891 | 80.2291 | 77.9751 | 93.4006 | 15.214 | 18.679 | 18.679 | 15.214 | 29.5767 | 52.9256 | 120.3961 | 1108.7222 | 80.5659 | 52.9256 | 50.7739 | 95.5718 | 65.1225 | 55.6534 | 53.4704 | 50.7739 | 98.8569 | 45.3677 | 33.7136 | 33.7136 | 100.3712 | 65.2342 | 0 | 0 | 0 | 18.679 | 18.679 | 18.9995 | 0 | 0 | 0 | 0 | 0 | 0 | 15.214 | 33.7136 | 96.3759 | 18.679 | 23.3088 | 42.777 | 0 | 0 | 0 | 0 | 0 | 0 | 0 | 0 | 0 | 0 | 0 | 0 | 0 | 0 | 0 | 0 | 0 | 0 | 0 | 0 | 0 | 0 | 0 | 0 | 0 | 0 | 0 | 0 | 0 | 0 | 0 | 0 | 0 | 0 | 0 | 0 | 0 | 0 | 0 | 0 | 0 | 0 | 0 | 0 | 0 | 0 | 0 | 0 | 0 | 0 | 0 | 0 | 0 | 0 | 0 | 0 | 0 | 0 | 0 | 0 | 0 | 0 | 0 | 0 | 0 | 0 | 0 | 0 | 0 | 0 | 0 | 0 | 0 | 0 | 0 | 0 | 0 | 0 | 0 | 0 | 0 | 0 | 0 | 0 | 0 | 0 | 0 | 0 | 0 | 0 | 0 | 0 | 0 | 0 | 0 | 0 | 0 | 0 | 0 | 0 | 0 | 0 | 0 | 0 | 0 | 0 | 0 | 0 | 0 | 2017-01-01 03:00
t0005 | 0 | 94.2595 | 229.7292 | 110.2187 | 25.2088 | 177.9377 | 25.2088 | 501.3617 | 42.1806 | 42.1806 | 1379.5645 | 42.5931 | 60.493 | 261.8533 | 310.6008 | 46.1028 | 53.6319 | 255.0834 | 156.8872 | 284.7091 | 0 | 0 | 287.8923 | 26.4253 | 26.4253 | 26.4253 | 63.9457 | 120.5782 | 219.0521 | 86.6247 | 242.8435 | 61.3507 | 189.8055 | 174.4305 | 202.2714 | 190.9785 | 106.4126 | 496.3704 | 288.4892 | 73.1502 | 178.1601 | 200.5855 | 84.2702 | 178.5318 | 342.5959 | 84.2702 | 33.598 | 218.3518 | 599.3833 | 129.4253 | 131.6189 | 68.9518 | 140.8669 | 33.598 | 128.613 | 228.3222 | 75.678 | 246.3129 | 24.8907 | 144.5227 | 24.8907 | 84.2702 | 120.5782 | 46.8363 | 342.5959 | 0 | 0 | 0 | 0 | 0 | 0 | 0 | 0 | 120.3634 | 0 | 0 | 0 | 0 | 186.9524 | 205.3382 | 19.8767 | 21.1209 | 151.6826 | 108.8079 | 8.1868 | 55.8015 | 63.2472 | 187.7156 | 111.4668 | 152.413 | 61.4637 | 19.8767 | 176.9634 | 30.2887 | 177.5227 | 84.2933 | 111.581 | 32.8042 | 62.0172 | 325.4096 | 14.2047 | 106.9375 | 101.4022 | 8.1868 | 8.1868 | 41.3831 | 86.7149 | 44.1239 | 87.0723 | 109.7935 | 50.9247 | 43.1959 | 377.9824 | 69.2795 | 55.8015 | 53.8035 | 53.8035 | 22.3927 | 29.0966 | 377.9824 | 237.5918 | 104.2232 | 0 | 0 | 0 | 54.473 | 63.2472 | 52.7117 | 237.3639 | 62.0172 | 0 | 46.6131 | 29.0966 | 8.1868 | 40.5297 | 16.3676 | 0 | 0 | 0 | 60.6743 | 0 | 0 | 94.7313 | 0 | 20.0033 | 0 | 0 | 142.0834 | 64.732 | 16.3676 | 20.2941 | 20.2941 | 42.5442 | 91.2581 | 120.5334 | 91.6113 | 204.8599 | 130.539 | 75.9725 | 180.5596 | 155.9877 | 96.5379 | 98.9696 | 242.5711 | 125.7925 | 113.8585 | 63.9032 | 59.5437 | 125.6387 | 128.8743 | 48.4319 | 59.5437 | 59.5437 | 91.5253 | 63.9032 | 63.9032 | 63.9032 | 105.2381 | 117.1582 | 102.2271 | 86.2593 | 86.2593 | 66.7244 | 105.22 | 301.2113 | 116.1066 | 63.5389 | 362.0538 | 120.981 | 63.5389 | 220.9969 | 585.2881 | 86.4232 | 337.5997 | 259.8019 | 120.981 | 68.3935 | 41.333 | 130.5617 | 37.3654 | 37.3654 | 37.3654 | 103.2767 | 116.3341 | 43.5868 | 96.4638 | 151.9663 | 151.7498 | 85.7582 | 85.7582 | 83.5682 | 277.4521 | 37.3654 | 261.5639 | 157.9161 | 264.5413 | 100.4487 | 80.8793 | 196.671 | 63.9132 | 135.7503 | 63.9132 | 160.0531 | 52.0688 | 77.6326 | 46.8363 | 46.8363 | 52.0688 | 245.4137 | 203.3015 | 99.5396 | 131.464 | 86.2039 | 52.0688 | 601.1712 | 131.6125 | 129.4746 | 300.185 | 469.427 | 63.4227 | 70.4377 | 99.8826 | 223.4235 | 70.4377 | 38.9656 | 87.739 | 74.995 | 64.3161 | 71.3328 | 38.8549 | 38.8549 | 64.6467 | 35.2776 | 103.6707 | 165.2122 | 73.0536 | 135.7503 | 68.4672 | 140.7013 | 127.6693 | 73.0536 | 68.4672 | 51.9801 | 155.6521 | 126.595 | 38.9718 | 18.8166 | 254.979 | 51.5014 | 170.3103 | 51.4124 | 252.9443 | 617.0589 | 29.6497 | 179.1309 | 155.6521 | 227.646 | 51.4124 | 20.0033 | 294.8151 | 172.4722 | 143.8788 | 160.209 | 0 | 59.5437 | 104.7853 | 283.101 | 0 | 63.4227 | 81.1871 | 125.6387 | 54.4042 | 74.3611 | 130.6701 | 50.0306 | 0 | 0 | 0 | 0 | 0 | 0 | 0 | 0 | 64.732 | 0 | 113.3167 | 166.892 | 147.4753 | 101.0321 | 0 | 103.9358 | 28.3579 | 28.0577 | 14.2047 | 421.2002 | 26.6615 | 70.8939 | 30.1609 | 30.1609 | 50.4042 | 19.6991 | 28.3579 | 26.6615 | 22.0244 | 22.0244 | 37.7056 | 0 | 0 | 0 | 0 | 19.6991 | 19.6991 | 19.6991 | 33.8408 | 22.0244 | 73.1499 | 0 | 0 | 14.3531 | 0 | 0 | 0 | 62.9807 | 32.8774 | 80.0033 | 43.938 | 35.7536 | 14.3531 | 87.5299 | 95.9242 | 22.9166 | 114.2188 | 87.5532 | 384.5994 | 78.0627 | 75.879 | 90.822 | 14.8031 | 18.177 | 18.177 | 14.8031 | 28.6657 | 51.4203 | 116.973 | 1078.7999 | 78.0069 | 51.4203 | 49.361 | 92.7692 | 63.1104 | 53.8863 | 51.7808 | 49.361 | 95.8157 | 44.0922 | 32.8774 | 32.8774 | 97.4297 | 63.2896 | 0 | 0 | 0 | 18.177 | 18.177 | 18.4259 | 0 | 0 | 0 | 0 | 0 | 0 | 14.8031 | 32.8774 | 93.5532 | 18.177 | 22.6682 | 41.4461 | 0 | 0 | 0 | 0 | 0 | 0 | 0 | 0 | 0 | 0 | 0 | 0 | 0 | 0 | 0 | 0 | 0 | 0 | 0 | 0 | 0 | 0 | 0 | 0 | 0 | 0 | 0 | 0 | 0 | 0 | 0 | 0 | 0 | 0 | 0 | 0 | 0 | 0 | 0 | 0 | 0 | 0 | 0 | 0 | 0 | 0 | 0 | 0 | 0 | 0 | 0 | 0 | 0 | 0 | 0 | 0 | 0 | 0 | 0 | 0 | 0 | 0 | 0 | 0 | 0 | 0 | 0 | 0 | 0 | 0 | 0 | 0 | 0 | 0 | 0 | 0 | 0 | 0 | 0 | 0 | 0 | 0 | 0 | 0 | 0 | 0 | 0 | 0 | 0 | 0 | 0 | 0 | 0 | 0 | 0 | 0 | 0 | 0 | 0 | 0 | 0 | 0 | 0 | 0 | 0 | 0 | 0 | 0 | 0 | 2017-01-01 04:00
t0006 | 0 | 90.6669 | 222.2977 | 105.8939 | 24.4198 | 172.3049 | 24.4198 | 478.0454 | 40.9222 | 40.9222 | 1338.5754 | 41.4404 | 58.1369 | 251.4683 | 298.1664 | 44.2106 | 51.7099 | 245.7309 | 151.2907 | 272.6855 | 0 | 0 | 278.5082 | 25.4349 | 25.4349 | 25.4349 | 61.4274 | 115.9564 | 209.8932 | 84.3731 | 234.4879 | 59.2674 | 182.0342 | 167.1814 | 194.5979 | 184.1895 | 102.1755 | 474.2481 | 276.9242 | 70.3081 | 170.5888 | 193.244 | 80.9475 | 171.5107 | 329.7636 | 80.9475 | 32.2451 | 209.9002 | 575.8131 | 124.0911 | 126.9757 | 66.4375 | 135.1905 | 32.2451 | 123.5883 | 218.7893 | 72.654 | 237.7747 | 24.0157 | 138.484 | 24.0157 | 80.9475 | 115.9564 | 45.0758 | 329.7636 | 0 | 0 | 0 | 0 | 0 | 0 | 0 | 0 | 115.7566 | 0 | 0 | 0 | 0 | 179.9217 | 197.6968 | 19.1008 | 20.4173 | 147.1341 | 104.7624 | 7.9047 | 53.8576 | 60.9404 | 181.1573 | 107.2954 | 146.6215 | 59.5852 | 19.1008 | 172.0085 | 29.219 | 171.4348 | 81.3418 | 107.3779 | 31.6142 | 59.78 | 314.8953 | 13.7678 | 102.9968 | 97.9529 | 7.9047 | 7.9047 | 40.0857 | 83.3816 | 42.5441 | 83.9868 | 105.6948 | 49.7929 | 42.8076 | 369.6621 | 67.199 | 53.8576 | 51.8071 | 51.8071 | 21.6001 | 28.3095 | 369.6621 | 230.8025 | 100.1933 | 0 | 0 | 0 | 52.4127 | 60.9404 | 50.7435 | 229.2883 | 59.78 | 0 | 44.8656 | 28.3095 | 7.9047 | 39.3589 | 15.877 | 0 | 0 | 0 | 58.4618 | 0 | 0 | 91.4 | 0 | 19.3524 | 0 | 0 | 136.8278 | 62.0616 | 15.877 | 19.5601 | 19.5601 | 41.1645 | 88.2454 | 116.8235 | 88.3993 | 197.8763 | 125.6037 | 73.3059 | 173.9691 | 151.3705 | 93.4973 | 95.4516 | 236.9885 | 121.2315 | 110.4538 | 61.5889 | 57.3747 | 121.4777 | 124.7484 | 46.8421 | 57.3747 | 57.3747 | 88.9338 | 61.5889 | 61.5889 | 61.5889 | 101.925 | 112.9398 | 99.2146 | 83.3927 | 83.3927 | 64.5602 | 102.5091 | 290.4541 | 111.5261 | 61.7557 | 354.8719 | 116.814 | 61.7557 | 217.6883 | 569.7947 | 83.8735 | 328.2078 | 251.1497 | 116.814 | 66.2604 | 39.9351 | 126.5818 | 35.982 | 35.982 | 35.982 | 99.9697 | 113.4413 | 42.3651 | 92.3757 | 146.4728 | 145.8774 | 82.3973 | 82.3973 | 80.7371 | 265.9066 | 35.982 | 253.5961 | 151.9589 | 254.6347 | 96.6046 | 77.856 | 192.3328 | 61.6723 | 130.25 | 61.6723 | 154.7389 | 50.4649 | 74.8308 | 45.0758 | 45.0758 | 50.4649 | 235.3934 | 195.1881 | 96.2772 | 127.4537 | 82.8402 | 50.4649 | 576.1285 | 126.7051 | 125.8375 | 291.372 | 458.5107 | 61.0607 | 67.758 | 96.9304 | 215.9915 | 67.758 | 37.5572 | 84.7775 | 72.0957 | 61.9964 | 69.029 | 37.4602 | 37.4602 | 62.285 | 34.1167 | 100.5877 | 159.3857 | 70.4946 | 130.25 | 66.1328 | 136.5432 | 122.8553 | 70.4946 | 66.1328 | 50.2881 | 151.5301 | 121.8839 | 37.3573 | 18.1767 | 245.6899 | 49.7393 | 164.9943 | 49.6976 | 243.4847 | 595.5706 | 28.5546 | 172.9321 | 151.5301 | 221.0407 | 49.6976 | 19.3524 | 281.1126 | 167.004 | 138.4419 | 153.5378 | 0 | 57.3747 | 100.8579 | 276.1157 | 0 | 61.0607 | 78.399 | 121.4777 | 52.7168 | 72.0596 | 125.7717 | 48.4507 | 0 | 0 | 0 | 0 | 0 | 0 | 0 | 0 | 62.0616 | 0 | 108.9623 | 159.5246 | 143.2556 | 97.8823 | 0 | 100.7008 | 27.7012 | 27.1195 | 13.7678 | 411.7742 | 25.6927 | 69.121 | 29.2977 | 29.2977 | 49.3481 | 19.1425 | 27.7012 | 25.6927 | 21.3053 | 21.3053 | 36.4801 | 0 | 0 | 0 | 0 | 19.1425 | 19.1425 | 19.1425 | 32.7521 | 21.3053 | 70.7486 | 0 | 0 | 13.9797 | 0 | 0 | 0 | 61.022 | 31.586 | 77.5754 | 42.1835 | 34.5709 | 13.9797 | 84.1546 | 93.6928 | 22.1225 | 109.8697 | 84.6337 | 371.873 | 75.2629 | 73.1496 | 87.7174 | 14.2792 | 17.5165 | 17.5165 | 14.2792 | 27.8518 | 49.7749 | 113.0355 | 1051.9082 | 76.1186 | 49.7749 | 47.7475 | 90.8398 | 61.3528 | 52.2903 | 50.4028 | 47.7475 | 93.2648 | 42.7893 | 31.586 | 31.586 | 94.286 | 61.6451 | 0 | 0 | 0 | 17.5165 | 17.5165 | 17.8677 | 0 | 0 | 0 | 0 | 0 | 0 | 14.2792 | 31.586 | 90.8385 | 17.5165 | 21.8755 | 40.1917 | 0 | 0 | 0 | 0 | 0 | 0 | 0 | 0 | 0 | 0 | 0 | 0 | 0 | 0 | 0 | 0 | 0 | 0 | 0 | 0 | 0 | 0 | 0 | 0 | 0 | 0 | 0 | 0 | 0 | 0 | 0 | 0 | 0 | 0 | 0 | 0 | 0 | 0 | 0 | 0 | 0 | 0 | 0 | 0 | 0 | 0 | 0 | 0 | 0 | 0 | 0 | 0 | 0 | 0 | 0 | 0 | 0 | 0 | 0 | 0 | 0 | 0 | 0 | 0 | 0 | 0 | 0 | 0 | 0 | 0 | 0 | 0 | 0 | 0 | 0 | 0 | 0 | 0 | 0 | 0 | 0 | 0 | 0 | 0 | 0 | 0 | 0 | 0 | 0 | 0 | 0 | 0 | 0 | 0 | 0 | 0 | 0 | 0 | 0 | 0 | 0 | 0 | 0 | 0 | 0 | 0 | 0 | 0 | 0 | 2017-01-01 05:00
t0007 | 0 | 91.1021 | 225.7232 | 106.1948 | 24.8466 | 175.185 | 24.8466 | 472.9007 | 41.7294 | 41.7294 | 1364.8856 | 42.4767 | 58.338 | 251.951 | 298.5753 | 44.1918 | 52.1823 | 247.5916 | 152.7158 | 271.944 | 0 | 0 | 282.6602 | 25.5916 | 25.5916 | 25.5916 | 61.5843 | 116.4767 | 209.4819 | 86.5978 | 237.19 | 60.0086 | 181.9749 | 166.9367 | 195.6243 | 185.9635 | 102.3617 | 470.8531 | 277.2228 | 70.5583 | 170.0366 | 194.7137 | 81.145 | 171.9622 | 331.656 | 81.145 | 32.2794 | 210.7012 | 577.3348 | 123.9882 | 128.2455 | 66.9698 | 135.3088 | 32.2794 | 123.9825 | 218.3906 | 72.7668 | 240.4185 | 24.2665 | 138.2222 | 24.2665 | 81.145 | 116.4767 | 45.3399 | 331.656 | 0 | 0 | 0 | 0 | 0 | 0 | 0 | 0 | 116.2937 | 0 | 0 | 0 | 0 | 180.967 | 199.0042 | 19.165 | 20.7046 | 150.0412 | 105.4744 | 7.998 | 54.4568 | 61.4407 | 183.0938 | 107.9577 | 147.376 | 60.7098 | 19.165 | 175.9945 | 29.5197 | 173.4783 | 82.2211 | 108.01 | 31.8832 | 60.3078 | 319.7724 | 14.0255 | 103.7554 | 99.1872 | 7.998 | 7.998 | 40.7832 | 83.7441 | 42.941 | 84.8268 | 106.3688 | 51.4598 | 45.2214 | 382.1576 | 68.5411 | 54.4568 | 52.1669 | 52.1669 | 21.8184 | 29.0231 | 382.1576 | 235.9231 | 100.6009 | 0 | 0 | 0 | 52.7084 | 61.4407 | 51.0728 | 232.1541 | 60.3078 | 0 | 45.1449 | 29.0231 | 7.998 | 40.2139 | 16.193 | 0 | 0 | 0 | 58.9295 | 0 | 0 | 92.3484 | 0 | 19.6505 | 0 | 0 | 137.791 | 62.0081 | 16.193 | 19.7286 | 19.7286 | 41.8095 | 89.5134 | 118.9672 | 89.3417 | 200.2781 | 126.2936 | 74.074 | 175.349 | 154.4257 | 95.0942 | 96.3776 | 244.4902 | 122.2404 | 112.6639 | 62.0989 | 57.8324 | 123.1745 | 126.7715 | 47.5297 | 57.8324 | 57.8324 | 90.9522 | 62.0989 | 62.0989 | 62.0989 | 103.6685 | 113.9245 | 101.2721 | 84.5559 | 84.5559 | 65.5522 | 105.2921 | 293.1529 | 111.7878 | 63.1911 | 368.018 | 118.1616 | 63.1911 | 227.6728 | 584.3504 | 85.6155 | 335.8999 | 254.5844 | 118.1616 | 67.4192 | 40.4484 | 128.9916 | 36.2338 | 36.2338 | 36.2338 | 101.5905 | 116.7143 | 43.3597 | 92.1044 | 147.7264 | 146.439 | 82.6362 | 82.6362 | 81.7579 | 265.5033 | 36.2338 | 258.3727 | 152.8158 | 256.2006 | 97.0539 | 78.3518 | 198.7886 | 62.3228 | 130.3011 | 62.3228 | 156.8723 | 51.3843 | 75.4676 | 45.3399 | 45.3399 | 51.3843 | 235.3396 | 195.4905 | 97.6811 | 129.8383 | 83.1029 | 51.3843 | 575.1057 | 127.5234 | 128.715 | 297.3751 | 472.7917 | 61.4597 | 68.1002 | 98.9251 | 218.9581 | 68.1002 | 37.8837 | 85.8705 | 72.3768 | 62.537 | 70.1087 | 37.7958 | 37.7958 | 62.768 | 34.6106 | 102.583 | 160.984 | 71.2447 | 130.3011 | 66.9422 | 139.3203 | 123.5551 | 71.2447 | 66.9422 | 51.0566 | 155.4344 | 122.6786 | 37.3148 | 18.4077 | 247.6742 | 50.3449 | 167.8857 | 50.3802 | 245.0329 | 601.9474 | 28.7619 | 174.9388 | 155.4344 | 225.7531 | 50.3802 | 19.6505 | 278.0845 | 169.7849 | 139.189 | 153.2817 | 0 | 57.8324 | 101.4838 | 283.9829 | 0 | 61.4597 | 79.3254 | 123.1745 | 53.6472 | 73.3801 | 126.5443 | 49.2719 | 0 | 0 | 0 | 0 | 0 | 0 | 0 | 0 | 62.0081 | 0 | 109.4363 | 158.5198 | 146.4069 | 99.5837 | 0 | 102.4894 | 28.5941 | 27.489 | 14.0255 | 425.4472 | 25.905 | 71.0922 | 29.9547 | 29.9547 | 51.132 | 19.5826 | 28.5941 | 25.905 | 21.6291 | 21.6291 | 37.0414 | 0 | 0 | 0 | 0 | 19.5826 | 19.5826 | 19.5826 | 33.2738 | 21.6291 | 71.7904 | 0 | 0 | 14.3524 | 0 | 0 | 0 | 62.1115 | 31.6723 | 79.0561 | 42.2417 | 35.0632 | 14.3524 | 84.5018 | 96.6518 | 22.3762 | 110.41 | 85.7851 | 377.0416 | 75.9468 | 73.7996 | 88.7828 | 14.4211 | 17.6605 | 17.6605 | 14.4211 | 28.4846 | 50.5764 | 114.5236 | 1081.7003 | 78.4119 | 50.5764 | 48.4549 | 94.0867 | 62.8058 | 53.3718 | 51.7093 | 48.4549 | 95.6717 | 43.6613 | 31.6723 | 31.6723 | 95.7697 | 63.2977 | 0 | 0 | 0 | 17.6605 | 17.6605 | 18.2129 | 0 | 0 | 0 | 0 | 0 | 0 | 14.4211 | 31.6723 | 92.7869 | 17.6605 | 22.1103 | 40.9741 | 0 | 0 | 0 | 0 | 0 | 0 | 0 | 0 | 0 | 0 | 0 | 0 | 0 | 0 | 0 | 0 | 0 | 0 | 0 | 0 | 0 | 0 | 0 | 0 | 0 | 0 | 0 | 0 | 0 | 0 | 0 | 0 | 0 | 0 | 0 | 0 | 0 | 0 | 0 | 0 | 0 | 0 | 0 | 0 | 0 | 0 | 0 | 0 | 0 | 0 | 0 | 0 | 0 | 0 | 0 | 0 | 0 | 0 | 0 | 0 | 0 | 0 | 0 | 0 | 0 | 0 | 0 | 0 | 0 | 0 | 0 | 0 | 0 | 0 | 0 | 0 | 0 | 0 | 0 | 0 | 0 | 0 | 0 | 0 | 0 | 0 | 0 | 0 | 0 | 0 | 0 | 0 | 0 | 0 | 0 | 0 | 0 | 0 | 0 | 0 | 0 | 0 | 0 | 0 | 0 | 0 | 0 | 0 | 0 | 2017-01-01 06:00
t0008 | 0 | 91.8871 | 231.0679 | 107.1145 | 25.5886 | 179.8076 | 25.5886 | 467.4738 | 42.7149 | 42.7149 | 1388.1497 | 44.0311 | 59.0012 | 253.001 | 300.5689 | 44.4552 | 53.1104 | 251.2232 | 155.4184 | 272.179 | 0 | 0 | 288.8424 | 25.9673 | 25.9673 | 25.9673 | 62.0664 | 117.6615 | 209.7795 | 88.8278 | 240.9065 | 61.2427 | 182.7296 | 167.3895 | 198.089 | 189.2434 | 103.2283 | 467.5113 | 277.7633 | 71.2479 | 169.9746 | 197.2096 | 81.7127 | 173.2288 | 332.8817 | 81.7127 | 32.5746 | 212.7645 | 581.6511 | 124.418 | 130.2004 | 68.0991 | 136.0905 | 32.5746 | 125.2115 | 218.8787 | 73.3429 | 244.4156 | 24.7701 | 138.4879 | 24.7701 | 81.7127 | 117.6615 | 45.8941 | 332.8817 | 0 | 0 | 0 | 0 | 0 | 0 | 0 | 0 | 117.6301 | 0 | 0 | 0 | 0 | 183.0823 | 201.8995 | 19.4048 | 21.3519 | 154.6336 | 107.3267 | 8.1969 | 55.7522 | 62.7866 | 186.3228 | 109.3307 | 149.158 | 62.7147 | 19.4048 | 181.4479 | 30.2215 | 177.0289 | 84.1664 | 109.7505 | 32.5497 | 61.5295 | 327.4417 | 14.5476 | 105.5628 | 101.691 | 8.1969 | 8.1969 | 42.015 | 84.6965 | 43.8401 | 86.6774 | 107.8329 | 53.6676 | 48.0686 | 398.2499 | 71.1056 | 55.7522 | 53.1051 | 53.1051 | 22.31 | 30.2062 | 398.2499 | 243.2155 | 102.0263 | 0 | 0 | 0 | 53.5853 | 62.7866 | 51.9288 | 237.5047 | 61.5295 | 0 | 45.9028 | 30.2062 | 8.1969 | 41.5229 | 16.7331 | 0 | 0 | 0 | 59.912 | 0 | 0 | 94.1557 | 0 | 20.2677 | 0 | 0 | 139.9147 | 62.2771 | 16.7331 | 20.102 | 20.102 | 43.1964 | 91.8509 | 122.464 | 91.312 | 203.73 | 127.8648 | 75.4995 | 178.2356 | 158.2846 | 97.809 | 98.228 | 252.1728 | 124.1672 | 116.3934 | 62.9056 | 58.673 | 125.755 | 130.4758 | 48.7577 | 58.673 | 58.673 | 93.9001 | 62.9056 | 62.9056 | 62.9056 | 106.6273 | 115.6082 | 104.5899 | 86.677 | 86.677 | 67.2615 | 108.978 | 297.9405 | 112.424 | 65.4163 | 379.9379 | 120.2228 | 65.4163 | 238.7008 | 599.2996 | 88.5994 | 345.9711 | 260.066 | 120.2228 | 69.1518 | 41.3875 | 133.336 | 36.807 | 36.807 | 36.807 | 104.574 | 121.2833 | 45.0641 | 92.278 | 150.2231 | 147.9384 | 83.2994 | 83.2994 | 83.4357 | 266.485 | 36.807 | 265.6223 | 154.7223 | 259.5859 | 98.1719 | 79.5749 | 206.4137 | 63.535 | 130.7579 | 63.535 | 160.0233 | 52.7875 | 76.4719 | 45.8941 | 45.8941 | 52.7875 | 235.7434 | 196.6064 | 99.7757 | 133.3195 | 83.7155 | 52.7875 | 574.7085 | 129.2961 | 132.2536 | 304.8534 | 486.5307 | 62.3132 | 68.9013 | 102.1474 | 223.6304 | 68.9013 | 38.6361 | 87.7132 | 73.0911 | 63.6248 | 72.008 | 38.397 | 38.397 | 63.6217 | 35.4566 | 104.8816 | 163.4709 | 72.6896 | 130.7579 | 68.2709 | 143.0489 | 125.1743 | 72.6896 | 68.2709 | 52.534 | 160.2792 | 124.192 | 37.5036 | 18.9122 | 251.8957 | 51.5173 | 172.5107 | 51.6445 | 248.9844 | 610.0025 | 29.2929 | 179.4407 | 160.2792 | 232.1199 | 51.6445 | 20.2677 | 274.4917 | 174.345 | 140.4864 | 153.474 | 0 | 58.673 | 103.0997 | 290.5576 | 0 | 62.3132 | 80.9104 | 125.755 | 54.8459 | 76.007 | 128.3985 | 50.6925 | 0 | 0 | 0 | 0 | 0 | 0 | 0 | 0 | 62.2771 | 0 | 110.6295 | 157.8309 | 150.5011 | 101.8422 | 0 | 105.518 | 30.0399 | 28.1998 | 14.5476 | 443.5618 | 26.3613 | 73.7201 | 31.1046 | 31.1046 | 53.954 | 20.3068 | 30.0399 | 26.3613 | 22.2958 | 22.2958 | 38.1317 | 0 | 0 | 0 | 0 | 20.3068 | 20.3068 | 20.3068 | 34.2294 | 22.2958 | 73.724 | 0 | 0 | 14.8349 | 0 | 0 | 0 | 64.018 | 31.9203 | 81.3766 | 42.3521 | 35.9641 | 14.8349 | 85.4449 | 100.4708 | 22.9239 | 111.5008 | 87.6378 | 383.8736 | 77.2952 | 75.0767 | 90.6699 | 14.6848 | 17.9587 | 17.9587 | 14.6848 | 29.513 | 51.8853 | 117.2836 | 1113.3021 | 81.7766 | 51.8853 | 49.5912 | 97.8174 | 65.1248 | 55.373 | 53.782 | 49.5912 | 99.2869 | 44.8633 | 31.9203 | 31.9203 | 98.4512 | 65.5648 | 0 | 0 | 0 | 17.9587 | 17.9587 | 18.8047 | 0 | 0 | 0 | 0 | 0 | 0 | 14.6848 | 31.9203 | 95.6923 | 17.9587 | 22.5537 | 42.4111 | 0 | 0 | 0 | 0 | 0 | 0 | 0 | 0 | 0 | 0 | 0 | 0 | 0 | 0 | 0 | 0 | 0 | 0 | 0 | 0 | 0 | 0 | 0 | 0 | 0 | 0 | 0 | 0 | 0 | 0 | 0 | 0 | 0 | 0 | 0 | 0 | 0 | 0 | 0 | 0 | 0 | 0 | 0 | 0 | 0 | 0 | 0 | 0 | 0 | 0 | 0 | 0 | 0 | 0 | 0 | 0 | 0 | 0 | 0 | 0 | 0 | 0 | 0 | 0 | 0 | 0 | 0 | 0 | 0 | 0 | 0 | 0 | 0 | 0 | 0 | 0 | 0 | 0 | 0 | 0 | 0 | 0 | 0 | 0 | 0 | 0 | 0 | 0 | 0 | 0 | 0 | 0 | 0 | 0 | 0 | 0 | 0 | 0 | 0 | 0 | 0 | 0 | 0 | 0 | 0 | 0 | 0 | 0 | 0 | 2017-01-01 07:00
t0009 | 0 | 95.736 | 251.0601 | 112.6099 | 28.5302 | 197.2864 | 28.5302 | 462.2341 | 45.5687 | 45.5687 | 1424.9392 | 49.4191 | 62.8537 | 259.9448 | 314.3343 | 46.6677 | 57.2949 | 267.9829 | 167.3784 | 279.9609 | 0 | 0 | 311.2854 | 27.8713 | 27.8713 | 27.8713 | 65.0106 | 123.9046 | 215.7552 | 93.3159 | 254.1057 | 66.1756 | 189.6583 | 173.1275 | 210.8667 | 203.553 | 108.8917 | 467.1917 | 282.6017 | 75.1592 | 173.9337 | 208.0717 | 85.2083 | 180.8828 | 335.0607 | 85.2083 | 34.6163 | 224.2153 | 607.7272 | 128.8994 | 137.8979 | 73.4288 | 141.8736 | 34.6163 | 132.4105 | 226.0958 | 77.2085 | 259.7068 | 27.0253 | 142.8263 | 27.0253 | 85.2083 | 123.9046 | 48.6223 | 335.0607 | 0 | 0 | 0 | 0 | 0 | 0 | 0 | 0 | 124.7542 | 0 | 0 | 0 | 0 | 193.4014 | 216.1138 | 20.8196 | 24.3111 | 171.537 | 116.788 | 9.0982 | 61.6924 | 69.5881 | 199.5079 | 116.0085 | 158.3983 | 70.7319 | 20.8196 | 198.9641 | 33.5536 | 191.6512 | 93.1891 | 118.9071 | 35.831 | 67.4 | 356.2689 | 16.7844 | 114.5011 | 112.7489 | 9.0982 | 9.0982 | 46.9452 | 89.8795 | 48.1059 | 95.3111 | 115.0177 | 60.3042 | 55.1581 | 445.0565 | 81.7244 | 61.6924 | 57.8883 | 57.8883 | 24.6187 | 34.6309 | 445.0565 | 267.6383 | 110.1713 | 0 | 0 | 0 | 58.2889 | 69.5881 | 56.3237 | 260.2565 | 67.4 | 0 | 49.8507 | 34.6309 | 9.0982 | 46.1901 | 18.8293 | 0 | 0 | 0 | 64.5336 | 0 | 0 | 102.0759 | 0 | 22.9738 | 0 | 0 | 150.238 | 64.8717 | 18.8293 | 21.8753 | 21.8753 | 49.371 | 101.593 | 135.7146 | 100.2654 | 216.2974 | 135.8571 | 81.6635 | 191.8093 | 169.8693 | 108.4437 | 106.5691 | 267.8567 | 132.8628 | 130.7427 | 66.242 | 62.4295 | 135.3481 | 145.6963 | 53.7794 | 62.4295 | 62.4295 | 103.973 | 66.242 | 66.242 | 66.242 | 118.2042 | 122.7905 | 116.9329 | 95.4918 | 95.4918 | 74.08 | 120.2551 | 318.5301 | 116.3618 | 73.3833 | 397.0031 | 128.1233 | 73.3833 | 263.681 | 631.1216 | 100.1587 | 376.858 | 281.1784 | 128.1233 | 75.3449 | 45.3295 | 150.8098 | 39.6224 | 39.6224 | 39.6224 | 116.8682 | 135.9619 | 51.6122 | 95.6069 | 161.6379 | 156.2897 | 87.2204 | 87.2204 | 90.0814 | 277.3397 | 39.6224 | 291.6345 | 164.3231 | 276.2679 | 104.1297 | 85.7901 | 226.2335 | 68.7818 | 134.7438 | 68.7818 | 171.5111 | 57.8604 | 80.5976 | 48.6223 | 48.6223 | 57.8604 | 240.9604 | 204.2509 | 107.4126 | 145.4376 | 87.2072 | 57.8604 | 582.8963 | 137.9724 | 142.3845 | 326.8935 | 510.8321 | 66.4669 | 73.0596 | 114.1571 | 241.4604 | 73.0596 | 42.2523 | 95.105 | 77.0315 | 68.6058 | 79.6621 | 41.0082 | 41.0082 | 67.3916 | 38.8389 | 111.0567 | 173.3219 | 79.0333 | 134.7438 | 73.552 | 154.9713 | 133.3973 | 79.0333 | 73.552 | 58.7915 | 174.106 | 131.2829 | 39.2843 | 21.2087 | 271.8173 | 56.6037 | 189.877 | 56.9488 | 269.2338 | 637.033 | 31.9752 | 200.2972 | 174.106 | 252.4961 | 56.9488 | 22.9738 | 268.8727 | 191.8434 | 146.5989 | 157.472 | 0 | 62.4295 | 111.4275 | 297.8698 | 0 | 66.4669 | 87.3897 | 135.3481 | 58.5915 | 87.1744 | 137.7992 | 56.321 | 0 | 0 | 0 | 0 | 0 | 0 | 0 | 0 | 64.8717 | 0 | 117.075 | 159.8386 | 163.0429 | 109.1271 | 0 | 117.3115 | 35.2775 | 31.2414 | 16.7844 | 498.0681 | 28.5159 | 81.7821 | 35.5961 | 35.5961 | 63.9341 | 23.0184 | 35.2775 | 28.5159 | 25.2146 | 25.2146 | 42.7709 | 0 | 0 | 0 | 0 | 23.0184 | 23.0184 | 23.0184 | 38.1624 | 25.2146 | 81.7938 | 0 | 0 | 16.2774 | 0 | 0 | 0 | 71.5906 | 33.408 | 89.8953 | 43.207 | 39.7082 | 16.2774 | 90.6485 | 111.6704 | 25.4267 | 116.9906 | 94.8162 | 406.5803 | 83.3884 | 80.8555 | 98.5048 | 15.834 | 19.3488 | 19.3488 | 15.834 | 33.333 | 56.9102 | 128.9202 | 1183.6514 | 93.0647 | 56.9102 | 53.945 | 107.0631 | 73.6 | 63.4967 | 61.2741 | 53.945 | 111.8023 | 48.8052 | 33.408 | 33.408 | 109.4194 | 72.7671 | 0 | 0 | 0 | 19.3488 | 19.3488 | 21.1118 | 0 | 0 | 0 | 0 | 0 | 0 | 15.834 | 33.408 | 105.8462 | 19.3488 | 24.4816 | 48.2433 | 0 | 0 | 0 | 0 | 0 | 0 | 0 | 0 | 0 | 0 | 0 | 0 | 0 | 0 | 0 | 0 | 0 | 0 | 0 | 0 | 0 | 0 | 0 | 0 | 0 | 0 | 0 | 0 | 0 | 0 | 0 | 0 | 0 | 0 | 0 | 0 | 0 | 0 | 0 | 0 | 0 | 0 | 0 | 0 | 0 | 0 | 0 | 0 | 0 | 0 | 0 | 0 | 0 | 0 | 0 | 0 | 0 | 0 | 0 | 0 | 0 | 0 | 0 | 0 | 0 | 0 | 0 | 0 | 0 | 0 | 0 | 0 | 0 | 0 | 0 | 0 | 0 | 0 | 0 | 0 | 0 | 0 | 0 | 0 | 0 | 0 | 0 | 0 | 0 | 0 | 0 | 0 | 0 | 0 | 0 | 0 | 0 | 0 | 0 | 0 | 0 | 0 | 0 | 0 | 0 | 0 | 0 | 0 | 0 | 2017-01-01 08:00
t0010 | 0 | 96.2263 | 275.0374 | 114.472 | 32.5384 | 219.71 | 32.5384 | 406.2308 | 48.9275 | 48.9275 | 1438.0497 | 57.5266 | 65.3748 | 253.4741 | 315.7775 | 47.0145 | 61.4231 | 281.489 | 179.0598 | 270.8253 | 0 | 0 | 336.5976 | 29.4857 | 29.4857 | 29.4857 | 65.6394 | 126.7133 | 209.0203 | 98.9871 | 264.0914 | 71.5431 | 187.3981 | 169.6006 | 219.8169 | 217.4242 | 111.0949 | 423.4067 | 270.2116 | 76.9458 | 166.4882 | 214.7487 | 85.3621 | 181.6983 | 317.287 | 85.3621 | 35.6967 | 229.2714 | 611.1239 | 126.8198 | 143.8545 | 78.5025 | 141.6102 | 35.6967 | 136.0113 | 220.8233 | 78.4599 | 272.8947 | 29.5383 | 139.0776 | 29.5383 | 85.3621 | 126.7133 | 50.3534 | 317.287 | 0 | 0 | 0 | 0 | 0 | 0 | 0 | 0 | 129.1165 | 0 | 0 | 0 | 0 | 199.3183 | 227.8451 | 21.8984 | 28.3755 | 194.9644 | 126.3368 | 10.2187 | 68.9087 | 77.5321 | 212.0195 | 120.5103 | 164.4426 | 82.1137 | 21.8984 | 223.7031 | 37.6063 | 207.5786 | 104.1233 | 127.5739 | 39.5494 | 73.8988 | 391.1501 | 20.0662 | 123.3862 | 126.5989 | 10.2187 | 10.2187 | 53.6921 | 93.06 | 52.9239 | 105.2992 | 120.5315 | 71.1737 | 68.8423 | 521.7869 | 97.4022 | 68.9087 | 62.8043 | 62.8043 | 27.3427 | 41.4511 | 521.7869 | 301.9439 | 117.21 | 0 | 0 | 0 | 62.8933 | 77.5321 | 60.5968 | 287.2809 | 73.8988 | 0 | 53.711 | 41.4511 | 10.2187 | 52.8612 | 21.8266 | 0 | 0 | 0 | 68.8802 | 0 | 0 | 110.4954 | 0 | 26.7097 | 0 | 0 | 159.3037 | 64.4308 | 21.8266 | 23.7414 | 23.7414 | 58.0541 | 114.0095 | 153.6928 | 110.6671 | 227.409 | 141.2539 | 88.1099 | 204.4141 | 184.189 | 122.644 | 115.3512 | 291.5665 | 140.4388 | 151.2196 | 68.2396 | 65.3625 | 145.8239 | 166.1867 | 60.1442 | 65.3625 | 65.3625 | 118.4136 | 68.2396 | 68.2396 | 68.2396 | 133.6616 | 128.3701 | 134.5391 | 106.4861 | 106.4861 | 82.7659 | 137.251 | 336.8318 | 115.0532 | 85.139 | 425.4006 | 135.3632 | 85.139 | 309.7481 | 671.0604 | 116.9684 | 419.9076 | 304.8725 | 135.3632 | 83.1689 | 50.0294 | 175.7862 | 42.1754 | 42.1754 | 42.1754 | 133.4533 | 158.9138 | 61.5454 | 93.6542 | 172.4125 | 160.4847 | 88.0727 | 88.0727 | 97.2891 | 274.6525 | 42.1754 | 326.2113 | 170.7797 | 288.3639 | 107.7932 | 91.4257 | 258.3236 | 74.3182 | 131.656 | 74.3182 | 183.5492 | 64.5017 | 83.1821 | 50.3534 | 50.3534 | 64.5017 | 231.6937 | 202.9324 | 115.8922 | 161.1521 | 87.3404 | 64.5017 | 550.5984 | 144.7111 | 155.8238 | 354.2612 | 545.9177 | 69.6768 | 75.6489 | 131.2431 | 261.3052 | 75.6489 | 46.2021 | 103.4222 | 78.7926 | 73.4419 | 89.6091 | 43.2679 | 43.2679 | 70.0214 | 42.991 | 117.9017 | 181.1303 | 85.966 | 131.656 | 79.1246 | 170.4454 | 139.4187 | 85.966 | 79.1246 | 67.1649 | 193.9531 | 135.6371 | 39.3721 | 24.2003 | 290.9742 | 62.6912 | 212.6924 | 63.567 | 288.2408 | 650.3284 | 34.7813 | 226.6792 | 193.9531 | 279.8194 | 63.567 | 26.7097 | 231.6014 | 214.5074 | 147.916 | 151.9985 | 0 | 65.3625 | 119.1672 | 305.0199 | 0 | 69.6768 | 94.3026 | 145.8239 | 62.8157 | 103.3724 | 145.7542 | 63.8676 | 0 | 0 | 0 | 0 | 0 | 0 | 0 | 0 | 64.4308 | 0 | 120.6724 | 148.9984 | 179.8132 | 117.4822 | 0 | 133.3239 | 43.8937 | 35.0978 | 20.0662 | 587.0856 | 30.6508 | 94.2149 | 42.3404 | 42.3404 | 80.7821 | 27.0659 | 43.8937 | 30.6508 | 29.2155 | 29.2155 | 49.0234 | 0 | 0 | 0 | 0 | 27.0659 | 27.0659 | 27.0659 | 43.4153 | 29.2155 | 92.2418 | 0 | 0 | 18.4185 | 0 | 0 | 0 | 82.0324 | 33.6981 | 101.4703 | 41.5467 | 44.4396 | 18.4185 | 93.7742 | 129.5654 | 28.5133 | 119.0205 | 102.8976 | 427.2261 | 89.394 | 86.4181 | 107.297 | 16.9861 | 20.6682 | 20.6682 | 16.9861 | 38.9929 | 63.285 | 143.1122 | 1283.0787 | 111.1178 | 63.285 | 59.1399 | 122.4212 | 86.29 | 75.5332 | 72.831 | 59.1399 | 130.8639 | 54.0089 | 33.6981 | 33.6981 | 123.9003 | 83.6639 | 0 | 0 | 0 | 20.6682 | 20.6682 | 24.3752 | 0 | 0 | 0 | 0 | 0 | 0 | 16.9861 | 33.6981 | 120.1379 | 20.6682 | 26.5676 | 56.6933 | 0 | 0 | 0 | 0 | 0 | 0 | 0 | 0 | 0 | 0 | 0 | 0 | 0 | 0 | 0 | 0 | 0 | 0 | 0 | 0 | 0 | 0 | 0 | 0 | 0 | 0 | 0 | 0 | 0 | 0 | 0 | 0 | 0 | 0 | 0 | 0 | 0 | 0 | 0 | 0 | 0 | 0 | 0 | 0 | 0 | 0 | 0 | 0 | 0 | 0 | 0 | 0 | 0 | 0 | 0 | 0 | 0 | 0 | 0 | 0 | 0 | 0 | 0 | 0 | 0 | 0 | 0 | 0 | 0 | 0 | 0 | 0 | 0 | 0 | 0 | 0 | 0 | 0 | 0 | 0 | 0 | 0 | 0 | 0 | 0 | 0 | 0 | 0 | 0 | 0 | 0 | 0 | 0 | 0 | 0 | 0 | 0 | 0 | 0 | 0 | 0 | 0 | 0 | 0 | 0 | 0 | 0 | 0 | 0 | 2017-01-01 09:00
t0011 | 0 | 96.4417 | 295.8427 | 115.2738 | 35.8863 | 238.9513 | 35.8863 | 352.7982 | 52.3196 | 52.3196 | 1480.2719 | 64.6807 | 66.9402 | 247.2521 | 314.5729 | 46.7907 | 64.6668 | 291.8974 | 188.3435 | 260.3578 | 0 | 0 | 359.0682 | 30.6534 | 30.6534 | 30.6534 | 65.7538 | 128.4713 | 201.4534 | 106.0751 | 273.5918 | 76.0617 | 183.8947 | 165.0211 | 226.0383 | 228.5471 | 111.974 | 381.7393 | 259.2204 | 77.9565 | 158.5586 | 220.1501 | 85.0181 | 181.3746 | 304.7543 | 85.0181 | 36.204 | 232.1868 | 610.514 | 123.9402 | 149.0492 | 82.3756 | 140.296 | 36.204 | 138.0341 | 214.227 | 78.8272 | 284.5298 | 31.522 | 134.5943 | 31.522 | 85.0181 | 128.4713 | 51.5984 | 304.7543 | 0 | 0 | 0 | 0 | 0 | 0 | 0 | 0 | 132.0069 | 0 | 0 | 0 | 0 | 203.5681 | 236.4997 | 22.5867 | 31.5581 | 215.2129 | 133.3182 | 11.0984 | 74.5418 | 83.4375 | 222.4938 | 123.8027 | 168.6016 | 91.5638 | 22.5867 | 246.5278 | 40.7171 | 220.7573 | 112.611 | 133.7643 | 42.3441 | 78.8398 | 421.3143 | 22.7079 | 129.9961 | 137.6117 | 11.0984 | 11.0984 | 59.301 | 95.1264 | 56.6142 | 113.0214 | 124.5774 | 81.3087 | 82.3511 | 594.4307 | 110.2032 | 74.5418 | 66.4076 | 66.4076 | 29.4427 | 47.2564 | 594.4307 | 332.9578 | 121.9236 | 0 | 0 | 0 | 66.1575 | 83.4375 | 63.7014 | 309.1947 | 78.8398 | 0 | 56.4937 | 47.2564 | 11.0984 | 58.6997 | 24.3481 | 0 | 0 | 0 | 72.2037 | 0 | 0 | 117.2229 | 0 | 29.689 | 0 | 0 | 166.0665 | 63.4116 | 24.3481 | 25.1663 | 25.1663 | 64.9326 | 124.1615 | 169.0399 | 118.8185 | 237.5423 | 145.0483 | 93.3015 | 214.0492 | 198.2012 | 134.5851 | 122.2564 | 319.187 | 146.3803 | 168.5168 | 69.9416 | 67.6772 | 155.0245 | 183.0244 | 65.3982 | 67.6772 | 67.6772 | 131.3093 | 69.9416 | 69.9416 | 69.9416 | 146.6674 | 132.9362 | 149.6452 | 115.4941 | 115.4941 | 90.0238 | 153.1648 | 351.6672 | 113.4836 | 95.3778 | 465.0796 | 141.7042 | 95.3778 | 357.7582 | 719.2686 | 131.1082 | 460.6669 | 325.2082 | 141.7042 | 90.0918 | 53.866 | 196.4632 | 44.0709 | 44.0709 | 44.0709 | 147.0625 | 179.7997 | 69.9111 | 90.8822 | 180.8005 | 163.002 | 88.282 | 88.282 | 103.3902 | 269.4148 | 44.0709 | 356.589 | 175.3577 | 297.168 | 110.2236 | 95.5202 | 290.4893 | 78.7738 | 128.2713 | 78.7738 | 194.2944 | 70.3225 | 85.3917 | 51.5984 | 51.5984 | 70.3225 | 222.7077 | 200.6009 | 123.4132 | 175.2126 | 87.0774 | 70.3225 | 520.2265 | 149.6707 | 169.1525 | 381.3081 | 591.3037 | 72.0485 | 77.415 | 145.8931 | 278.4391 | 77.415 | 49.203 | 110.3965 | 79.8218 | 77.2052 | 97.8704 | 45.0879 | 45.0879 | 72.1173 | 46.4629 | 125.2591 | 187.8933 | 91.4986 | 128.2713 | 83.8403 | 184.9343 | 143.7001 | 91.4986 | 83.8403 | 73.9504 | 213.3702 | 138.9132 | 38.9909 | 26.5459 | 305.6045 | 67.5762 | 232.3033 | 68.9637 | 302.0216 | 665.0544 | 36.8515 | 247.1875 | 213.3702 | 305.2656 | 68.9637 | 29.689 | 197.101 | 233.7972 | 148.7928 | 146.1542 | 0 | 67.6772 | 124.7541 | 321.1597 | 0 | 72.0485 | 100.0524 | 155.0245 | 66.9205 | 116.456 | 151.5049 | 70.1777 | 0 | 0 | 0 | 0 | 0 | 0 | 0 | 0 | 63.4116 | 0 | 122.9771 | 137.9784 | 195.8105 | 125.4211 | 0 | 146.8142 | 51.2923 | 38.2111 | 22.7079 | 670.0863 | 32.2824 | 105.8005 | 47.983 | 47.983 | 95.3635 | 30.5172 | 51.2923 | 32.2824 | 32.4083 | 32.4083 | 54.0787 | 0 | 0 | 0 | 0 | 30.5172 | 30.5172 | 30.5172 | 47.7295 | 32.4083 | 100.7746 | 0 | 0 | 20.4516 | 0 | 0 | 0 | 90.7406 | 33.7432 | 111.5042 | 40.0556 | 48.3146 | 20.4516 | 95.7672 | 146.512 | 30.9274 | 120.3216 | 109.8085 | 447.2509 | 94.1063 | 90.778 | 114.5304 | 17.9104 | 21.6829 | 21.6829 | 17.9104 | 43.8388 | 68.7171 | 154.6635 | 1395.409 | 127.1823 | 68.7171 | 63.5908 | 138.1032 | 97.2257 | 85.4438 | 82.8149 | 63.5908 | 147.6732 | 58.8035 | 33.7432 | 33.7432 | 135.8337 | 93.6762 | 0 | 0 | 0 | 21.6829 | 21.6829 | 27.1169 | 0 | 0 | 0 | 0 | 0 | 0 | 17.9104 | 33.7432 | 132.7864 | 21.6829 | 28.2416 | 63.6571 | 0 | 0 | 0 | 0 | 0 | 0 | 0 | 0 | 0 | 0 | 0 | 0 | 0 | 0 | 0 | 0 | 0 | 0 | 0 | 0 | 0 | 0 | 0 | 0 | 0 | 0 | 0 | 0 | 0 | 0 | 0 | 0 | 0 | 0 | 0 | 0 | 0 | 0 | 0 | 0 | 0 | 0 | 0 | 0 | 0 | 0 | 0 | 0 | 0 | 0 | 0 | 0 | 0 | 0 | 0 | 0 | 0 | 0 | 0 | 0 | 0 | 0 | 0 | 0 | 0 | 0 | 0 | 0 | 0 | 0 | 0 | 0 | 0 | 0 | 0 | 0 | 0 | 0 | 0 | 0 | 0 | 0 | 0 | 0 | 0 | 0 | 0 | 0 | 0 | 0 | 0 | 0 | 0 | 0 | 0 | 0 | 0 | 0 | 0 | 0 | 0 | 0 | 0 | 0 | 0 | 0 | 0 | 0 | 0 | 2017-01-01 10:00
t0012 | 0 | 89.9396 | 297.7014 | 108.057 | 36.9947 | 243.0728 | 36.9947 | 270.1876 | 52.3659 | 52.3659 | 1424.5307 | 67.9091 | 63.9289 | 223.2588 | 291.1995 | 43.2565 | 63.644 | 282.72 | 185.1961 | 230.7499 | 0 | 0 | 358.349 | 29.7647 | 29.7647 | 29.7647 | 61.2687 | 121.3758 | 179.1336 | 106.4675 | 264.8359 | 75.634 | 167.2003 | 148.4808 | 216.9136 | 224.5808 | 105.0579 | 309.8922 | 229.2616 | 73.5829 | 138.8519 | 210.6179 | 78.6922 | 168.3214 | 270.1405 | 78.6922 | 34.2033 | 219.0657 | 567.0899 | 112.1262 | 144.2742 | 80.7874 | 129.0328 | 34.2033 | 130.5332 | 192.048 | 73.687 | 277.28 | 31.4566 | 120.2957 | 31.4566 | 78.6922 | 121.3758 | 49.3319 | 270.1405 | 0 | 0 | 0 | 0 | 0 | 0 | 0 | 0 | 125.8758 | 0 | 0 | 0 | 0 | 193.9184 | 229.276 | 21.7415 | 32.7769 | 222.0854 | 131.4919 | 11.2699 | 75.3954 | 83.944 | 218.2801 | 118.6945 | 161.2791 | 95.3671 | 21.7415 | 254.086 | 41.2162 | 219.5714 | 113.8736 | 131.0506 | 42.3869 | 78.6419 | 424.5333 | 23.9674 | 128.0121 | 139.8596 | 11.2699 | 11.2699 | 61.2135 | 90.6875 | 56.6265 | 113.4314 | 120.2219 | 86.6335 | 91.3035 | 631.8456 | 116.3057 | 75.3954 | 65.633 | 65.633 | 29.644 | 50.2284 | 631.8456 | 343.3333 | 118.4358 | 0 | 0 | 0 | 65.0298 | 83.944 | 62.5802 | 311.2299 | 78.6419 | 0 | 55.5291 | 50.2284 | 11.2699 | 60.9196 | 25.3707 | 0 | 0 | 0 | 70.7353 | 0 | 0 | 116.287 | 0 | 30.8232 | 0 | 0 | 161.7331 | 57.8529 | 25.3707 | 24.9401 | 24.9401 | 67.8 | 126.4394 | 173.8247 | 119.2925 | 231.9626 | 138.9853 | 92.3839 | 209.463 | 199.6194 | 138.0839 | 121.1536 | 327.1978 | 142.5595 | 175.4324 | 66.9035 | 65.4474 | 154.1665 | 188.4044 | 66.5009 | 65.4474 | 65.4474 | 136.1119 | 66.9035 | 66.9035 | 66.9035 | 150.4728 | 128.5873 | 155.5264 | 117.1455 | 117.1455 | 91.5744 | 159.7522 | 343.1225 | 103.8517 | 99.7948 | 476.4215 | 138.6817 | 99.7948 | 385.1697 | 722.0206 | 137.2212 | 472.7975 | 324.4993 | 138.6817 | 91.3001 | 54.2426 | 205.0516 | 43.0282 | 43.0282 | 43.0282 | 151.4703 | 189.8913 | 74.0621 | 81.4887 | 177.2045 | 154.2938 | 82.3233 | 82.3233 | 102.7666 | 244.8048 | 43.0282 | 364.5785 | 168.0208 | 285.8673 | 105.1224 | 93.2392 | 305.2508 | 78.0767 | 115.6314 | 78.0767 | 192.3791 | 71.7136 | 81.8251 | 49.3319 | 49.3319 | 71.7136 | 197.4191 | 184.029 | 122.9469 | 178.2169 | 80.7012 | 71.7136 | 451.0093 | 144.5446 | 171.8617 | 384.1482 | 600.008 | 69.5646 | 73.8989 | 151.5426 | 277.539 | 73.8989 | 48.9907 | 110.2228 | 75.3406 | 75.8644 | 99.953 | 43.9034 | 43.9034 | 69.344 | 46.9679 | 124.5613 | 182.1031 | 91.0703 | 115.6314 | 83.0846 | 187.7614 | 138.254 | 91.0703 | 83.0846 | 76.0991 | 219.6069 | 132.7406 | 35.8343 | 27.2153 | 299.9932 | 68.1207 | 237.2894 | 69.9674 | 295.6998 | 634.7969 | 36.4981 | 251.9762 | 219.6069 | 311.5843 | 69.9674 | 30.8232 | 145.9572 | 238.3211 | 139.3529 | 129.5874 | 0 | 65.4474 | 122.0283 | 316.7986 | 0 | 69.5646 | 99.2763 | 154.1665 | 66.7169 | 122.4181 | 147.09 | 72.09 | 0 | 0 | 0 | 0 | 0 | 0 | 0 | 0 | 57.8529 | 0 | 116.8472 | 116.3585 | 199.5322 | 125.2973 | 0 | 151.1331 | 55.7067 | 38.8977 | 23.9674 | 713.4003 | 31.7821 | 110.9911 | 50.7228 | 50.7228 | 104.4693 | 32.1155 | 55.7067 | 31.7821 | 33.5827 | 33.5827 | 55.7496 | 0 | 0 | 0 | 0 | 32.1155 | 32.1155 | 32.1155 | 49.0497 | 33.5827 | 102.9384 | 0 | 0 | 21.2331 | 0 | 0 | 0 | 93.8041 | 31.4277 | 114.573 | 35.6495 | 49.1203 | 21.2331 | 91.2029 | 154.694 | 31.3644 | 113.3134 | 109.6156 | 437.8369 | 92.6089 | 89.1338 | 114.3394 | 17.6562 | 21.2603 | 21.2603 | 17.6562 | 46.0151 | 69.7907 | 156.319 | 1421.0524 | 135.6985 | 69.7907 | 63.9641 | 145.5601 | 102.2602 | 90.1649 | 87.8274 | 63.9641 | 155.558 | 59.9016 | 31.4277 | 31.4277 | 139.2222 | 97.9977 | 0 | 0 | 0 | 21.2603 | 21.2603 | 28.1837 | 0 | 0 | 0 | 0 | 0 | 0 | 17.6562 | 31.4277 | 137.212 | 21.2603 | 28.0739 | 66.7226 | 0 | 0 | 0 | 0 | 0 | 0 | 0 | 0 | 0 | 0 | 0 | 0 | 0 | 0 | 0 | 0 | 0 | 0 | 0 | 0 | 0 | 0 | 0 | 0 | 0 | 0 | 0 | 0 | 0 | 0 | 0 | 0 | 0 | 0 | 0 | 0 | 0 | 0 | 0 | 0 | 0 | 0 | 0 | 0 | 0 | 0 | 0 | 0 | 0 | 0 | 0 | 0 | 0 | 0 | 0 | 0 | 0 | 0 | 0 | 0 | 0 | 0 | 0 | 0 | 0 | 0 | 0 | 0 | 0 | 0 | 0 | 0 | 0 | 0 | 0 | 0 | 0 | 0 | 0 | 0 | 0 | 0 | 0 | 0 | 0 | 0 | 0 | 0 | 0 | 0 | 0 | 0 | 0 | 0 | 0 | 0 | 0 | 0 | 0 | 0 | 0 | 0 | 0 | 0 | 0 | 0 | 0 | 0 | 0 | 2017-01-01 11:00
t0013 | 0 | 81.3681 | 287.0544 | 98.0413 | 36.2913 | 236.2683 | 36.2913 | 195.9393 | 50.4219 | 50.4219 | 1334.1257 | 67.6169 | 58.9054 | 196.071 | 261.1899 | 38.7056 | 60.205 | 264.0262 | 175.0993 | 198.4884 | 0 | 0 | 343.465 | 27.827 | 27.827 | 27.827 | 55.3039 | 110.9516 | 154.6597 | 103.0869 | 247.8064 | 72.2142 | 147.4775 | 129.6373 | 200.8527 | 212.2597 | 95.325 | 242.4436 | 197.467 | 67.1721 | 118.0394 | 194.8417 | 70.6297 | 151.431 | 234.1154 | 70.6297 | 31.1953 | 199.9439 | 510.5753 | 98.4245 | 134.8683 | 76.1757 | 115.0569 | 31.1953 | 119.3118 | 167.0705 | 66.6453 | 260.6885 | 30.078 | 104.3562 | 30.078 | 70.6297 | 110.9516 | 45.5633 | 234.1154 | 0 | 0 | 0 | 0 | 0 | 0 | 0 | 0 | 115.9296 | 0 | 0 | 0 | 0 | 178.5863 | 214.1456 | 20.1566 | 32.2645 | 218.231 | 124.4254 | 10.9157 | 72.8029 | 80.6411 | 206.1829 | 109.887 | 148.9525 | 94.2366 | 20.1566 | 249.87 | 39.8052 | 209.6158 | 109.9232 | 123.3295 | 40.579 | 75.1098 | 409.7466 | 23.882 | 121.0277 | 135.5953 | 10.9157 | 10.9157 | 60.0997 | 83.4912 | 54.2027 | 108.8762 | 111.8805 | 87.3254 | 94.7964 | 636.0983 | 115.9417 | 72.8029 | 62.2052 | 62.2052 | 28.5191 | 50.3917 | 636.0983 | 337.5867 | 110.6262 | 0 | 0 | 0 | 61.3418 | 80.6411 | 59.0334 | 299.7211 | 75.1098 | 0 | 52.3954 | 50.3917 | 10.9157 | 60.1341 | 25.088 | 0 | 0 | 0 | 66.6436 | 0 | 0 | 110.7142 | 0 | 30.3502 | 0 | 0 | 151.6231 | 51.1618 | 25.088 | 23.7054 | 23.7054 | 67.016 | 122.8519 | 170.307 | 114.5686 | 218.5428 | 128.5617 | 87.8429 | 197.1755 | 193.0712 | 135.0107 | 115.2191 | 322.0208 | 133.7464 | 173.3831 | 61.9117 | 61.0623 | 147.3207 | 184.5426 | 64.5595 | 61.0623 | 61.0623 | 134.3128 | 61.9117 | 61.9117 | 61.9117 | 147.1208 | 120.0474 | 153.5943 | 113.4906 | 113.4906 | 88.9517 | 158.5678 | 322.5374 | 92.3067 | 99.0802 | 470.0328 | 130.8249 | 99.0802 | 392.4762 | 698.829 | 136.1231 | 463.759 | 310.7792 | 130.8249 | 88.5522 | 52.2607 | 202.9055 | 40.4135 | 40.4135 | 40.4135 | 148.4202 | 190.0572 | 74.1039 | 70.8393 | 167.063 | 141.2005 | 74.3738 | 74.3738 | 98.0985 | 215.6141 | 40.4135 | 355.9309 | 155.4285 | 265.3441 | 96.8299 | 87.5273 | 305.2267 | 74.2951 | 101.2766 | 74.2951 | 183.2506 | 69.8728 | 75.8333 | 45.5633 | 45.5633 | 69.8728 | 170.2072 | 163.8208 | 117.6726 | 173.3847 | 72.5486 | 69.8728 | 380.2112 | 134.5985 | 167.4271 | 371.7014 | 586.6164 | 64.7693 | 68.1351 | 149.5967 | 265.615 | 68.1351 | 46.7261 | 105.5643 | 68.7898 | 71.6653 | 97.3638 | 41.199 | 41.199 | 64.407 | 45.4087 | 119.4136 | 170.3953 | 86.9255 | 101.2766 | 79.1231 | 182.5958 | 128.3063 | 86.9255 | 79.1231 | 74.492 | 216.0388 | 122.5999 | 31.8861 | 26.5435 | 283.0751 | 65.6582 | 231.3754 | 67.7893 | 278.2134 | 587.3762 | 34.651 | 244.6803 | 216.0388 | 304.2244 | 67.7893 | 30.3502 | 101.0958 | 231.9637 | 126.565 | 111.6118 | 0 | 61.0623 | 114.7215 | 303.611 | 0 | 64.7693 | 94.6073 | 147.3207 | 63.9941 | 121.6526 | 137.4971 | 70.5383 | 0 | 0 | 0 | 0 | 0 | 0 | 0 | 0 | 51.1618 | 0 | 107.2896 | 94.9798 | 194.6726 | 120.3377 | 0 | 148.1401 | 56.7395 | 37.7714 | 23.882 | 718.687 | 30.0574 | 110.6246 | 50.6638 | 50.6638 | 107.0576 | 31.9968 | 56.7395 | 30.0574 | 33.0235 | 33.0235 | 54.6394 | 0 | 0 | 0 | 0 | 31.9968 | 31.9968 | 31.9968 | 47.9845 | 33.0235 | 100.2418 | 0 | 0 | 21.0111 | 0 | 0 | 0 | 92.2037 | 28.3612 | 112.2363 | 30.891 | 47.6704 | 21.0111 | 83.8843 | 154.983 | 30.3465 | 103.3444 | 105.0083 | 413.6886 | 87.5961 | 84.1607 | 109.4569 | 16.7296 | 20.0458 | 20.0458 | 16.7296 | 45.7661 | 67.7439 | 151.0155 | 1390.3867 | 136.7092 | 67.7439 | 61.6404 | 145.9478 | 101.8756 | 89.9012 | 88.0193 | 61.6404 | 155.2544 | 58.3833 | 28.3612 | 28.3612 | 135.9473 | 97.4353 | 0 | 0 | 0 | 20.0458 | 20.0458 | 27.8172 | 0 | 0 | 0 | 0 | 0 | 0 | 16.7296 | 28.3612 | 135.0515 | 20.0458 | 26.7732 | 66.2144 | 0 | 0 | 0 | 0 | 0 | 0 | 0 | 0 | 0 | 0 | 0 | 0 | 0 | 0 | 0 | 0 | 0 | 0 | 0 | 0 | 0 | 0 | 0 | 0 | 0 | 0 | 0 | 0 | 0 | 0 | 0 | 0 | 0 | 0 | 0 | 0 | 0 | 0 | 0 | 0 | 0 | 0 | 0 | 0 | 0 | 0 | 0 | 0 | 0 | 0 | 0 | 0 | 0 | 0 | 0 | 0 | 0 | 0 | 0 | 0 | 0 | 0 | 0 | 0 | 0 | 0 | 0 | 0 | 0 | 0 | 0 | 0 | 0 | 0 | 0 | 0 | 0 | 0 | 0 | 0 | 0 | 0 | 0 | 0 | 0 | 0 | 0 | 0 | 0 | 0 | 0 | 0 | 0 | 0 | 0 | 0 | 0 | 0 | 0 | 0 | 0 | 0 | 0 | 0 | 0 | 0 | 0 | 0 | 0 | 2017-01-01 12:00
t0014 | 0 | 83.7403 | 282.2753 | 99.9246 | 35.0495 | 230.6328 | 35.0495 | 234.5459 | 50.2738 | 50.2738 | 1382.6586 | 65.0513 | 59.1416 | 206.366 | 268.2229 | 39.6081 | 59.6206 | 264.3017 | 173.6449 | 209.7567 | 0 | 0 | 339.9718 | 27.7056 | 27.7056 | 27.7056 | 56.631 | 112.7495 | 163.3035 | 103.9466 | 250.4536 | 71.3614 | 153.2464 | 135.5769 | 201.6585 | 210.7154 | 96.8299 | 275.679 | 211.5162 | 68.1611 | 125.9703 | 197.243 | 72.7434 | 155.6669 | 253.8084 | 72.7434 | 31.4369 | 203.0953 | 524.4373 | 102.6021 | 135.8353 | 75.4892 | 118.6962 | 31.4369 | 120.7575 | 175.1404 | 67.873 | 261.6 | 29.504 | 109.6834 | 29.504 | 72.7434 | 112.7495 | 45.9612 | 253.8084 | 0 | 0 | 0 | 0 | 0 | 0 | 0 | 0 | 116.8785 | 0 | 0 | 0 | 0 | 180.7154 | 213.7294 | 20.0942 | 30.7737 | 211.4318 | 122.3802 | 10.5738 | 70.6731 | 78.2039 | 205.4506 | 110.6518 | 149.93 | 90.3921 | 20.0942 | 243.8797 | 38.5532 | 206.8425 | 106.6655 | 121.7699 | 39.5451 | 73.465 | 402.4913 | 22.6317 | 119.344 | 131.4429 | 10.5738 | 10.5738 | 57.9664 | 84.1329 | 52.9435 | 106.1745 | 112.0559 | 83.9751 | 90.3451 | 613.5174 | 110.0983 | 70.6731 | 61.0932 | 61.0932 | 27.7404 | 47.9358 | 613.5174 | 328.7433 | 109.5965 | 0 | 0 | 0 | 60.3631 | 78.2039 | 58.2241 | 292.9623 | 73.465 | 0 | 51.6245 | 47.9358 | 10.5738 | 58.1571 | 24.0969 | 0 | 0 | 0 | 66.1041 | 0 | 0 | 109.1566 | 0 | 29.0233 | 0 | 0 | 150.8614 | 52.9185 | 24.0969 | 23.3075 | 23.3075 | 63.7959 | 119.2762 | 165.114 | 111.8355 | 219.3958 | 129.315 | 86.7691 | 195.7422 | 191.5348 | 130.8585 | 113.544 | 321.1929 | 133.4547 | 166.7057 | 62.7841 | 61.2681 | 146.0129 | 178.0591 | 62.7986 | 61.2681 | 61.2681 | 130.2684 | 62.7841 | 62.7841 | 62.7841 | 142.6091 | 120.6301 | 148.092 | 110.4904 | 110.4904 | 86.6097 | 154.0968 | 321.9925 | 96.0501 | 95.3454 | 474.3309 | 130.8933 | 95.3454 | 380.9043 | 703.3346 | 130.4099 | 454.6971 | 306.8886 | 130.8933 | 86.8696 | 51.0992 | 194.3155 | 40.1186 | 40.1186 | 40.1186 | 143.1331 | 182.983 | 70.5179 | 74.0087 | 165.8441 | 143.0185 | 76.1728 | 76.1728 | 97.0036 | 223.4347 | 40.1186 | 347.2201 | 156.3986 | 266.3738 | 97.6098 | 86.7862 | 297.7665 | 73.333 | 106.2956 | 73.333 | 182.2825 | 68.2454 | 76.8207 | 45.9612 | 45.9612 | 68.2454 | 181.1912 | 169.7045 | 116.588 | 169.9121 | 74.7761 | 68.2454 | 411.6571 | 134.7463 | 165.5864 | 368.9553 | 590.7778 | 64.8651 | 68.6941 | 144.2716 | 262.5738 | 68.6941 | 45.762 | 104.0188 | 69.8638 | 71.0056 | 94.5114 | 41.1739 | 41.1739 | 64.9248 | 44.3876 | 119.8386 | 171.4297 | 85.4974 | 106.2956 | 78.3868 | 179.8151 | 128.6538 | 85.4974 | 78.3868 | 71.7761 | 212.1682 | 123.924 | 32.7397 | 25.5417 | 280.3319 | 64.0541 | 225.3494 | 65.9559 | 275.1302 | 600.3567 | 33.9923 | 236.1377 | 212.1682 | 298.6495 | 65.9559 | 29.0233 | 126.1929 | 225.9787 | 129.9426 | 118.2747 | 0 | 61.2681 | 113.5052 | 313.2222 | 0 | 64.8651 | 93.5371 | 146.0129 | 63.7678 | 115.6256 | 136.9109 | 68.2774 | 0 | 0 | 0 | 0 | 0 | 0 | 0 | 0 | 52.9185 | 0 | 108.4371 | 104.127 | 191.6595 | 119.6129 | 0 | 143.3292 | 53.4272 | 36.633 | 22.6317 | 691.3672 | 29.7019 | 107.1523 | 48.227 | 48.227 | 100.4918 | 30.6121 | 53.4272 | 29.7019 | 31.6208 | 31.6208 | 52.5739 | 0 | 0 | 0 | 0 | 30.6121 | 30.6121 | 30.6121 | 46.3443 | 31.6208 | 97.1236 | 0 | 0 | 20.4933 | 0 | 0 | 0 | 88.885 | 29.0668 | 109.0368 | 32.9164 | 46.3392 | 20.4933 | 84.5628 | 149.9422 | 29.4105 | 105.4366 | 103.6386 | 415.974 | 86.7441 | 83.4718 | 107.6994 | 16.5712 | 19.8781 | 19.8781 | 16.5712 | 43.8717 | 66.1471 | 147.2667 | 1386.9695 | 130.579 | 66.1471 | 60.5653 | 142.4795 | 97.6295 | 85.4755 | 84.0009 | 60.5653 | 149.0932 | 57.3174 | 29.0668 | 29.0668 | 131.5644 | 94.3555 | 0 | 0 | 0 | 19.8781 | 19.8781 | 26.7537 | 0 | 0 | 0 | 0 | 0 | 0 | 16.5712 | 29.0668 | 131.0782 | 19.8781 | 26.3679 | 63.2144 | 0 | 0 | 0 | 0 | 0 | 0 | 0 | 0 | 0 | 0 | 0 | 0 | 0 | 0 | 0 | 0 | 0 | 0 | 0 | 0 | 0 | 0 | 0 | 0 | 0 | 0 | 0 | 0 | 0 | 0 | 0 | 0 | 0 | 0 | 0 | 0 | 0 | 0 | 0 | 0 | 0 | 0 | 0 | 0 | 0 | 0 | 0 | 0 | 0 | 0 | 0 | 0 | 0 | 0 | 0 | 0 | 0 | 0 | 0 | 0 | 0 | 0 | 0 | 0 | 0 | 0 | 0 | 0 | 0 | 0 | 0 | 0 | 0 | 0 | 0 | 0 | 0 | 0 | 0 | 0 | 0 | 0 | 0 | 0 | 0 | 0 | 0 | 0 | 0 | 0 | 0 | 0 | 0 | 0 | 0 | 0 | 0 | 0 | 0 | 0 | 0 | 0 | 0 | 0 | 0 | 0 | 0 | 0 | 0 | 2017-01-01 13:00
t0015 | 0 | 90.3526 | 278.0197 | 106.7767 | 33.4247 | 224.0305 | 33.4247 | 323.2211 | 50.1969 | 50.1969 | 1458.7019 | 60.9711 | 61.6574 | 231.6691 | 290.9695 | 42.9403 | 60.0805 | 271.7695 | 175.2761 | 239.983 | 0 | 0 | 338.5931 | 28.3334 | 28.3334 | 28.3334 | 60.9867 | 119.4672 | 186.1937 | 104.3312 | 259.1505 | 71.2038 | 169.9426 | 152.2486 | 209.3662 | 212.9525 | 103.1998 | 352.6555 | 243.8477 | 72.2216 | 146.3577 | 206.3094 | 79.0387 | 168.5801 | 293.4586 | 79.0387 | 33.1555 | 215.3972 | 567.2515 | 114.4736 | 140.2626 | 76.3301 | 129.8107 | 33.1555 | 127.5603 | 197.5577 | 72.6747 | 268.0162 | 29.2079 | 124.2142 | 29.2079 | 79.0387 | 119.4672 | 48.0017 | 293.4586 | 0 | 0 | 0 | 0 | 0 | 0 | 0 | 0 | 122.3055 | 0 | 0 | 0 | 0 | 189.6731 | 219.1958 | 20.7193 | 28.8955 | 201.9443 | 122.5579 | 10.2293 | 68.6959 | 76.2964 | 208.4063 | 115.1713 | 156.3205 | 85.058 | 20.7193 | 234.4402 | 37.3895 | 206.146 | 103.6723 | 122.9433 | 38.8742 | 72.6119 | 395.6992 | 20.8723 | 119.877 | 127.1362 | 10.2293 | 10.2293 | 55.166 | 88.0317 | 52.162 | 104.1972 | 115.6145 | 77.8011 | 80.6881 | 570.7955 | 101.7152 | 68.6959 | 61.0173 | 61.0173 | 27.1041 | 44.1042 | 570.7955 | 315.3691 | 111.6959 | 0 | 0 | 0 | 60.6434 | 76.2964 | 58.609 | 287.2774 | 72.6119 | 0 | 51.908 | 44.1042 | 10.2293 | 55.226 | 22.6906 | 0 | 0 | 0 | 66.9402 | 0 | 0 | 108.9631 | 0 | 27.3157 | 0 | 0 | 153.8279 | 58.3715 | 22.6906 | 23.2431 | 23.2431 | 59.5572 | 115.3137 | 158.2254 | 109.7951 | 224.4541 | 134.575 | 86.8562 | 198.508 | 189.654 | 125.5984 | 113.405 | 314.9031 | 136.3216 | 157.216 | 65.7443 | 63.1709 | 145.9661 | 169.8796 | 60.8663 | 63.1709 | 63.1709 | 124.0857 | 65.7443 | 65.7443 | 65.7443 | 136.8913 | 124.4621 | 140.1451 | 107.3752 | 107.3752 | 83.9792 | 146.2995 | 328.5011 | 105.9655 | 89.6218 | 469.0587 | 133.387 | 89.6218 | 352.8102 | 704.9981 | 122.1274 | 439.9824 | 305.2028 | 133.387 | 84.9355 | 50.1027 | 182.3197 | 40.763 | 40.763 | 40.763 | 136.4451 | 170.8302 | 65.0673 | 83.3389 | 167.9638 | 151.0117 | 81.9845 | 81.9845 | 96.8641 | 247.5932 | 40.763 | 335.7715 | 162.8024 | 275.9591 | 102.1194 | 88.1314 | 281.9299 | 73.3107 | 119.3558 | 73.3107 | 183.306 | 66.1876 | 80.2752 | 48.0017 | 48.0017 | 66.1876 | 207.9078 | 186.4014 | 116.3574 | 165.521 | 81.187 | 66.1876 | 485.6007 | 138.899 | 162.4924 | 365.3911 | 587.5545 | 66.8929 | 71.8182 | 136.6139 | 261.5451 | 71.8182 | 45.3384 | 103.247 | 74.0643 | 71.6707 | 91.1475 | 42.1055 | 42.1055 | 67.4516 | 43.3783 | 120.7846 | 176.7147 | 84.9763 | 119.3558 | 78.564 | 176.0267 | 133.1753 | 84.9763 | 78.564 | 68.4266 | 205.0992 | 129.6384 | 35.7443 | 24.3991 | 283.1084 | 62.6519 | 217.8249 | 64.0547 | 278.2176 | 632.6443 | 33.8645 | 227.1143 | 205.0992 | 290.4895 | 64.0547 | 27.3157 | 181.8595 | 218.8341 | 139.508 | 135.4247 | 0 | 63.1709 | 114.9054 | 323.2389 | 0 | 66.8929 | 93.5262 | 145.9661 | 63.8447 | 107.2345 | 140.0397 | 65.4045 | 0 | 0 | 0 | 0 | 0 | 0 | 0 | 0 | 58.3715 | 0 | 113.9851 | 126.7503 | 187.0496 | 119.3624 | 0 | 137.0234 | 47.9377 | 35.3994 | 20.8723 | 641.1104 | 29.8815 | 101.0258 | 44.5851 | 44.5851 | 89.3335 | 28.5147 | 47.9377 | 29.8815 | 29.8356 | 29.8356 | 49.9964 | 0 | 0 | 0 | 0 | 28.5147 | 28.5147 | 28.5147 | 44.3076 | 29.8356 | 93.5254 | 0 | 0 | 19.579 | 0 | 0 | 0 | 84.4599 | 31.3287 | 104.7088 | 37.6465 | 44.8984 | 19.579 | 88.5819 | 140.5495 | 28.4925 | 112.2738 | 102.9971 | 425.1182 | 87.4191 | 84.3627 | 106.805 | 16.6787 | 20.1115 | 20.1115 | 16.6787 | 41.0122 | 64.349 | 143.6953 | 1366.7293 | 120.1909 | 64.349 | 59.6388 | 134.6689 | 91.1005 | 79.0531 | 77.6237 | 59.6388 | 139.1862 | 55.8413 | 31.3287 | 31.3287 | 126.2368 | 89.1359 | 0 | 0 | 0 | 20.1115 | 20.1115 | 25.2689 | 0 | 0 | 0 | 0 | 0 | 0 | 16.6787 | 31.3287 | 125.2305 | 20.1115 | 26.2575 | 58.9694 | 0 | 0 | 0 | 0 | 0 | 0 | 0 | 0 | 0 | 0 | 0 | 0 | 0 | 0 | 0 | 0 | 0 | 0 | 0 | 0 | 0 | 0 | 0 | 0 | 0 | 0 | 0 | 0 | 0 | 0 | 0 | 0 | 0 | 0 | 0 | 0 | 0 | 0 | 0 | 0 | 0 | 0 | 0 | 0 | 0 | 0 | 0 | 0 | 0 | 0 | 0 | 0 | 0 | 0 | 0 | 0 | 0 | 0 | 0 | 0 | 0 | 0 | 0 | 0 | 0 | 0 | 0 | 0 | 0 | 0 | 0 | 0 | 0 | 0 | 0 | 0 | 0 | 0 | 0 | 0 | 0 | 0 | 0 | 0 | 0 | 0 | 0 | 0 | 0 | 0 | 0 | 0 | 0 | 0 | 0 | 0 | 0 | 0 | 0 | 0 | 0 | 0 | 0 | 0 | 0 | 0 | 0 | 0 | 0 | 2017-01-01 14:00
t0016 | 0 | 100.0413 | 285.5247 | 117.9958 | 33.4904 | 227.5256 | 33.4904 | 419.4204 | 51.6409 | 51.6409 | 1550.9986 | 59.7241 | 67.0355 | 263.9187 | 325.3788 | 48.1726 | 63.2812 | 290.7404 | 184.7213 | 278.9904 | 0 | 0 | 350.5241 | 30.2835 | 30.2835 | 30.2835 | 67.7463 | 130.9349 | 215.696 | 106.5363 | 276.3608 | 74.0954 | 193.1515 | 174.6956 | 226.278 | 224.5195 | 114.0879 | 438.5081 | 282.3639 | 79.2937 | 171.7755 | 223.0403 | 88.2817 | 187.8572 | 337.0122 | 88.2817 | 36.4723 | 236.5087 | 631.6514 | 130.6955 | 149.7945 | 80.7296 | 145.9995 | 36.4723 | 139.8886 | 227.4279 | 80.6105 | 284.2809 | 30.3424 | 143.3343 | 30.3424 | 88.2817 | 130.9349 | 52.0138 | 337.0122 | 0 | 0 | 0 | 0 | 0 | 0 | 0 | 0 | 132.9885 | 0 | 0 | 0 | 0 | 206.1698 | 234.5152 | 22.3749 | 28.7879 | 201.8645 | 129.0852 | 10.4407 | 70.4194 | 78.7782 | 219.8442 | 124.4639 | 169.4325 | 84.275 | 22.3749 | 234.156 | 38.3197 | 214.5665 | 106.3209 | 130.3887 | 40.3254 | 75.5566 | 405.8462 | 20.3945 | 126.3862 | 129.5855 | 10.4407 | 10.4407 | 55.2037 | 95.768 | 54.117 | 107.6991 | 124.2163 | 74.7614 | 73.6954 | 549.7758 | 99.3371 | 70.4194 | 64.1368 | 64.1368 | 27.9273 | 42.6447 | 549.7758 | 315.0232 | 119.5689 | 0 | 0 | 0 | 64.1353 | 78.7782 | 61.9714 | 295.5676 | 75.5566 | 0 | 54.8712 | 42.6447 | 10.4407 | 54.8307 | 22.4591 | 0 | 0 | 0 | 70.8678 | 0 | 0 | 113.8268 | 0 | 27.2055 | 0 | 0 | 163.8513 | 66.2118 | 22.4591 | 24.3374 | 24.3374 | 58.9547 | 117.1716 | 158.8482 | 113.3916 | 237.4393 | 145.6006 | 90.881 | 210.3774 | 193.9495 | 126.4707 | 118.6447 | 314.4652 | 145.0381 | 155.7499 | 71.0367 | 67.6463 | 151.7074 | 170.5878 | 61.9223 | 67.6463 | 67.6463 | 123.2768 | 71.0367 | 71.0367 | 71.0367 | 137.8465 | 133.1594 | 139.0185 | 109.5585 | 109.5585 | 85.3676 | 144.1019 | 348.6353 | 119.4298 | 88.1778 | 467.0763 | 140.9071 | 88.1778 | 333.6815 | 720.2598 | 120.2761 | 441.1562 | 316.3068 | 140.9071 | 86.5261 | 51.5157 | 180.237 | 43.3242 | 43.3242 | 43.3242 | 136.9373 | 166.0119 | 63.1867 | 96.0726 | 177.6605 | 165.3565 | 90.9792 | 90.9792 | 100.8247 | 281.9759 | 43.3242 | 338.8876 | 176.1216 | 297.3723 | 111.0218 | 93.7399 | 274.7331 | 76.6338 | 136.4179 | 76.6338 | 191.2921 | 66.9938 | 86.591 | 52.0138 | 52.0138 | 66.9938 | 240.8045 | 209.8916 | 120.683 | 167.8966 | 90.5112 | 66.9938 | 572.7246 | 149.126 | 164.5365 | 373.4554 | 592.2678 | 71.8275 | 77.9877 | 135.6035 | 271.3107 | 77.9877 | 47.2624 | 107.0075 | 81.2898 | 75.6229 | 92.28 | 44.7791 | 44.7791 | 72.6003 | 44.3882 | 124.9609 | 188.5154 | 88.479 | 136.4179 | 82.0263 | 178.6652 | 143.5554 | 88.479 | 82.0263 | 68.773 | 204.802 | 140.4442 | 40.3248 | 24.6536 | 299.157 | 64.3848 | 220.2269 | 65.3505 | 295.1222 | 683.1221 | 35.5175 | 230.9601 | 204.802 | 293.1842 | 65.3505 | 27.2055 | 240.4464 | 221.8163 | 153.839 | 157.151 | 0 | 67.6463 | 122.0066 | 334.3248 | 0 | 71.8275 | 97.5684 | 151.7074 | 66.017 | 105.2555 | 149.7006 | 65.7846 | 0 | 0 | 0 | 0 | 0 | 0 | 0 | 0 | 66.2118 | 0 | 124.3533 | 153.496 | 188.9959 | 123.2213 | 0 | 137.4644 | 45.1393 | 36.0003 | 20.3945 | 616.6472 | 31.4872 | 98.8649 | 43.417 | 43.417 | 83.187 | 27.8917 | 45.1393 | 31.4872 | 29.7768 | 29.7768 | 50.156 | 0 | 0 | 0 | 0 | 27.8917 | 27.8917 | 27.8917 | 44.5752 | 29.7768 | 94.7256 | 0 | 0 | 19.3776 | 0 | 0 | 0 | 84.3712 | 34.8063 | 105.1525 | 43.3776 | 45.6988 | 19.3776 | 96.4741 | 136.4439 | 29.1252 | 123.3181 | 106.7087 | 448.0497 | 92.0881 | 89.0631 | 110.7678 | 17.5294 | 21.2709 | 21.2709 | 17.5294 | 40.2303 | 65.4798 | 147.1976 | 1375.944 | 115.494 | 65.4798 | 61.2984 | 130.6985 | 89.1322 | 77.1885 | 75.2096 | 61.2984 | 135.8215 | 56.4999 | 34.8063 | 34.8063 | 127.3481 | 87.5516 | 0 | 0 | 0 | 21.2709 | 21.2709 | 25.0843 | 0 | 0 | 0 | 0 | 0 | 0 | 17.5294 | 34.8063 | 124.8901 | 21.2709 | 27.3698 | 58.0256 | 0 | 0 | 0 | 0 | 0 | 0 | 0 | 0 | 0 | 0 | 0 | 0 | 0 | 0 | 0 | 0 | 0 | 0 | 0 | 0 | 0 | 0 | 0 | 0 | 0 | 0 | 0 | 0 | 0 | 0 | 0 | 0 | 0 | 0 | 0 | 0 | 0 | 0 | 0 | 0 | 0 | 0 | 0 | 0 | 0 | 0 | 0 | 0 | 0 | 0 | 0 | 0 | 0 | 0 | 0 | 0 | 0 | 0 | 0 | 0 | 0 | 0 | 0 | 0 | 0 | 0 | 0 | 0 | 0 | 0 | 0 | 0 | 0 | 0 | 0 | 0 | 0 | 0 | 0 | 0 | 0 | 0 | 0 | 0 | 0 | 0 | 0 | 0 | 0 | 0 | 0 | 0 | 0 | 0 | 0 | 0 | 0 | 0 | 0 | 0 | 0 | 0 | 0 | 0 | 0 | 0 | 0 | 0 | 0 | 2017-01-01 15:00
t0017 | 0 | 112.8662 | 305.0735 | 133.0823 | 35.1306 | 241.0686 | 35.1306 | 520.7851 | 55.1356 | 55.1356 | 1693.0941 | 61.4203 | 74.8087 | 303.3804 | 369.946 | 54.9249 | 68.985 | 320.468 | 201.4242 | 325.2845 | 0 | 0 | 376.6834 | 33.3813 | 33.3813 | 33.3813 | 76.6666 | 146.7984 | 250.8797 | 112.8145 | 303.432 | 79.9939 | 221.9633 | 202.006 | 251.3418 | 244.8648 | 128.7675 | 531.7965 | 327.8543 | 89.038 | 201.4321 | 247.5273 | 100.2505 | 213.0013 | 388.521 | 100.2505 | 41.0514 | 265.5551 | 715.8667 | 150.633 | 164.7402 | 88.2947 | 166.6218 | 41.0514 | 156.9907 | 263.5359 | 91.1835 | 311.0793 | 32.7496 | 166.3281 | 32.7496 | 100.2505 | 146.7984 | 57.8563 | 388.521 | 0 | 0 | 0 | 0 | 0 | 0 | 0 | 0 | 148.34 | 0 | 0 | 0 | 0 | 229.7947 | 258.6199 | 24.8619 | 30.1155 | 211.1836 | 140.8648 | 11.1248 | 75.2835 | 84.7523 | 239.7377 | 138.1859 | 188.5595 | 87.63 | 24.8619 | 244.4593 | 40.9754 | 231.744 | 113.716 | 143.0056 | 43.5176 | 81.7007 | 433.2205 | 20.9888 | 137.9766 | 137.894 | 11.1248 | 11.1248 | 57.8554 | 106.8711 | 58.386 | 115.8611 | 137.3766 | 75.5114 | 70.8559 | 556.1981 | 102.1417 | 75.2835 | 69.8893 | 69.8893 | 29.977 | 43.4253 | 556.1981 | 329.0538 | 132.058 | 0 | 0 | 0 | 70.2165 | 84.7523 | 67.8132 | 316.6075 | 81.7007 | 0 | 60.0398 | 43.4253 | 11.1248 | 57.0313 | 23.3258 | 0 | 0 | 0 | 77.5599 | 0 | 0 | 123.329 | 0 | 28.4379 | 0 | 0 | 180.131 | 76.017 | 23.3258 | 26.4316 | 26.4316 | 61.341 | 124.3164 | 166.8021 | 121.8805 | 259.2399 | 161.8235 | 98.5723 | 230.4129 | 206.1768 | 133.1621 | 128.7187 | 327.0106 | 159.2356 | 161.8587 | 78.7828 | 74.5968 | 163.54 | 179.3224 | 65.746 | 74.5968 | 74.5968 | 128.2311 | 78.7828 | 78.7828 | 78.7828 | 145.1417 | 146.7045 | 144.5644 | 116.6016 | 116.6016 | 90.5609 | 148.6662 | 381.9627 | 136.377 | 91.0482 | 483.503 | 153.744 | 91.0482 | 331.1936 | 763.2635 | 124.4095 | 461.8013 | 340.3584 | 153.744 | 91.8444 | 55.1499 | 187.0894 | 47.5606 | 47.5606 | 47.5606 | 143.891 | 169.4397 | 64.6005 | 111.476 | 194.2728 | 185.3381 | 102.8775 | 102.8775 | 108.8643 | 324.6136 | 47.5606 | 357.1391 | 195.7184 | 329.5485 | 123.8245 | 102.987 | 280.411 | 83.0622 | 157.2381 | 83.0622 | 206.8008 | 70.7653 | 95.9183 | 57.8563 | 57.8563 | 70.7653 | 279.8171 | 239.6317 | 129.8751 | 177.5804 | 102.6281 | 70.7653 | 672.9918 | 164.8419 | 173.49 | 396.7678 | 620.1471 | 79.4012 | 86.8996 | 141.0897 | 292.1179 | 86.8996 | 51.1721 | 115.1874 | 91.2458 | 82.5527 | 97.6009 | 49.1348 | 49.1348 | 80.3353 | 47.3267 | 133.9272 | 207.1715 | 95.6399 | 157.2381 | 88.7673 | 188.9176 | 159.1545 | 95.6399 | 88.7673 | 72.3695 | 213.5328 | 156.1512 | 46.1498 | 26.0708 | 326.9846 | 68.9217 | 232.5066 | 69.5531 | 323.6525 | 756.4321 | 38.6401 | 245.4734 | 213.5328 | 308.6368 | 69.5531 | 28.4379 | 301.2963 | 234.702 | 173.0704 | 182.9412 | 0 | 74.5968 | 133.8978 | 356.7767 | 0 | 79.4012 | 105.5481 | 163.54 | 70.7992 | 108.71 | 165.0309 | 69.2131 | 0 | 0 | 0 | 0 | 0 | 0 | 0 | 0 | 76.017 | 0 | 139.0213 | 183.4534 | 199.0552 | 132.0141 | 0 | 144.3095 | 44.9035 | 38.2307 | 20.9888 | 623.3548 | 34.3488 | 101.4487 | 44.501 | 44.501 | 81.8967 | 28.6775 | 44.9035 | 34.3488 | 31.1755 | 31.1755 | 52.7055 | 0 | 0 | 0 | 0 | 28.6775 | 28.6775 | 28.6775 | 46.9262 | 31.1755 | 100.2556 | 0 | 0 | 20.066 | 0 | 0 | 0 | 88.2957 | 39.3897 | 110.4067 | 50.2132 | 48.546 | 20.066 | 107.7469 | 138.991 | 31.0708 | 138.4207 | 114.8 | 487.5865 | 100.3993 | 97.2527 | 119.3284 | 19.0749 | 23.2621 | 23.2621 | 19.0749 | 41.4562 | 69.4911 | 157.1497 | 1441.3185 | 116.8154 | 69.4911 | 65.5495 | 132.8694 | 91.634 | 79.3323 | 76.6837 | 65.5495 | 139.2355 | 59.608 | 39.3897 | 39.3897 | 134.3408 | 90.1518 | 0 | 0 | 0 | 23.2621 | 23.2621 | 26.1149 | 0 | 0 | 0 | 0 | 0 | 0 | 19.0749 | 39.3897 | 130.3407 | 23.2621 | 29.6059 | 60.0137 | 0 | 0 | 0 | 0 | 0 | 0 | 0 | 0 | 0 | 0 | 0 | 0 | 0 | 0 | 0 | 0 | 0 | 0 | 0 | 0 | 0 | 0 | 0 | 0 | 0 | 0 | 0 | 0 | 0 | 0 | 0 | 0 | 0 | 0 | 0 | 0 | 0 | 0 | 0 | 0 | 0 | 0 | 0 | 0 | 0 | 0 | 0 | 0 | 0 | 0 | 0 | 0 | 0 | 0 | 0 | 0 | 0 | 0 | 0 | 0 | 0 | 0 | 0 | 0 | 0 | 0 | 0 | 0 | 0 | 0 | 0 | 0 | 0 | 0 | 0 | 0 | 0 | 0 | 0 | 0 | 0 | 0 | 0 | 0 | 0 | 0 | 0 | 0 | 0 | 0 | 0 | 0 | 0 | 0 | 0 | 0 | 0 | 0 | 0 | 0 | 0 | 0 | 0 | 0 | 0 | 0 | 0 | 0 | 0 | 2017-01-01 16:00
t0018 | 0 | 112.0548 | 311.5383 | 131.8405 | 36.1427 | 247.1132 | 36.1427 | 491.6486 | 56.5821 | 56.5821 | 1726.999 | 64.0233 | 74.4128 | 298.4197 | 364.9368 | 54.0203 | 69.5557 | 321.4746 | 203.1367 | 316.7484 | 0 | 0 | 383.8213 | 33.4335 | 33.4335 | 33.4335 | 75.8449 | 145.9762 | 244.7113 | 116.8963 | 306.0971 | 81.1875 | 217.7763 | 197.5315 | 250.8872 | 246.9905 | 127.3887 | 508.3716 | 321.1452 | 88.4029 | 195.6557 | 247.7955 | 99.0543 | 210.6085 | 383.6038 | 99.0543 | 40.6133 | 263.7436 | 707.9363 | 147.5636 | 165.8199 | 88.8271 | 164.0733 | 40.6133 | 155.8336 | 257.4126 | 90.1156 | 313.9815 | 33.1672 | 162.3746 | 33.1672 | 99.0543 | 145.9762 | 57.7643 | 383.6038 | 0 | 0 | 0 | 0 | 0 | 0 | 0 | 0 | 147.772 | 0 | 0 | 0 | 0 | 229.2709 | 259.1179 | 24.7616 | 30.9013 | 217.9441 | 141.627 | 11.3267 | 76.5186 | 85.7168 | 242.1087 | 138.0946 | 188.0788 | 90.5067 | 24.7616 | 253.3329 | 41.6088 | 235.0236 | 115.528 | 143.4125 | 43.9845 | 82.5543 | 442.5591 | 21.7376 | 138.7899 | 140.567 | 11.3267 | 11.3267 | 59.5327 | 106.4117 | 59.0679 | 117.4005 | 137.4828 | 79.7493 | 77.3148 | 587.3915 | 105.9411 | 76.5186 | 70.31 | 70.31 | 30.3992 | 45.3912 | 587.3915 | 340.5956 | 131.8815 | 0 | 0 | 0 | 70.4371 | 85.7168 | 68.099 | 322.0752 | 82.5543 | 0 | 60.2771 | 45.3912 | 11.3267 | 59.0701 | 24.1245 | 0 | 0 | 0 | 78.0108 | 0 | 0 | 124.7477 | 0 | 29.2253 | 0 | 0 | 180.7369 | 74.559 | 24.1245 | 26.6659 | 26.6659 | 63.1413 | 127.07 | 171.7118 | 123.6178 | 262.1309 | 161.5405 | 99.6852 | 231.6826 | 211.9434 | 136.7967 | 130.0529 | 342.378 | 160.063 | 167.3909 | 78.9448 | 74.8545 | 166.3175 | 184.1386 | 67.2097 | 74.8545 | 74.8545 | 132.9478 | 78.9448 | 78.9448 | 78.9448 | 149.1067 | 147.3751 | 149.5901 | 119.0233 | 119.0233 | 92.6668 | 155.1858 | 384.6036 | 134.4979 | 94.6358 | 509.8818 | 155.3842 | 94.6358 | 355.637 | 789.992 | 128.9269 | 478.3624 | 346.2119 | 155.3842 | 94.176 | 56.1332 | 193.3565 | 47.7396 | 47.7396 | 47.7396 | 147.7721 | 177.6576 | 67.3392 | 108.6944 | 195.572 | 184.183 | 101.8405 | 101.8405 | 110.5011 | 317.8632 | 47.7396 | 367.4694 | 195.4163 | 329.5112 | 123.3559 | 103.2784 | 295.4688 | 84.0239 | 154.2537 | 84.0239 | 210.0971 | 72.7178 | 96.1755 | 57.7643 | 57.7643 | 72.7178 | 273.5893 | 236.1227 | 132.2345 | 182.5089 | 101.5378 | 72.7178 | 654.4165 | 165.0103 | 179.2589 | 408.1179 | 647.8798 | 79.4878 | 86.6351 | 145.9492 | 297.1081 | 86.6351 | 51.6787 | 117.0564 | 90.6405 | 83.163 | 99.986 | 49.4333 | 49.4333 | 80.508 | 48.3112 | 137.3156 | 208.5819 | 96.8364 | 154.2537 | 90.0023 | 194.5162 | 159.0355 | 96.8364 | 90.0023 | 74.2199 | 221.9752 | 156.04 | 45.2972 | 26.6287 | 329.0433 | 70.102 | 238.7806 | 70.9815 | 324.7473 | 760.4529 | 38.9055 | 250.0651 | 221.9752 | 318.5014 | 70.9815 | 29.2253 | 283.5644 | 240.6634 | 172.0963 | 178.456 | 0 | 74.8545 | 134.2983 | 369.9088 | 0 | 79.4878 | 106.979 | 166.3175 | 72.4003 | 112.4313 | 165.2808 | 71.1079 | 0 | 0 | 0 | 0 | 0 | 0 | 0 | 0 | 74.559 | 0 | 138.3454 | 176.4153 | 205.5407 | 134.998 | 0 | 148.4777 | 47.5334 | 39.0367 | 21.7376 | 658.0275 | 34.5929 | 106.1919 | 46.3079 | 46.3079 | 87.2246 | 29.8337 | 47.5334 | 34.5929 | 32.0171 | 32.0171 | 54.0807 | 0 | 0 | 0 | 0 | 29.8337 | 29.8337 | 29.8337 | 48.1519 | 32.0171 | 102.5875 | 0 | 0 | 20.9156 | 0 | 0 | 0 | 90.935 | 38.9754 | 113.747 | 49.2511 | 49.5964 | 20.9156 | 107.2295 | 146.2136 | 31.6121 | 137.6625 | 116.772 | 494.472 | 101.221 | 97.9807 | 121.1391 | 19.26 | 23.4084 | 23.4084 | 19.26 | 43.09 | 71.1543 | 160.1344 | 1500.7889 | 122.9118 | 71.1543 | 66.8799 | 140.4573 | 95.3973 | 82.3507 | 80.1857 | 66.8799 | 145.3744 | 61.4146 | 38.9754 | 38.9754 | 137.7405 | 94.1172 | 0 | 0 | 0 | 23.4084 | 23.4084 | 26.975 | 0 | 0 | 0 | 0 | 0 | 0 | 19.26 | 38.9754 | 134.8392 | 23.4084 | 29.9729 | 62.1137 | 0 | 0 | 0 | 0 | 0 | 0 | 0 | 0 | 0 | 0 | 0 | 0 | 0 | 0 | 0 | 0 | 0 | 0 | 0 | 0 | 0 | 0 | 0 | 0 | 0 | 0 | 0 | 0 | 0 | 0 | 0 | 0 | 0 | 0 | 0 | 0 | 0 | 0 | 0 | 0 | 0 | 0 | 0 | 0 | 0 | 0 | 0 | 0 | 0 | 0 | 0 | 0 | 0 | 0 | 0 | 0 | 0 | 0 | 0 | 0 | 0 | 0 | 0 | 0 | 0 | 0 | 0 | 0 | 0 | 0 | 0 | 0 | 0 | 0 | 0 | 0 | 0 | 0 | 0 | 0 | 0 | 0 | 0 | 0 | 0 | 0 | 0 | 0 | 0 | 0 | 0 | 0 | 0 | 0 | 0 | 0 | 0 | 0 | 0 | 0 | 0 | 0 | 0 | 0 | 0 | 0 | 0 | 0 | 0 | 2017-01-01 17:00
t0019 | 0 | 103.0986 | 312.4534 | 121.2646 | 37.2433 | 250.9638 | 37.2433 | 379.9065 | 56.8738 | 56.8738 | 1680.4454 | 67.9343 | 69.6183 | 266.0735 | 331.1555 | 48.7593 | 67.5918 | 307.0315 | 197.3392 | 275.2182 | 0 | 0 | 381.6676 | 31.9143 | 31.9143 | 31.9143 | 69.3774 | 135.628 | 213.5752 | 119.0949 | 294.4778 | 80.129 | 194.0655 | 174.1327 | 236.5944 | 239.8922 | 116.9873 | 411.3676 | 281.5294 | 81.9066 | 168.3129 | 234.1932 | 90.1041 | 192.064 | 341.0499 | 90.1041 | 37.4511 | 244.4127 | 646.0797 | 130.8314 | 159.0441 | 85.862 | 147.9505 | 37.4511 | 144.4905 | 226.0877 | 82.4567 | 303.5648 | 32.7282 | 142.2712 | 32.7282 | 90.1041 | 135.628 | 54.366 | 341.0499 | 0 | 0 | 0 | 0 | 0 | 0 | 0 | 0 | 138.4123 | 0 | 0 | 0 | 0 | 215.0966 | 247.2117 | 23.3225 | 31.9444 | 225.5489 | 137.3162 | 11.3957 | 76.5955 | 84.9411 | 235.2691 | 130.3635 | 176.829 | 94.4592 | 23.3225 | 263.1289 | 41.6288 | 231.7777 | 115.5583 | 137.9446 | 43.3895 | 81.2018 | 444.4851 | 23.0174 | 134.5041 | 141.7229 | 11.3957 | 11.3957 | 61.4232 | 99.5907 | 58.3043 | 116.4015 | 130.5776 | 86.8434 | 89.9709 | 638.273 | 112.3404 | 76.5955 | 68.3216 | 68.3216 | 30.2411 | 48.8243 | 638.273 | 353.4368 | 125.4218 | 0 | 0 | 0 | 67.9305 | 84.9411 | 65.7436 | 321.5774 | 81.2018 | 0 | 58.1932 | 48.8243 | 11.3957 | 61.657 | 25.2246 | 0 | 0 | 0 | 75.331 | 0 | 0 | 122.3914 | 0 | 30.2536 | 0 | 0 | 173.2827 | 66.5274 | 25.2246 | 26.056 | 26.056 | 65.7984 | 128.7222 | 176.7104 | 122.7437 | 254.3752 | 152.2099 | 97.6499 | 223.4687 | 214.4013 | 140.1976 | 127.3196 | 358.2188 | 153.8398 | 174.8787 | 74.7065 | 71.4516 | 164.5805 | 189.12 | 68.0166 | 71.4516 | 71.4516 | 138.7868 | 74.7065 | 74.7065 | 74.7065 | 152.8116 | 140.9114 | 156.1617 | 120.0134 | 120.0134 | 93.9123 | 164.0075 | 370.9447 | 121.2483 | 99.8252 | 537.4267 | 150.9066 | 99.8252 | 396.9755 | 803.8471 | 135.6024 | 495.0202 | 343.4888 | 150.9066 | 95.4087 | 56.101 | 202.298 | 45.8704 | 45.8704 | 45.8704 | 151.8572 | 190.6049 | 72.0164 | 95.1998 | 189.1294 | 171.1607 | 93.2872 | 93.2872 | 109.0451 | 282.2706 | 45.8704 | 376.2681 | 184.1779 | 311.9522 | 115.5622 | 99.0953 | 317.2436 | 82.3949 | 136.8285 | 82.3949 | 207.0168 | 74.2021 | 91.1878 | 54.366 | 54.366 | 74.2021 | 239.37 | 212.8493 | 131.2042 | 185.9068 | 92.6149 | 74.2021 | 561.4387 | 156.8494 | 183.5834 | 413.2414 | 671.3536 | 75.5527 | 81.2923 | 152.2398 | 294.5124 | 81.2923 | 50.7311 | 116.0466 | 84.0398 | 80.6364 | 101.7769 | 47.5619 | 47.5619 | 76.4374 | 48.5919 | 137.2667 | 200.2855 | 95.3491 | 136.8285 | 88.5081 | 198.2934 | 150.4398 | 95.3491 | 88.5081 | 76.0988 | 231.1101 | 146.9956 | 40.6234 | 27.0939 | 318.3707 | 70.057 | 243.7936 | 71.5661 | 312.4521 | 721.982 | 37.9022 | 252.5041 | 231.1101 | 326.8215 | 71.5661 | 30.2536 | 215.3453 | 244.8871 | 159.0901 | 155.5503 | 0 | 71.4516 | 129.065 | 372.9632 | 0 | 75.5527 | 105.2476 | 164.5805 | 72.2637 | 118.4488 | 157.7448 | 72.9523 | 0 | 0 | 0 | 0 | 0 | 0 | 0 | 0 | 66.5274 | 0 | 129.1111 | 146.592 | 210.7952 | 134.9319 | 0 | 152.8381 | 52.8168 | 39.4843 | 23.0174 | 715.7287 | 33.5724 | 113.0917 | 49.3429 | 49.3429 | 98.2994 | 31.6547 | 52.8168 | 33.5724 | 33.0665 | 33.0665 | 55.5619 | 0 | 0 | 0 | 0 | 31.6547 | 31.6547 | 31.6547 | 49.3476 | 33.0665 | 104.3002 | 0 | 0 | 21.9887 | 0 | 0 | 0 | 94.0261 | 35.654 | 117.0937 | 43.3999 | 50.1485 | 21.9887 | 100.2195 | 157.3547 | 31.7459 | 127.6894 | 115.8851 | 482.4704 | 98.3453 | 94.9671 | 119.9303 | 18.7718 | 22.6316 | 22.6316 | 18.7718 | 45.5763 | 72.0814 | 160.7011 | 1553.2482 | 133.5289 | 72.0814 | 66.9851 | 151.6765 | 101.2466 | 87.39 | 86.1099 | 66.9851 | 154.9547 | 62.8091 | 35.654 | 35.654 | 140.738 | 99.7248 | 0 | 0 | 0 | 22.6316 | 22.6316 | 28.1068 | 0 | 0 | 0 | 0 | 0 | 0 | 18.7718 | 35.654 | 140.0706 | 22.6316 | 29.4821 | 65.3234 | 0 | 0 | 0 | 0 | 0 | 0 | 0 | 0 | 0 | 0 | 0 | 0 | 0 | 0 | 0 | 0 | 0 | 0 | 0 | 0 | 0 | 0 | 0 | 0 | 0 | 0 | 0 | 0 | 0 | 0 | 0 | 0 | 0 | 0 | 0 | 0 | 0 | 0 | 0 | 0 | 0 | 0 | 0 | 0 | 0 | 0 | 0 | 0 | 0 | 0 | 0 | 0 | 0 | 0 | 0 | 0 | 0 | 0 | 0 | 0 | 0 | 0 | 0 | 0 | 0 | 0 | 0 | 0 | 0 | 0 | 0 | 0 | 0 | 0 | 0 | 0 | 0 | 0 | 0 | 0 | 0 | 0 | 0 | 0 | 0 | 0 | 0 | 0 | 0 | 0 | 0 | 0 | 0 | 0 | 0 | 0 | 0 | 0 | 0 | 0 | 0 | 0 | 0 | 0 | 0 | 0 | 0 | 0 | 0 | 2017-01-01 18:00
t0020 | 0 | 94.196 | 304.6177 | 111.274 | 37.1231 | 247.0535 | 37.1231 | 295.4247 | 55.106 | 55.106 | 1574.3911 | 68.7321 | 64.9194 | 236.6692 | 300.6398 | 44.2109 | 64.6819 | 289.7293 | 188.6764 | 240.8504 | 0 | 0 | 369.3412 | 30.1905 | 30.1905 | 30.1905 | 63.3377 | 125.2864 | 187.4492 | 115.4594 | 277.5701 | 77.3356 | 173.5241 | 154.3307 | 221.5194 | 229.2156 | 107.4322 | 335.3427 | 246.2671 | 75.604 | 145.8524 | 218.6322 | 81.7989 | 174.7479 | 299.293 | 81.7989 | 34.5995 | 225.5197 | 588.2786 | 116.4899 | 149.9434 | 81.9243 | 133.5822 | 34.5995 | 133.5892 | 199.7576 | 75.4834 | 287.8346 | 31.7085 | 125.3901 | 31.7085 | 81.7989 | 125.2864 | 50.7338 | 299.293 | 0 | 0 | 0 | 0 | 0 | 0 | 0 | 0 | 128.8836 | 0 | 0 | 0 | 0 | 200.0943 | 233.5079 | 21.901 | 32.12 | 224.844 | 131.7334 | 11.2182 | 75.1363 | 82.9793 | 224.4221 | 121.945 | 165.1015 | 95.0564 | 21.901 | 261.6507 | 40.878 | 223.784 | 113.3431 | 131.5549 | 42.1822 | 78.6756 | 433.8689 | 23.4772 | 128.8314 | 139.5932 | 11.2182 | 11.2182 | 61.3056 | 92.7185 | 56.6264 | 113.3902 | 122.8458 | 88.8393 | 94.9529 | 651.2544 | 114.5107 | 75.1363 | 65.666 | 65.666 | 29.5464 | 50.0131 | 651.2544 | 351.7485 | 118.7324 | 0 | 0 | 0 | 64.9831 | 82.9793 | 62.8468 | 313.8819 | 78.6756 | 0 | 55.6596 | 50.0131 | 11.2182 | 61.7568 | 25.3845 | 0 | 0 | 0 | 71.8066 | 0 | 0 | 117.9343 | 0 | 30.3913 | 0 | 0 | 164.3347 | 59.6505 | 25.3845 | 25.0952 | 25.0952 | 66.47 | 126.9495 | 175.655 | 119.5847 | 241.5801 | 142.3216 | 93.9312 | 212.8035 | 208.8835 | 139.1253 | 122.5869 | 353.2922 | 145.8605 | 175.8182 | 69.7291 | 67.3284 | 158.7943 | 188.3357 | 66.9795 | 67.3284 | 67.3284 | 138.7951 | 69.7291 | 69.7291 | 69.7291 | 151.6342 | 132.7932 | 156.6958 | 117.9307 | 117.9307 | 92.49 | 164.7074 | 352.2201 | 109.0378 | 100.7287 | 528.6757 | 143.6122 | 100.7287 | 408.0247 | 779.5821 | 137.0148 | 490.2311 | 332.4555 | 143.6122 | 93.5654 | 54.7732 | 203.9866 | 43.5997 | 43.5997 | 43.5997 | 151.31 | 193.6583 | 73.5768 | 84.1025 | 180.3342 | 158.3745 | 85.2221 | 85.2221 | 105.2005 | 252.2125 | 43.5997 | 371.9033 | 172.2037 | 292.6692 | 107.6227 | 94.1821 | 320.0507 | 79.3275 | 121.5048 | 79.3275 | 198.965 | 73.1794 | 85.238 | 50.7338 | 50.7338 | 73.1794 | 209.6778 | 191.7864 | 126.773 | 182.8677 | 84.1718 | 73.1794 | 482.9766 | 147.6565 | 180.1411 | 402.6605 | 656.194 | 71.1091 | 75.764 | 152.6871 | 284.7732 | 75.764 | 49.0721 | 112.4061 | 77.5694 | 77.0622 | 100.6059 | 45.0828 | 45.0828 | 71.67 | 47.5883 | 132.2323 | 189.0316 | 92.1509 | 121.5048 | 85.164 | 194.6119 | 141.1655 | 92.1509 | 85.164 | 75.7859 | 229.2835 | 137.1026 | 36.6481 | 26.9105 | 304.0231 | 68.4815 | 240.8681 | 70.346 | 297.7718 | 672.4876 | 36.4966 | 249.5096 | 229.2835 | 322.2371 | 70.346 | 30.3913 | 163.505 | 241.5478 | 145.8725 | 136.2176 | 0 | 67.3284 | 122.9003 | 356.0538 | 0 | 71.1091 | 101.3984 | 158.7943 | 69.8116 | 120.3367 | 149.2044 | 72.483 | 0 | 0 | 0 | 0 | 0 | 0 | 0 | 0 | 59.6505 | 0 | 119.8529 | 123.1079 | 207.4673 | 130.6043 | 0 | 152.1178 | 55.1661 | 38.937 | 23.4772 | 731.6748 | 32.1429 | 114.1542 | 50.325 | 50.325 | 103.4483 | 32.13 | 55.1661 | 32.1429 | 33.1573 | 33.1573 | 55.4279 | 0 | 0 | 0 | 0 | 32.13 | 32.13 | 32.13 | 49.068 | 33.1573 | 103.1527 | 0 | 0 | 21.9886 | 0 | 0 | 0 | 93.9634 | 32.5382 | 116.2769 | 38.1557 | 49.3828 | 21.9886 | 93.2206 | 159.6377 | 31.2161 | 117.63 | 112.2084 | 459.0464 | 94.1042 | 90.6921 | 116.1822 | 17.9871 | 21.5885 | 21.5885 | 17.9871 | 46.1454 | 70.8663 | 157.4248 | 1524.531 | 137.0067 | 70.8663 | 65.2924 | 153.3261 | 102.6775 | 89.0397 | 87.9757 | 65.2924 | 157.2398 | 61.8335 | 32.5382 | 32.5382 | 139.5934 | 100.4582 | 0 | 0 | 0 | 21.5885 | 21.5885 | 28.2204 | 0 | 0 | 0 | 0 | 0 | 0 | 17.9871 | 32.5382 | 139.7233 | 21.5885 | 28.4594 | 66.1376 | 0 | 0 | 0 | 0 | 0 | 0 | 0 | 0 | 0 | 0 | 0 | 0 | 0 | 0 | 0 | 0 | 0 | 0 | 0 | 0 | 0 | 0 | 0 | 0 | 0 | 0 | 0 | 0 | 0 | 0 | 0 | 0 | 0 | 0 | 0 | 0 | 0 | 0 | 0 | 0 | 0 | 0 | 0 | 0 | 0 | 0 | 0 | 0 | 0 | 0 | 0 | 0 | 0 | 0 | 0 | 0 | 0 | 0 | 0 | 0 | 0 | 0 | 0 | 0 | 0 | 0 | 0 | 0 | 0 | 0 | 0 | 0 | 0 | 0 | 0 | 0 | 0 | 0 | 0 | 0 | 0 | 0 | 0 | 0 | 0 | 0 | 0 | 0 | 0 | 0 | 0 | 0 | 0 | 0 | 0 | 0 | 0 | 0 | 0 | 0 | 0 | 0 | 0 | 0 | 0 | 0 | 0 | 0 | 0 | 2017-01-01 19:00
t0021 | 0 | 90.6762 | 294.2493 | 107.0713 | 35.881 | 238.7272 | 35.881 | 281.3657 | 53.2723 | 53.2723 | 1521.6013 | 66.5211 | 62.5 | 227.5029 | 289.0971 | 42.4911 | 62.384 | 279.2714 | 181.9822 | 231.0929 | 0 | 0 | 356.705 | 29.0926 | 29.0926 | 29.0926 | 60.9337 | 120.6234 | 179.9134 | 111.7608 | 267.7883 | 74.6508 | 166.7166 | 148.1902 | 213.3761 | 221.0909 | 103.3489 | 320.487 | 236.5687 | 72.7718 | 139.8785 | 210.7011 | 78.6812 | 168.1052 | 287.9385 | 78.6812 | 33.2828 | 217.0838 | 565.9281 | 111.8905 | 144.6095 | 78.9906 | 128.4182 | 33.2828 | 128.5773 | 191.772 | 72.6036 | 277.69 | 30.5964 | 120.3663 | 30.5964 | 78.6812 | 120.6234 | 48.8724 | 287.9385 | 0 | 0 | 0 | 0 | 0 | 0 | 0 | 0 | 124.1125 | 0 | 0 | 0 | 0 | 192.7386 | 225.0337 | 21.0875 | 31.0298 | 217.4073 | 126.9948 | 10.8301 | 72.5242 | 80.0436 | 216.5115 | 117.4854 | 159.0183 | 91.905 | 21.0875 | 253.1421 | 39.4512 | 215.9901 | 109.3959 | 126.7832 | 40.689 | 75.8912 | 419.113 | 22.7006 | 124.2088 | 134.7857 | 10.8301 | 10.8301 | 59.2543 | 89.2795 | 54.63 | 109.4126 | 118.3721 | 86.0907 | 92.2482 | 631.1407 | 110.744 | 72.5242 | 63.3081 | 63.3081 | 28.5119 | 48.4073 | 631.1407 | 340.2534 | 114.3614 | 0 | 0 | 0 | 62.6264 | 80.0436 | 60.578 | 303.03 | 75.8912 | 0 | 53.6478 | 48.4073 | 10.8301 | 59.7358 | 24.5471 | 0 | 0 | 0 | 69.2339 | 0 | 0 | 113.7872 | 0 | 29.3661 | 0 | 0 | 158.3982 | 57.3058 | 24.5471 | 24.2036 | 24.2036 | 64.2344 | 122.6199 | 169.7998 | 115.4054 | 233.1238 | 137.0933 | 90.6276 | 205.1723 | 201.9583 | 134.4555 | 118.2579 | 342.301 | 140.6315 | 170.0201 | 67.2103 | 64.9026 | 153.3269 | 181.9923 | 64.6979 | 64.9026 | 64.9026 | 134.2741 | 67.2103 | 67.2103 | 67.2103 | 146.5451 | 128.0308 | 151.5448 | 113.8949 | 113.8949 | 89.3509 | 159.4613 | 339.6755 | 104.8556 | 97.4602 | 512.708 | 138.5709 | 97.4602 | 396.0633 | 754.4922 | 132.5171 | 474.3029 | 321.0022 | 138.5709 | 90.4218 | 52.8834 | 197.2321 | 42.026 | 42.026 | 42.026 | 146.2145 | 187.541 | 71.1956 | 80.7126 | 173.8953 | 152.461 | 81.9961 | 81.9961 | 101.5506 | 242.229 | 42.026 | 359.5213 | 165.8832 | 281.9806 | 103.6392 | 90.7697 | 310.1686 | 76.5398 | 116.7413 | 76.5398 | 192.0983 | 70.7338 | 82.1655 | 48.8724 | 48.8724 | 70.7338 | 201.3459 | 184.3978 | 122.4256 | 176.7686 | 80.9818 | 70.7338 | 463.3163 | 142.2837 | 174.2634 | 389.3425 | 635.7351 | 68.5226 | 72.968 | 147.6635 | 274.9625 | 72.968 | 47.3328 | 108.5175 | 74.67 | 74.3162 | 97.2 | 43.4726 | 43.4726 | 69.0781 | 45.9625 | 127.8296 | 182.3115 | 88.9193 | 116.7413 | 82.1994 | 188.1746 | 135.9958 | 88.9193 | 82.1994 | 73.2213 | 221.9249 | 132.0922 | 35.2106 | 25.9871 | 293.1445 | 66.1109 | 232.7926 | 67.9361 | 286.9973 | 648.5494 | 35.1896 | 240.8821 | 221.9249 | 311.643 | 67.9361 | 29.3661 | 155.5601 | 233.4087 | 140.4542 | 130.7449 | 0 | 64.9026 | 118.4474 | 344.7865 | 0 | 68.5226 | 97.8619 | 153.3269 | 67.4591 | 116.3454 | 143.7779 | 70.0493 | 0 | 0 | 0 | 0 | 0 | 0 | 0 | 0 | 57.3058 | 0 | 115.4002 | 117.8192 | 200.6692 | 126.1988 | 0 | 147.0335 | 53.4467 | 37.6038 | 22.7006 | 709.011 | 30.9954 | 110.5426 | 48.6881 | 48.6881 | 100.2701 | 31.087 | 53.4467 | 30.9954 | 32.0371 | 32.0371 | 53.5542 | 0 | 0 | 0 | 0 | 31.087 | 31.087 | 31.087 | 47.4122 | 32.0371 | 99.6444 | 0 | 0 | 21.2864 | 0 | 0 | 0 | 90.8274 | 31.3044 | 112.4146 | 36.6613 | 47.6966 | 21.2864 | 89.7562 | 154.6592 | 30.1339 | 113.2577 | 108.3417 | 443.159 | 90.76 | 87.4626 | 112.1462 | 17.3515 | 20.8163 | 20.8163 | 17.3515 | 44.645 | 68.4693 | 152.0089 | 1476.2453 | 132.703 | 68.4693 | 63.0626 | 148.6399 | 99.3547 | 86.12 | 85.1597 | 63.0626 | 152.2018 | 59.7899 | 31.3044 | 31.3044 | 134.8747 | 97.2536 | 0 | 0 | 0 | 20.8163 | 20.8163 | 27.2864 | 0 | 0 | 0 | 0 | 0 | 0 | 17.3515 | 31.3044 | 135.1418 | 20.8163 | 27.4614 | 63.954 | 0 | 0 | 0 | 0 | 0 | 0 | 0 | 0 | 0 | 0 | 0 | 0 | 0 | 0 | 0 | 0 | 0 | 0 | 0 | 0 | 0 | 0 | 0 | 0 | 0 | 0 | 0 | 0 | 0 | 0 | 0 | 0 | 0 | 0 | 0 | 0 | 0 | 0 | 0 | 0 | 0 | 0 | 0 | 0 | 0 | 0 | 0 | 0 | 0 | 0 | 0 | 0 | 0 | 0 | 0 | 0 | 0 | 0 | 0 | 0 | 0 | 0 | 0 | 0 | 0 | 0 | 0 | 0 | 0 | 0 | 0 | 0 | 0 | 0 | 0 | 0 | 0 | 0 | 0 | 0 | 0 | 0 | 0 | 0 | 0 | 0 | 0 | 0 | 0 | 0 | 0 | 0 | 0 | 0 | 0 | 0 | 0 | 0 | 0 | 0 | 0 | 0 | 0 | 0 | 0 | 0 | 0 | 0 | 0 | 2017-01-01 20:00
t0022 | 0 | 95.0972 | 287.9411 | 112.0511 | 34.3654 | 231.3461 | 34.3654 | 351.955 | 52.2453 | 52.2453 | 1537.9295 | 62.5578 | 64.381 | 245.4601 | 306.0837 | 45.1249 | 62.4103 | 283.4241 | 182.1642 | 254.575 | 0 | 0 | 351.5532 | 29.4943 | 29.4943 | 29.4943 | 64.0948 | 125.2404 | 197.4674 | 108.9933 | 271.1024 | 73.8931 | 179.4142 | 161.0366 | 218.5939 | 221.4023 | 108.1854 | 380.5208 | 259.5861 | 75.6789 | 155.6617 | 215.9781 | 83.2153 | 177.384 | 313.35 | 83.2153 | 34.6678 | 225.7809 | 596.7279 | 120.9675 | 146.5684 | 79.3153 | 136.7465 | 34.6678 | 133.5564 | 209.1026 | 76.2501 | 279.6994 | 30.23 | 131.5691 | 30.23 | 83.2153 | 125.2404 | 50.1958 | 313.35 | 0 | 0 | 0 | 0 | 0 | 0 | 0 | 0 | 127.88 | 0 | 0 | 0 | 0 | 198.5521 | 228.3679 | 21.5814 | 29.5569 | 207.8719 | 127.0053 | 10.5339 | 70.806 | 78.6234 | 216.9562 | 120.3623 | 163.3525 | 87.1919 | 21.5814 | 241.9991 | 38.5046 | 213.8239 | 106.8418 | 127.5951 | 40.1372 | 75.0772 | 409.6494 | 21.2816 | 124.3424 | 130.954 | 10.5339 | 10.5339 | 56.6876 | 92.03 | 53.9026 | 107.601 | 120.6018 | 79.7751 | 82.3242 | 586.0128 | 103.7982 | 70.806 | 63.1959 | 63.1959 | 27.9609 | 45.0284 | 586.0128 | 325.2571 | 116.0784 | 0 | 0 | 0 | 62.8602 | 78.6234 | 60.8 | 296.8868 | 75.0772 | 0 | 53.8289 | 45.0284 | 10.5339 | 56.799 | 23.2719 | 0 | 0 | 0 | 69.5817 | 0 | 0 | 112.9953 | 0 | 27.9703 | 0 | 0 | 160.085 | 61.5423 | 23.2719 | 24.0807 | 24.0807 | 60.8616 | 118.8388 | 162.9288 | 113.421 | 234.2601 | 140.593 | 90.1327 | 206.4044 | 197.0251 | 129.3273 | 117.5851 | 327.6365 | 142.0011 | 161.3132 | 68.8631 | 65.9317 | 151.6336 | 174.6054 | 62.7734 | 65.9317 | 65.9317 | 127.7634 | 68.8631 | 68.8631 | 68.8631 | 140.9604 | 129.9629 | 143.9613 | 110.7827 | 110.7827 | 86.6407 | 150.7219 | 342.2297 | 111.9075 | 91.9733 | 489.982 | 139.0545 | 91.9733 | 362.9703 | 736.0406 | 125.1106 | 454.9755 | 316.6252 | 139.0545 | 87.8756 | 51.7843 | 186.7623 | 42.3863 | 42.3863 | 42.3863 | 140.2111 | 175.2951 | 66.4485 | 88.1272 | 174.6374 | 158.1442 | 86.1666 | 86.1666 | 100.5463 | 261.1929 | 42.3863 | 346.6073 | 170.1034 | 288.0962 | 106.7692 | 91.6051 | 290.8179 | 76.0551 | 126.3662 | 76.0551 | 190.6769 | 68.3588 | 84.0532 | 50.1958 | 50.1958 | 68.3588 | 220.9719 | 196.6 | 120.8562 | 171.1698 | 85.4946 | 68.3588 | 518.3502 | 144.8665 | 168.5939 | 379.6655 | 613.4422 | 69.7758 | 75.0906 | 140.3491 | 271.4424 | 75.0906 | 46.9015 | 107.0292 | 77.6308 | 74.4655 | 93.9191 | 43.8827 | 43.8827 | 70.512 | 44.8252 | 126.0041 | 184.5902 | 88.0399 | 126.3662 | 81.6088 | 182.362 | 138.9799 | 88.0399 | 81.6088 | 70.2938 | 212.2011 | 135.6526 | 37.603 | 25.055 | 294.106 | 64.6998 | 224.7263 | 66.0718 | 288.9049 | 664.2886 | 35.0575 | 233.5237 | 212.2011 | 300.5652 | 66.0718 | 27.9703 | 199.3053 | 225.8013 | 146.7218 | 143.7633 | 0 | 65.9317 | 119.3416 | 340.2356 | 0 | 69.7758 | 97.0804 | 151.6336 | 66.4418 | 109.4868 | 145.783 | 67.3098 | 0 | 0 | 0 | 0 | 0 | 0 | 0 | 0 | 61.5423 | 0 | 119.2811 | 135.6988 | 193.747 | 124.1067 | 0 | 140.9828 | 48.6928 | 36.4675 | 21.2816 | 657.4886 | 31.0173 | 103.9317 | 45.5407 | 45.5407 | 90.585 | 29.19 | 48.6928 | 31.0173 | 30.5682 | 30.5682 | 51.3302 | 0 | 0 | 0 | 0 | 29.19 | 29.19 | 29.19 | 45.5597 | 30.5682 | 96.3015 | 0 | 0 | 20.2011 | 0 | 0 | 0 | 86.7683 | 32.934 | 107.9066 | 40.0214 | 46.294 | 20.2011 | 92.6187 | 144.4995 | 29.3475 | 117.8477 | 106.8309 | 443.9036 | 90.8085 | 87.6844 | 110.6619 | 17.3262 | 20.9027 | 20.9027 | 17.3262 | 42.0201 | 66.4602 | 148.3599 | 1422.236 | 122.8989 | 66.4602 | 61.75 | 138.9399 | 93.3219 | 80.7132 | 79.3615 | 61.75 | 142.691 | 57.7825 | 32.934 | 32.934 | 129.9134 | 91.6991 | 0 | 0 | 0 | 20.9027 | 20.9027 | 25.9317 | 0 | 0 | 0 | 0 | 0 | 0 | 17.3262 | 32.934 | 128.9885 | 20.9027 | 27.2174 | 60.3227 | 0 | 0 | 0 | 0 | 0 | 0 | 0 | 0 | 0 | 0 | 0 | 0 | 0 | 0 | 0 | 0 | 0 | 0 | 0 | 0 | 0 | 0 | 0 | 0 | 0 | 0 | 0 | 0 | 0 | 0 | 0 | 0 | 0 | 0 | 0 | 0 | 0 | 0 | 0 | 0 | 0 | 0 | 0 | 0 | 0 | 0 | 0 | 0 | 0 | 0 | 0 | 0 | 0 | 0 | 0 | 0 | 0 | 0 | 0 | 0 | 0 | 0 | 0 | 0 | 0 | 0 | 0 | 0 | 0 | 0 | 0 | 0 | 0 | 0 | 0 | 0 | 0 | 0 | 0 | 0 | 0 | 0 | 0 | 0 | 0 | 0 | 0 | 0 | 0 | 0 | 0 | 0 | 0 | 0 | 0 | 0 | 0 | 0 | 0 | 0 | 0 | 0 | 0 | 0 | 0 | 0 | 0 | 0 | 0 | 2017-01-01 21:00
t0023 | 0 | 91.975 | 270.3133 | 108.2936 | 31.9495 | 216.2314 | 31.9495 | 362.9735 | 49.0817 | 49.0817 | 1463.604 | 57.6508 | 61.8205 | 240.1139 | 297.2275 | 43.8776 | 59.1764 | 270.4018 | 172.7647 | 251.0973 | 0 | 0 | 331.0725 | 28.1293 | 28.1293 | 28.1293 | 62.0739 | 120.641 | 194.4891 | 102.101 | 258.3135 | 69.73 | 175.361 | 158.0027 | 209.4001 | 210.012 | 104.5765 | 385.6448 | 255.5883 | 72.9519 | 154.1228 | 206.9121 | 80.7673 | 172.0061 | 307.4499 | 80.7673 | 33.446 | 217.6511 | 578.4674 | 118.4493 | 139.7357 | 75.3289 | 133.0957 | 33.446 | 128.6855 | 205.4337 | 73.8046 | 265.9403 | 28.5075 | 129.3829 | 28.5075 | 80.7673 | 120.641 | 48.1336 | 307.4499 | 0 | 0 | 0 | 0 | 0 | 0 | 0 | 0 | 122.7973 | 0 | 0 | 0 | 0 | 190.6311 | 217.8838 | 20.6676 | 27.4155 | 193.0853 | 120.4242 | 9.8646 | 66.4201 | 73.9636 | 205.8376 | 115.2947 | 156.6602 | 80.7055 | 20.6676 | 224.7257 | 36.1164 | 201.7949 | 100.2414 | 121.3159 | 37.828 | 70.8451 | 384.3711 | 19.5901 | 117.9453 | 122.5672 | 9.8646 | 9.8646 | 52.6756 | 88.3899 | 50.8045 | 101.2669 | 115.2574 | 72.9793 | 73.8744 | 536.5904 | 95.5321 | 66.4201 | 59.873 | 59.873 | 26.2823 | 41.2842 | 536.5904 | 302.0495 | 110.7764 | 0 | 0 | 0 | 59.7001 | 73.9636 | 57.7387 | 278.9051 | 70.8451 | 0 | 51.1132 | 41.2842 | 9.8646 | 52.6193 | 21.5325 | 0 | 0 | 0 | 66.1101 | 0 | 0 | 106.7916 | 0 | 25.9413 | 0 | 0 | 152.4674 | 60.1058 | 21.5325 | 22.7796 | 22.7796 | 56.3099 | 111.0937 | 151.5943 | 106.7097 | 222.5004 | 134.7363 | 85.2391 | 196.1886 | 184.6621 | 120.4704 | 111.1953 | 304.2752 | 135.1815 | 149.3089 | 65.9575 | 62.9264 | 143.0218 | 162.4681 | 58.7107 | 62.9264 | 62.9264 | 118.394 | 65.9575 | 65.9575 | 65.9575 | 131.3087 | 123.9937 | 133.3185 | 103.7322 | 103.7322 | 81.0082 | 139.2094 | 325.4711 | 109.0047 | 84.9038 | 454.5862 | 132.0017 | 84.9038 | 330.1062 | 689.6264 | 115.532 | 423.1476 | 298.3078 | 132.0017 | 82.2348 | 48.6357 | 172.7159 | 40.3343 | 40.3343 | 40.3343 | 130.4358 | 161.0547 | 61.0247 | 86.6332 | 165.8655 | 152.2833 | 83.4156 | 83.4156 | 94.8916 | 255.5095 | 40.3343 | 323.1738 | 163.0101 | 275.654 | 102.5192 | 87.197 | 267.5144 | 71.8984 | 123.7828 | 71.8984 | 180.1363 | 63.8088 | 80.4527 | 48.1336 | 48.1336 | 63.8088 | 217.6036 | 191.4353 | 113.8992 | 159.9129 | 82.916 | 63.8088 | 514.178 | 138.4073 | 157.4063 | 355.7644 | 571.7904 | 66.6681 | 72.0676 | 130.0062 | 255.832 | 72.0676 | 44.2894 | 100.8385 | 74.823 | 70.6566 | 87.6733 | 41.7682 | 41.7682 | 67.4341 | 42.0205 | 118.6365 | 175.9082 | 83.0985 | 123.7828 | 77.112 | 170.4146 | 132.9953 | 83.0985 | 77.112 | 65.4296 | 197.0453 | 130.0676 | 36.646 | 23.3697 | 279.2246 | 60.753 | 209.6723 | 61.8641 | 274.7073 | 636.0737 | 33.1852 | 218.3673 | 197.0453 | 280.2538 | 61.8641 | 25.9413 | 207.0901 | 210.8868 | 141.6738 | 141.6891 | 0 | 62.9264 | 113.521 | 320.3224 | 0 | 66.6681 | 91.7015 | 143.0218 | 62.543 | 100.965 | 139.0443 | 62.6722 | 0 | 0 | 0 | 0 | 0 | 0 | 0 | 0 | 60.1058 | 0 | 114.6916 | 136.0733 | 180.7354 | 116.7486 | 0 | 131.1368 | 44.1871 | 34.102 | 19.5901 | 601.6997 | 29.4152 | 95.7512 | 41.8685 | 41.8685 | 81.8515 | 26.884 | 44.1871 | 29.4152 | 28.3739 | 28.3739 | 47.7431 | 0 | 0 | 0 | 0 | 26.884 | 26.884 | 26.884 | 42.4238 | 28.3739 | 89.9106 | 0 | 0 | 18.6932 | 0 | 0 | 0 | 80.5727 | 31.8973 | 100.4129 | 39.3274 | 43.3057 | 18.6932 | 88.9949 | 132.7159 | 27.499 | 113.6163 | 100.6372 | 421.0027 | 86.1075 | 83.2172 | 104.2878 | 16.4144 | 19.8522 | 19.8522 | 16.4144 | 38.7437 | 62.1653 | 139.1342 | 1324.953 | 112.4184 | 62.1653 | 57.988 | 127.6097 | 85.9592 | 74.2805 | 72.823 | 57.988 | 131.3036 | 53.9299 | 31.8973 | 31.8973 | 121.1024 | 84.601 | 0 | 0 | 0 | 19.8522 | 19.8522 | 24.021 | 0 | 0 | 0 | 0 | 0 | 0 | 16.4144 | 31.8973 | 119.7068 | 19.8522 | 25.701 | 55.6839 | 0 | 0 | 0 | 0 | 0 | 0 | 0 | 0 | 0 | 0 | 0 | 0 | 0 | 0 | 0 | 0 | 0 | 0 | 0 | 0 | 0 | 0 | 0 | 0 | 0 | 0 | 0 | 0 | 0 | 0 | 0 | 0 | 0 | 0 | 0 | 0 | 0 | 0 | 0 | 0 | 0 | 0 | 0 | 0 | 0 | 0 | 0 | 0 | 0 | 0 | 0 | 0 | 0 | 0 | 0 | 0 | 0 | 0 | 0 | 0 | 0 | 0 | 0 | 0 | 0 | 0 | 0 | 0 | 0 | 0 | 0 | 0 | 0 | 0 | 0 | 0 | 0 | 0 | 0 | 0 | 0 | 0 | 0 | 0 | 0 | 0 | 0 | 0 | 0 | 0 | 0 | 0 | 0 | 0 | 0 | 0 | 0 | 0 | 0 | 0 | 0 | 0 | 0 | 0 | 0 | 0 | 0 | 0 | 0 | 2017-01-01 22:00
t0024 | 0 | 89.929 | 250.9009 | 105.4806 | 29.0539 | 198.9566 | 29.0539 | 390.7958 | 45.8467 | 45.8467 | 1407.5403 | 51.7085 | 59.4658 | 239.2895 | 291.7605 | 43.0901 | 55.7771 | 257.8256 | 162.9737 | 252.7438 | 0 | 0 | 309.338 | 26.7578 | 26.7578 | 26.7578 | 60.6939 | 116.9465 | 195.4209 | 95.4307 | 246.7377 | 65.2781 | 173.9901 | 157.7067 | 200.8502 | 198.2267 | 101.7733 | 405.2418 | 257.6493 | 70.7439 | 156.1423 | 199.0386 | 79.3058 | 168.6203 | 309.6882 | 79.3058 | 32.3919 | 211.1398 | 566.7557 | 117.863 | 133.4077 | 71.1655 | 131.1649 | 32.3919 | 124.6205 | 205.4736 | 71.9956 | 252.7414 | 26.587 | 129.6301 | 26.587 | 79.3058 | 116.9465 | 46.2983 | 309.6882 | 0 | 0 | 0 | 0 | 0 | 0 | 0 | 0 | 118.2893 | 0 | 0 | 0 | 0 | 183.8254 | 207.5398 | 19.7677 | 24.7084 | 175.6238 | 113.2107 | 9.0695 | 61.26 | 68.4426 | 194.6066 | 110.692 | 150.5987 | 72.7226 | 19.7677 | 204.9966 | 33.2743 | 188.827 | 92.4594 | 114.6095 | 35.1596 | 66.0505 | 356.3741 | 17.4136 | 111.0443 | 112.644 | 9.0695 | 9.0695 | 47.8399 | 85.151 | 47.269 | 93.9777 | 110.1449 | 64.7759 | 63.4684 | 477.5852 | 84.9861 | 61.26 | 56.1975 | 56.1975 | 24.3254 | 36.5607 | 477.5852 | 275.2686 | 105.266 | 0 | 0 | 0 | 56.2494 | 68.4426 | 54.4434 | 258.4724 | 66.0505 | 0 | 48.1709 | 36.5607 | 9.0695 | 47.6521 | 19.4048 | 0 | 0 | 0 | 62.5078 | 0 | 0 | 100.0769 | 0 | 23.4055 | 0 | 0 | 144.7556 | 59.5074 | 19.4048 | 21.3493 | 21.3493 | 50.5256 | 102.0059 | 138.2387 | 99.0276 | 211.2145 | 129.3813 | 80.0024 | 185.6518 | 171.6433 | 110.0144 | 104.2624 | 280.1075 | 128.4041 | 134.6857 | 63.4673 | 60.0764 | 133.9627 | 147.8487 | 53.9861 | 60.0764 | 60.0764 | 107.3957 | 63.4673 | 63.4673 | 63.4673 | 119.919 | 118.387 | 120.5041 | 95.5639 | 95.5639 | 74.49 | 125.8276 | 308.8329 | 107.7833 | 76.341 | 419.8457 | 125.0708 | 76.341 | 291.8895 | 644.2759 | 103.7078 | 387.5351 | 278.6183 | 125.0708 | 75.9429 | 45.0643 | 155.3242 | 38.2214 | 38.2214 | 38.2214 | 118.6362 | 143.8979 | 54.1803 | 86.6281 | 156.8055 | 147.403 | 81.5274 | 81.5274 | 88.8678 | 253.5555 | 38.2214 | 296.3234 | 156.5431 | 264.013 | 98.744 | 82.6242 | 240.8857 | 67.4296 | 123.4489 | 67.4296 | 169.2991 | 58.6242 | 77.3266 | 46.2983 | 46.2983 | 58.6242 | 219.0598 | 188.9779 | 106.5608 | 147.2903 | 81.3633 | 58.6242 | 523.7009 | 132.2005 | 145.408 | 330.665 | 530.8346 | 63.6908 | 69.3785 | 117.5635 | 239.1574 | 69.3785 | 41.3514 | 94.1046 | 72.5671 | 66.6688 | 80.3433 | 39.6883 | 39.6883 | 64.6406 | 38.8355 | 111.3958 | 167.7899 | 77.673 | 123.4489 | 72.3786 | 157.3346 | 127.3477 | 77.673 | 72.3786 | 59.5321 | 180.2125 | 125.1802 | 36.1164 | 21.3098 | 263.6074 | 56.2235 | 192.2878 | 56.9744 | 259.6995 | 613.4229 | 31.0995 | 200.0557 | 180.2125 | 257.6641 | 56.9744 | 23.4055 | 225.6805 | 193.6783 | 138.1632 | 142.5999 | 0 | 60.0764 | 107.3906 | 303.6735 | 0 | 63.6908 | 85.9707 | 133.9627 | 58.5541 | 90.1076 | 132.2792 | 57.1646 | 0 | 0 | 0 | 0 | 0 | 0 | 0 | 0 | 59.5074 | 0 | 110.7455 | 140.5127 | 166.4646 | 109.1093 | 0 | 119.4279 | 38.3447 | 31.3115 | 17.4136 | 534.4358 | 27.7091 | 86.1203 | 37.2347 | 37.2347 | 70.4524 | 24.0282 | 38.3447 | 27.7091 | 25.6448 | 25.6448 | 43.3691 | 0 | 0 | 0 | 0 | 24.0282 | 24.0282 | 24.0282 | 38.6614 | 25.6448 | 82.3426 | 0 | 0 | 16.9667 | 0 | 0 | 0 | 73.0919 | 31.1983 | 91.665 | 39.5102 | 39.8188 | 16.9667 | 85.7908 | 118.7965 | 25.3078 | 110.3855 | 93.9594 | 399.1619 | 81.1657 | 78.5718 | 97.3 | 15.4564 | 18.7596 | 18.7596 | 15.4564 | 34.7149 | 57.2627 | 128.5286 | 1224.6905 | 99.4336 | 57.2627 | 53.8279 | 114.702 | 76.9025 | 66.1153 | 64.6723 | 53.8279 | 117.4259 | 49.6472 | 31.1983 | 31.1983 | 110.6214 | 76.2309 | 0 | 0 | 0 | 18.7596 | 18.7596 | 21.6949 | 0 | 0 | 0 | 0 | 0 | 0 | 15.4564 | 31.1983 | 108.8381 | 18.7596 | 24.0486 | 49.8753 | 0 | 0 | 0 | 0 | 0 | 0 | 0 | 0 | 0 | 0 | 0 | 0 | 0 | 0 | 0 | 0 | 0 | 0 | 0 | 0 | 0 | 0 | 0 | 0 | 0 | 0 | 0 | 0 | 0 | 0 | 0 | 0 | 0 | 0 | 0 | 0 | 0 | 0 | 0 | 0 | 0 | 0 | 0 | 0 | 0 | 0 | 0 | 0 | 0 | 0 | 0 | 0 | 0 | 0 | 0 | 0 | 0 | 0 | 0 | 0 | 0 | 0 | 0 | 0 | 0 | 0 | 0 | 0 | 0 | 0 | 0 | 0 | 0 | 0 | 0 | 0 | 0 | 0 | 0 | 0 | 0 | 0 | 0 | 0 | 0 | 0 | 0 | 0 | 0 | 0 | 0 | 0 | 0 | 0 | 0 | 0 | 0 | 0 | 0 | 0 | 0 | 0 | 0 | 0 | 0 | 0 | 0 | 0 | 0 | 2017-01-01 23:00
t0025 | 0 | 88.7878 | 235.8254 | 103.4479 | 26.6557 | 185.1999 | 26.6557 | 416.3425 | 43.6441 | 43.6441 | 1387.7876 | 46.9375 | 57.5402 | 240.3464 | 288.0848 | 42.4722 | 53.0492 | 248.1603 | 155.2075 | 255.0179 | 0 | 0 | 293.004 | 25.6399 | 25.6399 | 25.6399 | 59.7585 | 114.3073 | 197.013 | 91.5748 | 239.0959 | 61.8105 | 173.4396 | 157.9828 | 194.1333 | 188.9616 | 99.5908 | 424.2457 | 261.6553 | 69.0976 | 158.499 | 193.5696 | 78.4377 | 166.5169 | 316.1114 | 78.4377 | 31.4947 | 206.3756 | 559.3377 | 117.7781 | 128.97 | 67.7841 | 129.9934 | 31.4947 | 121.4772 | 206.189 | 70.6139 | 243.3361 | 24.9985 | 130.3051 | 24.9985 | 78.4377 | 114.3073 | 44.9277 | 316.1114 | 0 | 0 | 0 | 0 | 0 | 0 | 0 | 0 | 114.8126 | 0 | 0 | 0 | 0 | 178.8911 | 199.2935 | 18.9996 | 22.317 | 161.5699 | 107.0402 | 8.3883 | 56.8439 | 63.563 | 186.1081 | 107.224 | 145.9155 | 66.0066 | 18.9996 | 190.0064 | 30.8038 | 178.5784 | 85.7702 | 108.8891 | 32.846 | 61.9636 | 334.5242 | 15.5094 | 105.2503 | 104.2222 | 8.3883 | 8.3883 | 43.8128 | 82.6256 | 44.2565 | 87.7737 | 106.1456 | 58.4395 | 55.6888 | 432.6877 | 75.8771 | 56.8439 | 53.0414 | 53.0414 | 22.6459 | 32.6088 | 432.6877 | 254.5513 | 100.4925 | 0 | 0 | 0 | 53.2549 | 63.563 | 51.6447 | 241.6744 | 61.9636 | 0 | 45.6518 | 32.6088 | 8.3883 | 43.6753 | 17.6347 | 0 | 0 | 0 | 59.5961 | 0 | 0 | 94.65 | 0 | 21.2021 | 0 | 0 | 138.5376 | 59.1411 | 17.6347 | 20.1527 | 20.1527 | 45.4409 | 94.4537 | 127.4144 | 92.5585 | 203.3163 | 125.2517 | 75.8155 | 177.1653 | 162.4726 | 101.4516 | 98.5998 | 265.0891 | 123.1436 | 122.5738 | 61.7953 | 57.9392 | 127.1419 | 135.5879 | 50.0997 | 57.9392 | 57.9392 | 98.7531 | 61.7953 | 61.7953 | 61.7953 | 110.5966 | 114.2858 | 110.0511 | 88.8262 | 88.8262 | 69.1807 | 115.6822 | 296.1518 | 107.409 | 69.4059 | 401.2235 | 120.0395 | 69.4059 | 265.0092 | 617.3439 | 93.8302 | 361.179 | 263.4153 | 120.0395 | 71.0852 | 42.1425 | 140.6263 | 36.4949 | 36.4949 | 36.4949 | 108.7218 | 130.4337 | 48.413 | 86.781 | 149.574 | 143.724 | 80.2683 | 80.2683 | 84.2006 | 252.4151 | 36.4949 | 275.233 | 151.5866 | 255.0191 | 95.83 | 78.8275 | 221.7583 | 63.8461 | 123.8511 | 63.8461 | 161.3163 | 54.5563 | 75.2103 | 44.9277 | 44.9277 | 54.5563 | 221.777 | 187.7954 | 101.0601 | 137.5893 | 80.4888 | 54.5563 | 535.5371 | 127.3367 | 136.9591 | 313.1201 | 507.6046 | 61.3673 | 67.3244 | 107.4129 | 226.3706 | 67.3244 | 38.8557 | 88.7994 | 70.9176 | 63.4592 | 74.3103 | 38.1071 | 38.1071 | 62.6197 | 36.2662 | 106.7447 | 162.0407 | 73.2503 | 123.8511 | 68.7343 | 147.6805 | 122.9075 | 73.2503 | 68.7343 | 54.5277 | 168.0643 | 121.6517 | 35.7049 | 19.5192 | 250.89 | 52.4576 | 178.3906 | 52.9232 | 247.0787 | 600.5288 | 29.3079 | 184.1416 | 168.0643 | 240.8099 | 52.9232 | 21.2021 | 243.048 | 179.8419 | 136.1144 | 144.0607 | 0 | 57.9392 | 102.2346 | 297.2294 | 0 | 61.3673 | 81.4842 | 127.1419 | 55.7707 | 80.6698 | 126.7665 | 52.6256 | 0 | 0 | 0 | 0 | 0 | 0 | 0 | 0 | 59.1411 | 0 | 107.7474 | 144.8056 | 156.0497 | 103.6643 | 0 | 109.8182 | 33.4305 | 28.9683 | 15.5094 | 482.5037 | 26.3081 | 78.755 | 33.3135 | 33.3135 | 60.8906 | 21.6604 | 33.4305 | 26.3081 | 23.2795 | 23.2795 | 39.6425 | 0 | 0 | 0 | 0 | 21.6604 | 21.6604 | 21.6604 | 35.5108 | 23.2795 | 76.0215 | 0 | 0 | 15.6785 | 0 | 0 | 0 | 66.8695 | 30.7354 | 84.6743 | 39.9979 | 36.932 | 15.6785 | 83.2873 | 108.2534 | 23.4278 | 108.2267 | 88.7838 | 384.4553 | 77.1969 | 74.8624 | 91.709 | 14.6967 | 17.878 | 17.878 | 14.6967 | 31.3935 | 53.3439 | 119.7786 | 1161.1228 | 88.967 | 53.3439 | 50.5652 | 105.5616 | 69.4667 | 59.1157 | 57.9536 | 50.5652 | 106.2489 | 46.4302 | 30.7354 | 30.7354 | 101.8976 | 69.7641 | 0 | 0 | 0 | 17.878 | 17.878 | 19.7619 | 0 | 0 | 0 | 0 | 0 | 0 | 14.6967 | 30.7354 | 100.2565 | 17.878 | 22.7115 | 44.9278 | 0 | 0 | 0 | 0 | 0 | 0 | 0 | 0 | 0 | 0 | 0 | 0 | 0 | 0 | 0 | 0 | 0 | 0 | 0 | 0 | 0 | 0 | 0 | 0 | 0 | 0 | 0 | 0 | 0 | 0 | 0 | 0 | 0 | 0 | 0 | 0 | 0 | 0 | 0 | 0 | 0 | 0 | 0 | 0 | 0 | 0 | 0 | 0 | 0 | 0 | 0 | 0 | 0 | 0 | 0 | 0 | 0 | 0 | 0 | 0 | 0 | 0 | 0 | 0 | 0 | 0 | 0 | 0 | 0 | 0 | 0 | 0 | 0 | 0 | 0 | 0 | 0 | 0 | 0 | 0 | 0 | 0 | 0 | 0 | 0 | 0 | 0 | 0 | 0 | 0 | 0 | 0 | 0 | 0 | 0 | 0 | 0 | 0 | 0 | 0 | 0 | 0 | 0 | 0 | 0 | 0 | 0 | 0 | 0 | 2017-01-02
t0026 | 0 | 90.5882 | 229.0304 | 105.4298 | 25.3713 | 178.3038 | 25.3713 | 456.7387 | 42.4817 | 42.4817 | 1382.4247 | 43.8487 | 58.0704 | 249.0633 | 295.6033 | 43.6621 | 52.4445 | 247.9205 | 153.5074 | 267.0889 | 0 | 0 | 286.2903 | 25.5965 | 25.5965 | 25.5965 | 61.0863 | 115.9313 | 205.9643 | 88.755 | 238.4462 | 60.6028 | 179.551 | 164.37 | 195.2039 | 186.9506 | 101.5234 | 457.7885 | 273.3751 | 70.1526 | 166.7652 | 194.6969 | 80.4285 | 170.5205 | 328.7661 | 80.4285 | 32.0121 | 209.537 | 572.5489 | 122.2195 | 128.725 | 67.1972 | 133.8119 | 32.0121 | 123.2457 | 214.8869 | 72.1236 | 241.793 | 24.4701 | 135.9631 | 24.4701 | 80.4285 | 115.9313 | 45.2508 | 328.7661 | 0 | 0 | 0 | 0 | 0 | 0 | 0 | 0 | 115.8833 | 0 | 0 | 0 | 0 | 180.5284 | 199.0955 | 19.0926 | 21.1082 | 153.5681 | 105.7863 | 8.0995 | 55.0725 | 61.9008 | 184.2215 | 107.8145 | 146.9855 | 62.2088 | 19.0926 | 180.6569 | 29.8333 | 175.1014 | 83.1216 | 108.1277 | 32.1048 | 60.7121 | 324.5536 | 14.416 | 104.0984 | 100.5387 | 8.0995 | 8.0995 | 41.6528 | 83.4208 | 43.269 | 85.5787 | 106.3321 | 53.7135 | 48.6892 | 398.7529 | 70.5277 | 55.0725 | 52.3446 | 52.3446 | 22.0258 | 30.0595 | 398.7529 | 241.9761 | 100.409 | 0 | 0 | 0 | 52.7769 | 61.9008 | 51.1792 | 234.9009 | 60.7121 | 0 | 45.2303 | 30.0595 | 8.0995 | 41.2824 | 16.6101 | 0 | 0 | 0 | 59.1203 | 0 | 0 | 93.0332 | 0 | 20.0567 | 0 | 0 | 137.9946 | 61.1641 | 16.6101 | 19.837 | 19.837 | 42.7403 | 90.9206 | 121.5184 | 90.1977 | 201.6823 | 126.0291 | 74.6105 | 175.8784 | 157.4311 | 96.975 | 97.012 | 252.6653 | 122.5814 | 115.5538 | 62.1358 | 57.9223 | 124.5755 | 129.2583 | 48.2784 | 57.9223 | 57.9223 | 93.4287 | 62.1358 | 62.1358 | 62.1358 | 105.7204 | 114.1914 | 103.901 | 85.7888 | 85.7888 | 66.6328 | 108.739 | 294.3301 | 110.6785 | 65.0769 | 382.1251 | 118.9522 | 65.0769 | 240.7713 | 598.4552 | 87.9798 | 344.6053 | 257.5358 | 118.9522 | 68.6247 | 40.9438 | 132.2592 | 36.2976 | 36.2976 | 36.2976 | 103.5947 | 121.0664 | 44.8001 | 90.5167 | 148.2978 | 145.6849 | 82.0039 | 82.0039 | 82.5737 | 261.6133 | 36.2976 | 263.744 | 152.518 | 255.9549 | 96.7143 | 78.437 | 206.8033 | 62.7878 | 128.5773 | 62.7878 | 158.5282 | 52.3973 | 75.5451 | 45.2508 | 45.2508 | 52.3973 | 231.7776 | 193.4255 | 98.8775 | 132.3983 | 82.4431 | 52.3973 | 564.5893 | 127.5015 | 131.7433 | 303.2977 | 487.5439 | 61.4523 | 67.8971 | 101.4662 | 221.4739 | 67.8971 | 38.1218 | 86.8074 | 71.9862 | 62.8112 | 71.3354 | 37.9248 | 37.9248 | 62.8085 | 35.1126 | 104.3448 | 161.6152 | 71.8276 | 128.5773 | 67.5534 | 142.2415 | 123.3807 | 71.8276 | 67.5534 | 52.0089 | 159.89 | 122.514 | 36.8194 | 18.6912 | 248.5634 | 50.9369 | 171.1345 | 51.1067 | 245.3961 | 603.6669 | 28.8779 | 177.2496 | 159.89 | 230.9145 | 51.1067 | 20.0567 | 268.2652 | 172.8614 | 138.5479 | 150.7249 | 0 | 57.9223 | 101.6056 | 290.9515 | 0 | 61.4523 | 80.031 | 124.5755 | 54.4729 | 75.3187 | 126.5643 | 50.2522 | 0 | 0 | 0 | 0 | 0 | 0 | 0 | 0 | 61.1641 | 0 | 108.974 | 154.5751 | 149.8052 | 101.1215 | 0 | 104.652 | 29.9897 | 27.8993 | 14.416 | 443.8821 | 26.0134 | 73.6038 | 30.9035 | 30.9035 | 53.966 | 20.1901 | 29.9897 | 26.0134 | 22.0628 | 22.0628 | 37.7497 | 0 | 0 | 0 | 0 | 20.1901 | 20.1901 | 20.1901 | 33.9058 | 22.0628 | 72.9852 | 0 | 0 | 14.8013 | 0 | 0 | 0 | 63.4821 | 31.4209 | 80.7951 | 41.6877 | 35.5993 | 14.8013 | 84.1463 | 100.4879 | 22.6475 | 109.9065 | 86.7791 | 380.477 | 76.3235 | 74.1278 | 89.6841 | 14.5085 | 17.7238 | 17.7238 | 14.5085 | 29.3427 | 51.4322 | 116.0337 | 1113.2143 | 81.6436 | 51.4322 | 49.1333 | 98.1324 | 64.7855 | 54.952 | 53.5573 | 49.1333 | 98.911 | 44.6042 | 31.4209 | 31.4209 | 97.5204 | 65.3931 | 0 | 0 | 0 | 17.7238 | 17.7238 | 18.6615 | 0 | 0 | 0 | 0 | 0 | 0 | 14.5085 | 31.4209 | 95.1427 | 17.7238 | 22.289 | 42.0705 | 0 | 0 | 0 | 0 | 0 | 0 | 0 | 0 | 0 | 0 | 0 | 0 | 0 | 0 | 0 | 0 | 0 | 0 | 0 | 0 | 0 | 0 | 0 | 0 | 0 | 0 | 0 | 0 | 0 | 0 | 0 | 0 | 0 | 0 | 0 | 0 | 0 | 0 | 0 | 0 | 0 | 0 | 0 | 0 | 0 | 0 | 0 | 0 | 0 | 0 | 0 | 0 | 0 | 0 | 0 | 0 | 0 | 0 | 0 | 0 | 0 | 0 | 0 | 0 | 0 | 0 | 0 | 0 | 0 | 0 | 0 | 0 | 0 | 0 | 0 | 0 | 0 | 0 | 0 | 0 | 0 | 0 | 0 | 0 | 0 | 0 | 0 | 0 | 0 | 0 | 0 | 0 | 0 | 0 | 0 | 0 | 0 | 0 | 0 | 0 | 0 | 0 | 0 | 0 | 0 | 0 | 0 | 0 | 0 | 2017-01-02 01:00
t0027 | 0 | 91.9537 | 227.8051 | 107.1499 | 25.0643 | 176.7778 | 25.0643 | 477.2482 | 42.1458 | 42.1458 | 1379.6755 | 42.8663 | 58.8482 | 254.325 | 301.2602 | 44.5791 | 52.6469 | 249.8297 | 154.0848 | 274.3984 | 0 | 0 | 285.3101 | 25.8165 | 25.8165 | 25.8165 | 62.1418 | 117.5351 | 211.3859 | 87.5362 | 239.4676 | 60.5563 | 183.6168 | 168.4404 | 197.3665 | 187.639 | 103.2663 | 475.2193 | 279.8744 | 71.1915 | 171.583 | 196.5225 | 81.8867 | 173.5317 | 335.0272 | 81.8867 | 32.5573 | 212.6011 | 582.5967 | 125.1068 | 129.4499 | 67.5609 | 136.5296 | 32.5573 | 125.0847 | 220.3575 | 73.4115 | 242.6797 | 24.4787 | 139.471 | 24.4787 | 81.8867 | 117.5351 | 45.7507 | 335.0272 | 0 | 0 | 0 | 0 | 0 | 0 | 0 | 0 | 117.3333 | 0 | 0 | 0 | 0 | 182.6176 | 200.7724 | 19.3293 | 20.87 | 151.4007 | 106.3731 | 8.0655 | 54.9175 | 61.9442 | 184.7776 | 108.9347 | 148.695 | 61.2312 | 19.3293 | 177.6837 | 29.7651 | 175.0463 | 82.9135 | 108.9335 | 32.1505 | 60.8217 | 322.7132 | 14.1378 | 104.6517 | 100.0328 | 8.0655 | 8.0655 | 41.1382 | 84.4896 | 43.3068 | 85.5497 | 107.3205 | 51.9627 | 45.7138 | 385.9532 | 69.1031 | 54.9175 | 52.6098 | 52.6098 | 22.0027 | 29.2742 | 385.9532 | 238.15 | 101.4543 | 0 | 0 | 0 | 53.1532 | 61.9442 | 51.5106 | 234.1967 | 60.8217 | 0 | 45.5296 | 29.2742 | 8.0655 | 40.5816 | 16.3342 | 0 | 0 | 0 | 59.451 | 0 | 0 | 93.169 | 0 | 19.8116 | 0 | 0 | 139.01 | 62.56 | 16.3342 | 19.8995 | 19.8995 | 42.1446 | 90.294 | 120.0353 | 90.1107 | 202.1815 | 127.4259 | 74.7367 | 176.9036 | 155.951 | 95.9377 | 97.2273 | 247.1754 | 123.3439 | 113.6525 | 62.6818 | 58.3603 | 124.3241 | 127.8657 | 47.9484 | 58.3603 | 58.3603 | 91.8006 | 62.6818 | 62.6818 | 62.6818 | 104.5885 | 114.9757 | 102.178 | 85.2985 | 85.2985 | 66.1355 | 106.3183 | 295.8273 | 112.8271 | 63.7631 | 372.3456 | 119.2689 | 63.7631 | 230.1996 | 590.6138 | 86.3582 | 339.1837 | 256.9278 | 119.2689 | 68.0473 | 40.8058 | 130.092 | 36.5521 | 36.5521 | 36.5521 | 102.4654 | 117.8216 | 43.7305 | 92.9196 | 149.0439 | 147.7517 | 83.3871 | 83.3871 | 82.5066 | 267.8577 | 36.5521 | 260.7597 | 154.1891 | 258.5012 | 97.9213 | 79.0336 | 200.8536 | 62.8795 | 131.5046 | 62.8795 | 158.3493 | 51.8587 | 76.1759 | 45.7507 | 45.7507 | 51.8587 | 237.5427 | 197.2797 | 98.5968 | 131.0564 | 83.8692 | 51.8587 | 580.5124 | 128.6639 | 130.0032 | 300.3275 | 478.0915 | 62.0103 | 68.7115 | 99.8098 | 220.9814 | 68.7115 | 38.2076 | 86.65 | 73.0298 | 63.0925 | 70.7266 | 38.1405 | 38.1405 | 63.3462 | 34.9207 | 103.6251 | 162.4923 | 71.8744 | 131.5046 | 67.5564 | 140.6675 | 124.6564 | 71.8744 | 67.5564 | 51.4909 | 156.9915 | 123.8026 | 37.6415 | 18.5597 | 249.8573 | 50.7834 | 169.4099 | 50.8208 | 247.148 | 607.8235 | 29.0058 | 176.3884 | 156.9915 | 227.9312 | 50.8208 | 19.8116 | 280.6936 | 171.3161 | 140.4919 | 154.6863 | 0 | 58.3603 | 102.3598 | 287.2604 | 0 | 62.0103 | 80.0461 | 124.3241 | 54.1723 | 73.9765 | 127.6565 | 49.706 | 0 | 0 | 0 | 0 | 0 | 0 | 0 | 0 | 62.56 | 0 | 110.4174 | 159.9569 | 147.8411 | 100.5495 | 0 | 103.397 | 28.8386 | 27.7261 | 14.1378 | 429.6036 | 26.1322 | 71.7832 | 30.2091 | 30.2091 | 51.5716 | 19.7544 | 28.8386 | 26.1322 | 21.8073 | 21.8073 | 37.3547 | 0 | 0 | 0 | 0 | 19.7544 | 19.7544 | 19.7544 | 33.5615 | 21.8073 | 72.4131 | 0 | 0 | 14.4937 | 0 | 0 | 0 | 62.6532 | 31.9601 | 79.7763 | 42.6443 | 35.3701 | 14.4937 | 85.2532 | 97.6088 | 22.5649 | 111.4259 | 86.5729 | 380.6968 | 76.6226 | 74.4582 | 89.5796 | 14.5505 | 17.817 | 17.817 | 14.5505 | 28.7365 | 51.0343 | 115.5286 | 1093.2862 | 79.1338 | 51.0343 | 48.8983 | 95.0823 | 63.3648 | 53.8153 | 52.1678 | 48.8983 | 96.5471 | 44.0793 | 31.9601 | 31.9601 | 96.6037 | 63.9042 | 0 | 0 | 0 | 17.817 | 17.817 | 18.372 | 0 | 0 | 0 | 0 | 0 | 0 | 14.5505 | 31.9601 | 93.646 | 17.817 | 22.3067 | 41.3192 | 0 | 0 | 0 | 0 | 0 | 0 | 0 | 0 | 0 | 0 | 0 | 0 | 0 | 0 | 0 | 0 | 0 | 0 | 0 | 0 | 0 | 0 | 0 | 0 | 0 | 0 | 0 | 0 | 0 | 0 | 0 | 0 | 0 | 0 | 0 | 0 | 0 | 0 | 0 | 0 | 0 | 0 | 0 | 0 | 0 | 0 | 0 | 0 | 0 | 0 | 0 | 0 | 0 | 0 | 0 | 0 | 0 | 0 | 0 | 0 | 0 | 0 | 0 | 0 | 0 | 0 | 0 | 0 | 0 | 0 | 0 | 0 | 0 | 0 | 0 | 0 | 0 | 0 | 0 | 0 | 0 | 0 | 0 | 0 | 0 | 0 | 0 | 0 | 0 | 0 | 0 | 0 | 0 | 0 | 0 | 0 | 0 | 0 | 0 | 0 | 0 | 0 | 0 | 0 | 0 | 0 | 0 | 0 | 0 | 2017-01-02 02:00
t0028 | 0 | 95.0712 | 233.6642 | 110.8171 | 25.6346 | 181.0829 | 25.6346 | 498.788 | 43.2004 | 43.2004 | 1418.0477 | 43.6656 | 60.7887 | 263.5527 | 311.9006 | 46.1812 | 54.1884 | 257.5412 | 158.5947 | 284.961 | 0 | 0 | 292.8905 | 26.6195 | 26.6195 | 26.6195 | 64.2936 | 121.449 | 219.4449 | 89.5512 | 246.5959 | 62.2234 | 190.3529 | 174.7555 | 203.7095 | 193.1289 | 106.8275 | 495.4828 | 290.3323 | 73.5857 | 178.2924 | 202.7411 | 84.7526 | 179.5721 | 347.027 | 84.7526 | 33.675 | 219.7397 | 602.8479 | 129.7435 | 133.3602 | 69.5785 | 141.4155 | 33.675 | 129.292 | 228.6774 | 75.9636 | 249.8221 | 25.1592 | 144.757 | 25.1592 | 84.7526 | 121.449 | 47.2237 | 347.027 | 0 | 0 | 0 | 0 | 0 | 0 | 0 | 0 | 121.172 | 0 | 0 | 0 | 0 | 188.5399 | 207.0129 | 19.9576 | 21.3444 | 154.7399 | 109.5405 | 8.2738 | 56.3672 | 63.6598 | 190.1505 | 112.4133 | 153.509 | 62.5279 | 19.9576 | 181.4734 | 30.5553 | 179.8898 | 85.1112 | 112.2609 | 33.0529 | 62.5421 | 330.9672 | 14.4123 | 107.7639 | 102.5868 | 8.2738 | 8.2738 | 42.0688 | 87.2623 | 44.5156 | 87.896 | 110.6963 | 52.721 | 45.8274 | 391.6955 | 70.4251 | 56.3672 | 54.1656 | 54.1656 | 22.5991 | 29.7673 | 391.6955 | 243.2759 | 104.6688 | 0 | 0 | 0 | 54.7673 | 63.6598 | 53.0646 | 240.3981 | 62.5421 | 0 | 46.9048 | 29.7673 | 8.2738 | 41.4299 | 16.6751 | 0 | 0 | 0 | 61.2313 | 0 | 0 | 95.8068 | 0 | 20.2563 | 0 | 0 | 143.2697 | 64.8559 | 16.6751 | 20.4743 | 20.4743 | 43.0571 | 92.5391 | 122.7727 | 92.5629 | 208.0447 | 131.5249 | 76.8617 | 182.2189 | 159.7507 | 98.1803 | 100.0065 | 252.0586 | 127.0782 | 116.0341 | 64.6534 | 60.1609 | 127.6955 | 130.8367 | 49.1437 | 60.1609 | 60.1609 | 93.7103 | 64.6534 | 64.6534 | 64.6534 | 107.0332 | 118.4966 | 104.3215 | 87.4625 | 87.4625 | 67.7698 | 108.3352 | 304.6631 | 116.8398 | 65.0079 | 379.2261 | 122.7294 | 65.0079 | 232.5661 | 604.3311 | 88.0928 | 346.5474 | 263.8446 | 122.7294 | 69.7155 | 41.8809 | 132.8073 | 37.6662 | 37.6662 | 37.6662 | 104.8398 | 119.8171 | 44.5066 | 96.4599 | 153.4784 | 152.684 | 86.2626 | 86.2626 | 84.7775 | 277.7913 | 37.6662 | 266.8327 | 159.1427 | 266.7028 | 101.1237 | 81.458 | 204.1693 | 64.6612 | 136.348 | 64.6612 | 162.7061 | 53.0883 | 78.5587 | 47.2237 | 47.2237 | 53.0883 | 246.4967 | 204.3221 | 101.2398 | 134.1806 | 86.7805 | 53.0883 | 603.142 | 132.7018 | 132.975 | 307.6037 | 488.0543 | 63.956 | 70.9467 | 101.9143 | 226.9463 | 70.9467 | 39.2957 | 88.9969 | 75.4785 | 64.9547 | 72.4407 | 39.2887 | 39.2887 | 65.3281 | 35.813 | 106.2691 | 167.3859 | 73.8845 | 136.348 | 69.4397 | 143.9855 | 128.6269 | 73.8845 | 69.4397 | 52.7016 | 160.2607 | 127.7685 | 39.0133 | 19.0161 | 257.2968 | 52.1257 | 173.4292 | 52.1117 | 254.676 | 626.5888 | 29.8562 | 180.885 | 160.2607 | 233.1314 | 52.1117 | 20.2563 | 293.5333 | 175.4558 | 145.1987 | 160.5865 | 0 | 60.1609 | 105.4891 | 294.0886 | 0 | 63.956 | 82.2788 | 127.6955 | 55.5757 | 75.4628 | 131.6291 | 50.863 | 0 | 0 | 0 | 0 | 0 | 0 | 0 | 0 | 64.8559 | 0 | 114.0628 | 166.5675 | 151.2123 | 103.1448 | 0 | 105.7583 | 29.1713 | 28.4219 | 14.4123 | 435.9511 | 26.9032 | 73.0692 | 30.7622 | 30.7622 | 52.0326 | 20.126 | 29.1713 | 26.9032 | 22.303 | 22.303 | 38.2245 | 0 | 0 | 0 | 0 | 20.126 | 20.126 | 20.126 | 34.3501 | 22.303 | 74.184 | 0 | 0 | 14.7783 | 0 | 0 | 0 | 64.0526 | 33.0657 | 81.5872 | 44.2236 | 36.2565 | 14.7783 | 88.0619 | 99.2035 | 23.1526 | 115.1419 | 88.9021 | 391.4808 | 78.8678 | 76.6566 | 92.0249 | 14.9715 | 18.3483 | 18.3483 | 14.9715 | 29.2892 | 52.2934 | 118.5232 | 1116.4998 | 80.3311 | 52.2934 | 50.1656 | 96.5665 | 64.5514 | 54.8366 | 53.0555 | 50.1656 | 98.286 | 45.1044 | 33.0657 | 33.0657 | 98.9061 | 65.098 | 0 | 0 | 0 | 18.3483 | 18.3483 | 18.7638 | 0 | 0 | 0 | 0 | 0 | 0 | 14.9715 | 33.0657 | 95.6571 | 18.3483 | 22.9323 | 42.1542 | 0 | 0 | 0 | 0 | 0 | 0 | 0 | 0 | 0 | 0 | 0 | 0 | 0 | 0 | 0 | 0 | 0 | 0 | 0 | 0 | 0 | 0 | 0 | 0 | 0 | 0 | 0 | 0 | 0 | 0 | 0 | 0 | 0 | 0 | 0 | 0 | 0 | 0 | 0 | 0 | 0 | 0 | 0 | 0 | 0 | 0 | 0 | 0 | 0 | 0 | 0 | 0 | 0 | 0 | 0 | 0 | 0 | 0 | 0 | 0 | 0 | 0 | 0 | 0 | 0 | 0 | 0 | 0 | 0 | 0 | 0 | 0 | 0 | 0 | 0 | 0 | 0 | 0 | 0 | 0 | 0 | 0 | 0 | 0 | 0 | 0 | 0 | 0 | 0 | 0 | 0 | 0 | 0 | 0 | 0 | 0 | 0 | 0 | 0 | 0 | 0 | 0 | 0 | 0 | 0 | 0 | 0 | 0 | 0 | 2017-01-02 03:00
t0029 | 0 | 101.462 | 249.9732 | 117.9441 | 27.3641 | 193.643 | 27.3641 | 529.3346 | 46.4861 | 46.4861 | 1533.6793 | 46.8312 | 64.6129 | 281.1527 | 331.812 | 49.0353 | 57.7505 | 274.569 | 169.0972 | 302.8412 | 0 | 0 | 313.5739 | 28.3241 | 28.3241 | 28.3241 | 68.4471 | 129.3965 | 233.3571 | 97.0465 | 264.1071 | 66.4705 | 202.4388 | 185.7707 | 216.8533 | 205.988 | 113.5554 | 526.6539 | 309.908 | 78.3259 | 189.529 | 216.4755 | 90.2733 | 191.2638 | 372.2787 | 90.2733 | 35.7386 | 233.9742 | 642.0504 | 137.9599 | 142.5839 | 74.0929 | 150.4482 | 35.7386 | 137.5351 | 243.063 | 80.7531 | 267.2122 | 26.7971 | 153.8872 | 26.7971 | 90.2733 | 129.3965 | 50.3264 | 372.2787 | 0 | 0 | 0 | 0 | 0 | 0 | 0 | 0 | 128.9923 | 0 | 0 | 0 | 0 | 200.9992 | 220.4307 | 21.1906 | 22.6535 | 165.5904 | 116.3875 | 8.7998 | 59.9457 | 67.5331 | 203.1044 | 119.8029 | 163.4513 | 66.7027 | 21.1906 | 195.0277 | 32.4582 | 192.0307 | 90.4847 | 119.2675 | 35.107 | 66.4927 | 354.0186 | 15.319 | 114.6025 | 109.1915 | 8.7998 | 8.7998 | 44.8903 | 92.8654 | 47.334 | 93.4809 | 117.9073 | 56.8903 | 50.1158 | 423.1183 | 74.9717 | 59.9457 | 57.5435 | 57.5435 | 24.0247 | 31.8267 | 423.1183 | 261.1189 | 111.0964 | 0 | 0 | 0 | 58.1414 | 67.5331 | 56.3941 | 256.2932 | 66.4927 | 0 | 49.8286 | 31.8267 | 8.7998 | 44.3826 | 17.8084 | 0 | 0 | 0 | 65.2131 | 0 | 0 | 102.1313 | 0 | 21.5352 | 0 | 0 | 152.5394 | 68.9118 | 17.8084 | 21.7846 | 21.7846 | 45.7269 | 98.6654 | 131.2609 | 98.5146 | 222.726 | 140.0711 | 81.9685 | 194.083 | 171.8189 | 104.8597 | 106.5417 | 273.8203 | 135.5007 | 123.9634 | 69.0873 | 64.181 | 136.6401 | 139.4991 | 52.4308 | 64.181 | 64.181 | 100.531 | 69.0873 | 69.0873 | 69.0873 | 114.3194 | 126.5181 | 111.5902 | 93.2766 | 93.2766 | 72.3561 | 116.6672 | 325.1376 | 124.5644 | 69.6338 | 414.5141 | 131.2613 | 69.6338 | 253.8717 | 654.2966 | 94.0762 | 372.8596 | 282.0831 | 131.2613 | 74.6698 | 44.6654 | 141.6309 | 40.0878 | 40.0878 | 40.0878 | 111.7671 | 128.8955 | 47.5314 | 102.3976 | 163.554 | 162.524 | 91.8642 | 91.8642 | 90.5842 | 295.0464 | 40.0878 | 285.7732 | 169.5127 | 284.1129 | 107.6492 | 86.6345 | 221.1367 | 68.9526 | 145.2236 | 68.9526 | 174.1807 | 56.8437 | 83.9514 | 50.3264 | 50.3264 | 56.8437 | 262.6917 | 217.5879 | 108.3784 | 143.8242 | 92.4987 | 56.8437 | 642.6238 | 141.3464 | 143.2464 | 330.9842 | 530.8229 | 68.1302 | 75.5517 | 109.0086 | 242.691 | 75.5517 | 41.7834 | 95.0536 | 80.3722 | 69.2069 | 77.3092 | 41.9242 | 41.9242 | 69.7243 | 38.2409 | 114.4782 | 178.9404 | 78.7454 | 145.2236 | 74.195 | 154.6766 | 136.9501 | 78.7454 | 74.195 | 56.1324 | 172.7978 | 136.274 | 41.4134 | 20.2079 | 273.9752 | 55.5369 | 185.488 | 55.5594 | 270.7446 | 671.5625 | 31.7195 | 192.1919 | 172.7978 | 250.4819 | 55.5594 | 21.5352 | 311.8633 | 187.5385 | 154.999 | 170.859 | 0 | 64.181 | 112.1398 | 320.2339 | 0 | 68.1302 | 87.8538 | 136.6401 | 59.6973 | 80.2607 | 140.0586 | 54.3013 | 0 | 0 | 0 | 0 | 0 | 0 | 0 | 0 | 68.9118 | 0 | 121.4328 | 176.8711 | 162.6435 | 110.7254 | 0 | 112.9662 | 31.2339 | 30.2791 | 15.319 | 470.3815 | 28.6413 | 78.708 | 32.831 | 32.831 | 55.7907 | 21.5202 | 31.2339 | 28.6413 | 23.7158 | 23.7158 | 40.7022 | 0 | 0 | 0 | 0 | 21.5202 | 21.5202 | 21.5202 | 36.6248 | 23.7158 | 79.0811 | 0 | 0 | 15.9222 | 0 | 0 | 0 | 68.3635 | 35.2105 | 87.3173 | 47.2001 | 38.663 | 15.9222 | 93.7036 | 107.0724 | 24.6204 | 122.7778 | 95.0334 | 419.809 | 84.0485 | 81.6992 | 98.2039 | 15.9665 | 19.5442 | 19.5442 | 15.9665 | 31.3289 | 55.8972 | 126.3675 | 1209.7485 | 86.3029 | 55.8972 | 53.6337 | 104.7798 | 69.0903 | 58.4291 | 56.8114 | 53.6337 | 105.4224 | 48.4263 | 35.2105 | 35.2105 | 105.4893 | 70.0279 | 0 | 0 | 0 | 19.5442 | 19.5442 | 20.0371 | 0 | 0 | 0 | 0 | 0 | 0 | 15.9665 | 35.2105 | 102.5389 | 19.5442 | 24.4485 | 44.9305 | 0 | 0 | 0 | 0 | 0 | 0 | 0 | 0 | 0 | 0 | 0 | 0 | 0 | 0 | 0 | 0 | 0 | 0 | 0 | 0 | 0 | 0 | 0 | 0 | 0 | 0 | 0 | 0 | 0 | 0 | 0 | 0 | 0 | 0 | 0 | 0 | 0 | 0 | 0 | 0 | 0 | 0 | 0 | 0 | 0 | 0 | 0 | 0 | 0 | 0 | 0 | 0 | 0 | 0 | 0 | 0 | 0 | 0 | 0 | 0 | 0 | 0 | 0 | 0 | 0 | 0 | 0 | 0 | 0 | 0 | 0 | 0 | 0 | 0 | 0 | 0 | 0 | 0 | 0 | 0 | 0 | 0 | 0 | 0 | 0 | 0 | 0 | 0 | 0 | 0 | 0 | 0 | 0 | 0 | 0 | 0 | 0 | 0 | 0 | 0 | 0 | 0 | 0 | 0 | 0 | 0 | 0 | 0 | 0 | 2017-01-02 04:00
t0030 | 0 | 115.865 | 285.1509 | 134.6172 | 31.1823 | 220.8153 | 31.1823 | 605.0566 | 53.0865 | 53.0865 | 1754.2657 | 53.376 | 73.7084 | 321.1827 | 378.7628 | 55.9576 | 65.8699 | 313.2925 | 192.8897 | 345.8285 | 0 | 0 | 357.8198 | 32.3068 | 32.3068 | 32.3068 | 78.1337 | 147.6955 | 266.497 | 110.9484 | 301.584 | 75.8282 | 231.1284 | 212.1115 | 247.4192 | 234.9875 | 129.5802 | 601.9069 | 354.1507 | 89.3901 | 216.4692 | 247.1231 | 103.0672 | 218.361 | 425.7469 | 103.0672 | 40.7668 | 267.0414 | 732.9942 | 157.5177 | 162.7709 | 84.5051 | 171.7531 | 40.7668 | 156.9424 | 277.5347 | 92.1551 | 305.0251 | 30.552 | 175.7224 | 30.552 | 103.0672 | 147.6955 | 57.4342 | 425.7469 | 0 | 0 | 0 | 0 | 0 | 0 | 0 | 0 | 147.1909 | 0 | 0 | 0 | 0 | 229.4148 | 251.464 | 24.1658 | 25.7822 | 188.7697 | 132.6778 | 10.0258 | 68.3042 | 76.9281 | 231.7611 | 136.717 | 186.5077 | 75.9753 | 24.1658 | 222.4981 | 36.9761 | 219.0372 | 103.0963 | 135.9787 | 40.0045 | 75.7873 | 403.8151 | 17.4288 | 130.667 | 124.418 | 10.0258 | 10.0258 | 51.1484 | 105.9622 | 53.9481 | 106.5381 | 134.5253 | 64.8738 | 57.1734 | 482.6308 | 85.3211 | 68.3042 | 65.5931 | 65.5931 | 27.3762 | 36.2374 | 482.6308 | 297.8305 | 126.6653 | 0 | 0 | 0 | 66.2748 | 76.9281 | 64.2953 | 292.189 | 75.7873 | 0 | 56.8057 | 36.2374 | 10.0258 | 50.5954 | 20.2876 | 0 | 0 | 0 | 74.3808 | 0 | 0 | 116.4748 | 0 | 24.5171 | 0 | 0 | 173.9958 | 78.6632 | 20.2876 | 24.8368 | 24.8368 | 52.0383 | 112.4504 | 149.6274 | 112.2874 | 254.2707 | 159.8298 | 93.4906 | 221.3752 | 196.1698 | 119.519 | 121.4949 | 313.0068 | 154.598 | 141.2345 | 78.8786 | 73.2428 | 155.9193 | 158.9384 | 59.7652 | 73.2428 | 73.2428 | 114.636 | 78.8786 | 78.8786 | 78.8786 | 130.3023 | 144.4 | 127.1723 | 106.3251 | 106.3251 | 82.4872 | 133.097 | 371.0013 | 142.2611 | 79.3579 | 474.3317 | 149.8211 | 79.3579 | 289.9617 | 747.9059 | 107.156 | 425.5143 | 321.8121 | 149.8211 | 85.1792 | 50.9236 | 161.2993 | 45.7214 | 45.7214 | 45.7214 | 127.3369 | 146.9552 | 54.1151 | 116.896 | 186.5627 | 185.4739 | 104.8689 | 104.8689 | 103.3414 | 336.7936 | 45.7214 | 325.9107 | 193.43 | 324.1823 | 122.8362 | 98.7984 | 252.4642 | 78.6424 | 165.8623 | 78.6424 | 198.7908 | 64.8298 | 95.8473 | 57.4342 | 57.4342 | 64.8298 | 300.1101 | 248.4481 | 123.674 | 164.0713 | 105.6179 | 64.8298 | 734.3067 | 161.2658 | 163.5547 | 377.9173 | 607.0689 | 77.7334 | 86.214 | 124.2312 | 276.8897 | 86.214 | 47.6272 | 108.4214 | 91.7313 | 78.9363 | 88.1173 | 47.8391 | 47.8391 | 79.5829 | 43.6035 | 130.7757 | 204.2657 | 89.7945 | 165.8623 | 84.6497 | 176.5262 | 156.2505 | 89.7945 | 84.6497 | 63.9437 | 197.2554 | 155.5425 | 47.2616 | 23.0136 | 312.4675 | 63.3061 | 211.4971 | 63.3281 | 308.7172 | 767.1373 | 36.1552 | 218.908 | 197.2554 | 285.8315 | 63.3281 | 24.5171 | 356.602 | 213.825 | 176.9979 | 195.1463 | 0 | 73.2428 | 127.8692 | 366.5285 | 0 | 77.7334 | 100.2189 | 155.9193 | 68.1597 | 91.3394 | 159.753 | 61.886 | 0 | 0 | 0 | 0 | 0 | 0 | 0 | 0 | 78.6632 | 0 | 138.575 | 202.0512 | 185.6395 | 126.4024 | 0 | 128.7483 | 35.5356 | 34.5052 | 17.4288 | 536.3987 | 32.6622 | 89.7782 | 37.3773 | 37.3773 | 63.4608 | 24.5127 | 35.5356 | 32.6622 | 27.0022 | 27.0022 | 46.3615 | 0 | 0 | 0 | 0 | 24.5127 | 24.5127 | 24.5127 | 41.7308 | 27.0022 | 90.1192 | 0 | 0 | 18.1686 | 0 | 0 | 0 | 77.8933 | 40.1953 | 99.5547 | 53.9337 | 44.068 | 18.1686 | 106.9183 | 122.1458 | 28.051 | 140.1666 | 108.4142 | 479.3743 | 95.8647 | 93.191 | 111.999 | 18.2128 | 22.2918 | 22.2918 | 18.2128 | 35.691 | 63.739 | 144.0522 | 1382.5165 | 98.3316 | 63.739 | 61.1757 | 119.648 | 78.7128 | 66.5057 | 64.708 | 61.1757 | 120.1431 | 55.2568 | 40.1953 | 40.1953 | 120.2119 | 79.8665 | 0 | 0 | 0 | 22.2918 | 22.2918 | 22.8283 | 0 | 0 | 0 | 0 | 0 | 0 | 18.2128 | 40.1953 | 116.9214 | 22.2918 | 27.8812 | 51.1573 | 0 | 0 | 0 | 0 | 0 | 0 | 0 | 0 | 0 | 0 | 0 | 0 | 0 | 0 | 0 | 0 | 0 | 0 | 0 | 0 | 0 | 0 | 0 | 0 | 0 | 0 | 0 | 0 | 0 | 0 | 0 | 0 | 0 | 0 | 0 | 0 | 0 | 0 | 0 | 0 | 0 | 0 | 0 | 0 | 0 | 0 | 0 | 0 | 0 | 0 | 0 | 0 | 0 | 0 | 0 | 0 | 0 | 0 | 0 | 0 | 0 | 0 | 0 | 0 | 0 | 0 | 0 | 0 | 0 | 0 | 0 | 0 | 0 | 0 | 0 | 0 | 0 | 0 | 0 | 0 | 0 | 0 | 0 | 0 | 0 | 0 | 0 | 0 | 0 | 0 | 0 | 0 | 0 | 0 | 0 | 0 | 0 | 0 | 0 | 0 | 0 | 0 | 0 | 0 | 0 | 0 | 0 | 0 | 0 | 2017-01-02 05:00
t0031 | 0 | 126.953 | 326.1058 | 148.1334 | 36.4545 | 254.7724 | 36.4545 | 627.238 | 60.167 | 60.167 | 1933.5921 | 63.2231 | 81.9603 | 347.2558 | 414.4949 | 61.2777 | 74.4113 | 350.3426 | 217.6922 | 372.1654 | 0 | 0 | 406.4914 | 36.2361 | 36.2361 | 36.2361 | 85.7197 | 163.0309 | 287.0294 | 125.2212 | 335.953 | 86.0862 | 251.0544 | 229.5094 | 275.5375 | 265.0188 | 142.7759 | 631.3367 | 379.8761 | 98.6927 | 231.9561 | 274.1348 | 112.6936 | 239.0424 | 455.7141 | 112.6936 | 45.1237 | 294.6976 | 802.787 | 170.7712 | 181.5571 | 95.308 | 187.4169 | 45.1237 | 173.5145 | 299.8995 | 101.3557 | 341.4682 | 34.86 | 189.6503 | 34.86 | 112.6936 | 163.0309 | 63.7793 | 455.7141 | 0 | 0 | 0 | 0 | 0 | 0 | 0 | 0 | 163.3521 | 0 | 0 | 0 | 0 | 254.2001 | 281.62 | 27.0109 | 30.5316 | 220.3563 | 150.4684 | 11.6088 | 78.8415 | 88.6204 | 260.8076 | 152.0473 | 207.3046 | 89.7564 | 27.0109 | 258.3631 | 42.7518 | 248.8629 | 119.0139 | 153.5476 | 45.8587 | 86.5818 | 462.3395 | 20.9635 | 147.9229 | 144.0646 | 11.6088 | 11.6088 | 59.8914 | 117.6088 | 61.7478 | 122.2282 | 150.2228 | 77.5786 | 71.0523 | 574.887 | 102.443 | 78.8415 | 74.5003 | 74.5003 | 31.4967 | 43.6596 | 574.887 | 346.4111 | 142.3786 | 0 | 0 | 0 | 75.0442 | 88.6204 | 72.7126 | 335.2512 | 86.5818 | 0 | 64.2851 | 43.6596 | 11.6088 | 59.3115 | 23.9508 | 0 | 0 | 0 | 83.8228 | 0 | 0 | 132.249 | 0 | 28.9721 | 0 | 0 | 195.4143 | 85.6137 | 23.9508 | 28.2256 | 28.2256 | 61.9189 | 130.2149 | 174.2677 | 128.7784 | 284.7988 | 177.7909 | 105.9813 | 249.2869 | 223.4269 | 139.0633 | 137.9222 | 358.0805 | 173.4264 | 166.5237 | 87.4432 | 81.789 | 176.7723 | 185.7812 | 69.0819 | 81.789 | 81.789 | 134.043 | 87.4432 | 87.4432 | 87.4432 | 151.5977 | 161.1708 | 149.5086 | 122.6916 | 122.6916 | 95.3092 | 155.942 | 416.369 | 154.6969 | 93.788 | 539.1894 | 168.1661 | 93.788 | 346.4111 | 844.8857 | 127.0796 | 491.76 | 365.9773 | 168.1661 | 97.8383 | 58.4288 | 191.0187 | 51.4441 | 51.4441 | 51.4441 | 148.9366 | 174.5936 | 65.0291 | 126.4217 | 210.2078 | 205.0652 | 115.0669 | 115.0669 | 117.2661 | 366.0337 | 51.4441 | 377.0747 | 215.1346 | 361.3228 | 136.3366 | 111.2105 | 296.2089 | 89.2146 | 179.3848 | 89.2146 | 224.631 | 74.8626 | 106.349 | 63.7793 | 63.7793 | 74.8626 | 322.4675 | 270.6396 | 140.3335 | 188.8778 | 115.4943 | 74.8626 | 783.2779 | 180.1597 | 187.254 | 430.3548 | 688.3074 | 86.8213 | 95.7107 | 145.9817 | 314.5928 | 95.7107 | 54.3339 | 123.4604 | 101.2475 | 89.0994 | 102.1948 | 53.628 | 53.628 | 88.5529 | 50.1238 | 147.4251 | 228.0285 | 102.2093 | 179.3848 | 95.86 | 202.5066 | 174.235 | 102.2093 | 95.86 | 74.7962 | 228.0461 | 172.5738 | 51.6296 | 26.888 | 352.64 | 72.759 | 244.822 | 73.1108 | 348.2789 | 847.6132 | 41.1223 | 254.5272 | 228.0461 | 329.2521 | 73.1108 | 28.9721 | 367.3024 | 247.2328 | 194.287 | 209.8987 | 0 | 81.789 | 144.1751 | 407.4471 | 0 | 86.8213 | 113.6533 | 176.7723 | 77.1569 | 109.2941 | 179.1662 | 72.1115 | 0 | 0 | 0 | 0 | 0 | 0 | 0 | 0 | 85.6137 | 0 | 153.4932 | 214.1348 | 213.3349 | 143.368 | 0 | 150.229 | 43.9686 | 39.9738 | 20.9635 | 640.9244 | 36.9372 | 105.7665 | 44.8381 | 44.8381 | 79.4137 | 29.2004 | 43.9686 | 36.9372 | 31.8436 | 31.8436 | 54.3327 | 0 | 0 | 0 | 0 | 29.2004 | 29.2004 | 29.2004 | 48.7039 | 31.8436 | 104.6435 | 0 | 0 | 21.1845 | 0 | 0 | 0 | 91.3123 | 44.0815 | 115.7566 | 57.9829 | 50.9529 | 21.1845 | 118.6156 | 144.5603 | 32.4502 | 154.3859 | 123.3457 | 537.029 | 108.2926 | 105.1126 | 127.6191 | 20.585 | 25.1325 | 25.1325 | 20.585 | 42.383 | 73.4739 | 165.7976 | 1577.25 | 118.3692 | 73.4739 | 69.9789 | 140.5417 | 93.6113 | 79.7643 | 77.629 | 69.9789 | 142.7916 | 63.5907 | 44.0815 | 44.0815 | 139.9285 | 93.9563 | 0 | 0 | 0 | 25.1325 | 25.1325 | 26.885 | 0 | 0 | 0 | 0 | 0 | 0 | 20.585 | 44.0815 | 136.4259 | 25.1325 | 31.6997 | 60.8849 | 0 | 0 | 0 | 0 | 0 | 0 | 0 | 0 | 0 | 0 | 0 | 0 | 0 | 0 | 0 | 0 | 0 | 0 | 0 | 0 | 0 | 0 | 0 | 0 | 0 | 0 | 0 | 0 | 0 | 0 | 0 | 0 | 0 | 0 | 0 | 0 | 0 | 0 | 0 | 0 | 0 | 0 | 0 | 0 | 0 | 0 | 0 | 0 | 0 | 0 | 0 | 0 | 0 | 0 | 0 | 0 | 0 | 0 | 0 | 0 | 0 | 0 | 0 | 0 | 0 | 0 | 0 | 0 | 0 | 0 | 0 | 0 | 0 | 0 | 0 | 0 | 0 | 0 | 0 | 0 | 0 | 0 | 0 | 0 | 0 | 0 | 0 | 0 | 0 | 0 | 0 | 0 | 0 | 0 | 0 | 0 | 0 | 0 | 0 | 0 | 0 | 0 | 0 | 0 | 0 | 0 | 0 | 0 | 0 | 2017-01-02 06:00
t0032 | 0 | 128.4277 | 359.3133 | 149.7629 | 41.4115 | 284.6042 | 41.4115 | 551.7728 | 66.3921 | 66.3921 | 2062.9997 | 74.249 | 84.1836 | 341.6215 | 413.9124 | 60.8806 | 79.3487 | 367.1534 | 232.0573 | 357.8788 | 0 | 0 | 443.7683 | 37.9545 | 37.9545 | 37.9545 | 86.2298 | 166.3915 | 277.0861 | 140.0077 | 354.5893 | 93.2657 | 246.7026 | 223.42 | 285.2008 | 282.4433 | 144.1178 | 574.3078 | 368.4513 | 100.4555 | 221.2415 | 284.3828 | 112.8028 | 239.8187 | 447.7803 | 112.8028 | 45.7136 | 300.0289 | 805.9252 | 167.0698 | 191.0642 | 101.0885 | 186.1053 | 45.7136 | 176.7272 | 291.0226 | 101.9678 | 362.2007 | 37.7701 | 183.6689 | 37.7701 | 112.8028 | 166.3915 | 65.8941 | 447.7803 | 0 | 0 | 0 | 0 | 0 | 0 | 0 | 0 | 167.9865 | 0 | 0 | 0 | 0 | 261.8369 | 294.8206 | 27.9221 | 34.8588 | 251.414 | 160.1029 | 12.8462 | 86.7621 | 96.4922 | 278.0776 | 157.5452 | 213.9547 | 103.5042 | 27.9221 | 295.6998 | 47.0272 | 269.4153 | 130.8703 | 162.062 | 49.6848 | 93.51 | 510.2057 | 24.6258 | 157.3152 | 159.7729 | 12.8462 | 12.8462 | 68.1402 | 120.8494 | 66.9355 | 133.126 | 156.573 | 93.8744 | 93.4569 | 693.4692 | 120.4961 | 86.7621 | 79.4524 | 79.4524 | 34.4295 | 52.1978 | 693.4692 | 396.1745 | 148.5791 | 0 | 0 | 0 | 79.4188 | 96.4922 | 77.03 | 367.7879 | 93.51 | 0 | 68.104 | 52.1978 | 12.8462 | 68.3286 | 27.6715 | 0 | 0 | 0 | 88.816 | 0 | 0 | 142.4192 | 0 | 33.1187 | 0 | 0 | 205.5742 | 84.2087 | 27.6715 | 30.2723 | 30.2723 | 71.3575 | 145.1297 | 197.599 | 140.4666 | 303.2025 | 183.8809 | 113.9434 | 263.8323 | 248.2583 | 156.9768 | 148.2011 | 412.0429 | 182.8877 | 192.185 | 90.8256 | 85.6669 | 192.0089 | 210.3006 | 76.9019 | 85.6669 | 85.6669 | 154.3842 | 90.8256 | 90.8256 | 90.8256 | 171.1218 | 169.0906 | 172.3337 | 136.0404 | 136.0404 | 106.2509 | 182.024 | 440.6117 | 153.6349 | 109.4051 | 624.5021 | 179.1844 | 109.4051 | 430.5377 | 943.565 | 147.857 | 560.2849 | 398.6484 | 179.1844 | 108.967 | 64.1638 | 220.9394 | 54.2368 | 54.2368 | 54.2368 | 168.7091 | 207.6165 | 77.2184 | 122.3478 | 223.0538 | 209.3146 | 115.9046 | 115.9046 | 127.0244 | 358.5018 | 54.2368 | 424.9698 | 222.5621 | 375.4161 | 140.227 | 117.0839 | 351.7011 | 96.0221 | 175.6355 | 96.0221 | 242.8989 | 84.0497 | 110.6678 | 65.8941 | 65.8941 | 84.0497 | 312.1241 | 268.7139 | 152.8505 | 211.5983 | 115.9016 | 84.0497 | 746.0098 | 187.9241 | 210.8183 | 478.6364 | 783.2828 | 90.5586 | 98.5952 | 168.1141 | 342.3507 | 98.5952 | 58.5586 | 134.388 | 103.1285 | 94.7989 | 114.496 | 56.613 | 56.613 | 92.2683 | 55.4151 | 161.7095 | 240.2374 | 110.4848 | 175.6355 | 103.4619 | 226.9644 | 180.887 | 110.4848 | 103.4619 | 84.5229 | 261.4926 | 178.4602 | 50.9997 | 30.1342 | 374.3993 | 79.9052 | 275.1041 | 81.0618 | 367.6896 | 883.2297 | 43.9718 | 282.8367 | 261.4926 | 371.7014 | 81.0618 | 33.1187 | 319.6045 | 276.8005 | 197.4007 | 202.4408 | 0 | 85.6669 | 152.0342 | 450.1869 | 0 | 90.5586 | 122.7276 | 192.0089 | 84.5298 | 127.5694 | 187.6323 | 81.5048 | 0 | 0 | 0 | 0 | 0 | 0 | 0 | 0 | 84.2087 | 0 | 157.3036 | 198.6263 | 240.6356 | 157.3133 | 0 | 170.4258 | 54.8135 | 44.4836 | 24.6258 | 774.441 | 39.3378 | 124.5853 | 53.0124 | 53.0124 | 100.8782 | 34.3238 | 54.8135 | 39.3378 | 36.3003 | 36.3003 | 61.5442 | 0 | 0 | 0 | 0 | 34.3238 | 34.3238 | 34.3238 | 54.9957 | 36.3003 | 117.1074 | 0 | 0 | 24.5714 | 0 | 0 | 0 | 104.1433 | 44.3477 | 131.2693 | 56.4816 | 56.6712 | 24.5714 | 121.7253 | 172.3529 | 35.8366 | 157.334 | 134.3978 | 574.8325 | 115.4571 | 111.7909 | 138.7276 | 22.0168 | 26.662 | 26.662 | 22.0168 | 49.6236 | 81.8553 | 182.8907 | 1794.1561 | 143.053 | 81.8553 | 76.9988 | 167.9309 | 110.0369 | 93.8805 | 92.5711 | 76.9988 | 168.6146 | 71.5338 | 44.3477 | 44.3477 | 157.4579 | 110.0476 | 0 | 0 | 0 | 26.662 | 26.662 | 30.9345 | 0 | 0 | 0 | 0 | 0 | 0 | 22.0168 | 44.3477 | 156.2659 | 26.662 | 34.2284 | 70.8709 | 0 | 0 | 0 | 0 | 0 | 0 | 0 | 0 | 0 | 0 | 0 | 0 | 0 | 0 | 0 | 0 | 0 | 0 | 0 | 0 | 0 | 0 | 0 | 0 | 0 | 0 | 0 | 0 | 0 | 0 | 0 | 0 | 0 | 0 | 0 | 0 | 0 | 0 | 0 | 0 | 0 | 0 | 0 | 0 | 0 | 0 | 0 | 0 | 0 | 0 | 0 | 0 | 0 | 0 | 0 | 0 | 0 | 0 | 0 | 0 | 0 | 0 | 0 | 0 | 0 | 0 | 0 | 0 | 0 | 0 | 0 | 0 | 0 | 0 | 0 | 0 | 0 | 0 | 0 | 0 | 0 | 0 | 0 | 0 | 0 | 0 | 0 | 0 | 0 | 0 | 0 | 0 | 0 | 0 | 0 | 0 | 0 | 0 | 0 | 0 | 0 | 0 | 0 | 0 | 0 | 0 | 0 | 0 | 0 | 2017-01-02 07:00
t0033 | 0 | 128.3288 | 386.7002 | 146.6113 | 44.8475 | 308.1601 | 44.8475 | 461.6615 | 74.0115 | 74.0115 | 2328.8217 | 84.0507 | 82.6621 | 333.0176 | 399.822 | 57.6955 | 81.6092 | 373.833 | 239.321 | 331.8688 | 0 | 0 | 477.0677 | 38.1207 | 38.1207 | 38.1207 | 84.248 | 165.3736 | 259.1622 | 163.5116 | 374.0024 | 98.4339 | 234.5113 | 209.9241 | 284.7789 | 291.8781 | 139.5969 | 505.8022 | 356.8038 | 98.9424 | 204.0967 | 290.4507 | 110.1888 | 234.6368 | 455.206 | 110.1888 | 43.8855 | 296.291 | 788.4835 | 158.0152 | 198.8654 | 103.0265 | 178.9802 | 43.8855 | 173.3665 | 272.4227 | 98.5463 | 380.0239 | 39.1342 | 171.8436 | 39.1342 | 110.1888 | 165.3736 | 66.2163 | 455.206 | 0 | 0 | 0 | 0 | 0 | 0 | 0 | 0 | 166.9221 | 0 | 0 | 0 | 0 | 263.1812 | 297.4763 | 27.3496 | 36.6616 | 276.7816 | 161.1558 | 13.3866 | 90.0234 | 97.8256 | 290.1527 | 158.6932 | 213.511 | 112.7169 | 27.3496 | 333.7714 | 48.4417 | 282.936 | 135.443 | 162.0293 | 50.5789 | 95.5564 | 549.1648 | 26.6053 | 159.2318 | 167.5218 | 13.3866 | 13.3866 | 73.7087 | 119.7459 | 68.6429 | 137.1716 | 157.7959 | 111.1362 | 120.7321 | 823.9725 | 131.3584 | 90.0234 | 80.0409 | 80.0409 | 35.472 | 58.7338 | 823.9725 | 443.9805 | 146.2826 | 0 | 0 | 0 | 79.161 | 97.8256 | 77.3943 | 386.6056 | 95.5564 | 0 | 68.2522 | 58.7338 | 13.3866 | 76.0832 | 30.3529 | 0 | 0 | 0 | 90.5342 | 0 | 0 | 147.7362 | 0 | 35.197 | 0 | 0 | 208.0245 | 79.5426 | 30.3529 | 30.9333 | 30.9333 | 75.7915 | 154.2282 | 215.6351 | 145.5323 | 320.7309 | 184.0493 | 118.3648 | 268.8452 | 277.0298 | 169.8444 | 152.8865 | 493.5363 | 187.2431 | 211.0699 | 93.3446 | 87.5814 | 205.0967 | 225.7328 | 81.9691 | 87.5814 | 87.5814 | 173.191 | 93.3446 | 93.3446 | 93.3446 | 185.1881 | 174.0243 | 190.417 | 144.3006 | 144.3006 | 113.8477 | 209.7981 | 454.8159 | 150.1737 | 122.6015 | 773.6582 | 188.4582 | 122.6015 | 542.6668 | 1095.6744 | 162.8252 | 634.8638 | 424.3394 | 188.4582 | 118.8641 | 67.6331 | 240.6439 | 54.8299 | 54.8299 | 54.8299 | 181.0401 | 240.1941 | 86.0612 | 113.0541 | 228.4833 | 206.6568 | 113.6261 | 113.6261 | 134.2335 | 336.3055 | 54.8299 | 466.6058 | 223.0783 | 377.7999 | 139.3482 | 117.6847 | 420.4297 | 99.7803 | 168.446 | 99.7803 | 259.4333 | 91.9593 | 113.9313 | 66.2163 | 66.2163 | 91.9593 | 297.8379 | 260.3769 | 163.9876 | 232.6139 | 114.0477 | 91.9593 | 700.7905 | 189.5057 | 239.0104 | 535.7023 | 939.7995 | 91.3908 | 98.3412 | 185.595 | 364.7153 | 98.3412 | 59.8001 | 142.1065 | 101.9212 | 97.182 | 122.7557 | 58.2949 | 58.2949 | 94.2614 | 59.1019 | 180.8498 | 250.0279 | 114.7567 | 168.446 | 109.0673 | 252.7322 | 181.2511 | 114.7567 | 109.0673 | 90.0887 | 300.6934 | 180.476 | 47.9872 | 31.5205 | 381.7086 | 83.7284 | 299.2144 | 85.8305 | 369.284 | 928.2027 | 44.3992 | 293.8351 | 300.6934 | 415.9197 | 85.8305 | 35.197 | 267.3776 | 299.3169 | 198.2601 | 190.0351 | 0 | 87.5814 | 152.5122 | 537.1289 | 0 | 91.3908 | 128.8699 | 205.0967 | 92.886 | 137.7286 | 188.4334 | 88.053 | 0 | 0 | 0 | 0 | 0 | 0 | 0 | 0 | 79.5426 | 0 | 155.9681 | 176.7171 | 270.7777 | 172.3848 | 0 | 185.0787 | 63.4777 | 46.9999 | 26.6053 | 915.8361 | 40.1426 | 144.4102 | 58.7346 | 58.7346 | 118.6451 | 38.2748 | 63.4777 | 40.1426 | 38.5497 | 38.5497 | 65.5998 | 0 | 0 | 0 | 0 | 38.2748 | 38.2748 | 38.2748 | 58.943 | 38.5497 | 124.6501 | 0 | 0 | 28.2997 | 0 | 0 | 0 | 112.9624 | 43.4109 | 144.0845 | 54.8373 | 60.1992 | 28.2997 | 120.3753 | 202.9081 | 37.2568 | 157.1234 | 142.9558 | 616.655 | 118.6969 | 114.7925 | 145.7942 | 22.7926 | 27.2267 | 27.2267 | 22.7926 | 55.3125 | 88.2684 | 193.0232 | 2109.6426 | 165.7351 | 88.2684 | 82.4908 | 203.0244 | 123.3251 | 102.8639 | 104.8025 | 82.4908 | 191.5317 | 79.5654 | 43.4109 | 43.4109 | 168.6932 | 126.3424 | 0 | 0 | 0 | 27.2267 | 27.2267 | 33.8315 | 0 | 0 | 0 | 0 | 0 | 0 | 22.7926 | 43.4109 | 174.0314 | 27.2267 | 35.5933 | 77.2648 | 0 | 0 | 0 | 0 | 0 | 0 | 0 | 0 | 0 | 0 | 0 | 0 | 0 | 0 | 0 | 0 | 0 | 0 | 0 | 0 | 0 | 0 | 0 | 0 | 0 | 0 | 0 | 0 | 0 | 0 | 0 | 0 | 0 | 0 | 0 | 0 | 0 | 0 | 0 | 0 | 0 | 0 | 0 | 0 | 0 | 0 | 0 | 0 | 0 | 0 | 0 | 0 | 0 | 0 | 0 | 0 | 0 | 0 | 0 | 0 | 0 | 0 | 0 | 0 | 0 | 0 | 0 | 0 | 0 | 0 | 0 | 0 | 0 | 0 | 0 | 0 | 0 | 0 | 0 | 0 | 0 | 0 | 0 | 0 | 0 | 0 | 0 | 0 | 0 | 0 | 0 | 0 | 0 | 0 | 0 | 0 | 0 | 0 | 0 | 0 | 0 | 0 | 0 | 0 | 0 | 0 | 0 | 0 | 0 | 2017-01-02 08:00
t0034 | 0 | 130.1277 | 407.3001 | 145.5265 | 46.9818 | 324.7793 | 46.9818 | 412.9886 | 80.4939 | 80.4939 | 2591.5479 | 90.7294 | 81.6966 | 333.4836 | 393.5253 | 55.7354 | 83.2734 | 380.3864 | 244.9172 | 318.2857 | 0 | 0 | 503.7275 | 38.2504 | 38.2504 | 38.2504 | 83.649 | 166.0698 | 250.4665 | 184.2925 | 392.9603 | 102.4038 | 228.6319 | 203.0124 | 285.5229 | 299.3487 | 137.0795 | 471.7769 | 357.3324 | 98.5347 | 195.4625 | 297.7943 | 109.6478 | 233.6269 | 475.946 | 109.6478 | 42.5903 | 295.8717 | 784.809 | 153.5438 | 206.5098 | 104.3886 | 175.809 | 42.5903 | 171.8538 | 262.7847 | 96.6887 | 396.4511 | 39.9663 | 165.849 | 39.9663 | 109.6478 | 166.0698 | 66.89 | 475.946 | 0 | 0 | 0 | 0 | 0 | 0 | 0 | 0 | 166.9961 | 0 | 0 | 0 | 0 | 266.2906 | 300.0037 | 26.8747 | 37.2273 | 294.0697 | 160.9429 | 13.6333 | 91.4836 | 97.4582 | 300.4131 | 160.4952 | 214.2188 | 118.0697 | 26.8747 | 362.4693 | 48.8665 | 292.9963 | 137.3206 | 161.2352 | 50.7183 | 96.3346 | 578.1521 | 27.4673 | 159.995 | 171.5292 | 13.6333 | 13.6333 | 77.0862 | 119.4846 | 69.349 | 138.9905 | 159.2528 | 123.6333 | 140.9552 | 920.3191 | 136.7622 | 91.4836 | 79.9243 | 79.9243 | 35.884 | 62.6781 | 920.3191 | 479.1516 | 143.9099 | 0 | 0 | 0 | 78.419 | 97.4582 | 77.2919 | 398.5931 | 96.3346 | 0 | 67.9761 | 62.6781 | 13.6333 | 81.4216 | 31.9944 | 0 | 0 | 0 | 91.7879 | 0 | 0 | 151.4399 | 0 | 36.1061 | 0 | 0 | 209.9686 | 76.9613 | 31.9944 | 31.2768 | 31.2768 | 77.4637 | 159.7493 | 227.7151 | 148.2081 | 336.755 | 185.0635 | 121.589 | 272.6092 | 300.8285 | 178.1846 | 155.9849 | 562.82 | 191.0828 | 222.8346 | 96.2552 | 89.5099 | 215.6534 | 234.7397 | 85.1954 | 89.5099 | 89.5099 | 186.6342 | 96.2552 | 96.2552 | 96.2552 | 194.3234 | 178.9312 | 202.2752 | 149.491 | 149.491 | 118.8731 | 230.5997 | 467.3208 | 150.1176 | 131.4176 | 904.2308 | 196.7078 | 131.4176 | 630.5355 | 1229.5033 | 171.851 | 692.8885 | 444.1904 | 196.7078 | 126.2993 | 69.8946 | 251.8383 | 55.2328 | 55.2328 | 55.2328 | 188.1648 | 263.3193 | 91.2286 | 107.5987 | 232.6704 | 206.0592 | 113.1583 | 113.1583 | 139.8307 | 323.5765 | 55.2328 | 496.6943 | 224.6109 | 381.2487 | 139.4098 | 117.9064 | 474.2025 | 102.485 | 166.1522 | 102.485 | 273.243 | 97.7005 | 117.5904 | 66.89 | 66.89 | 97.7005 | 293.9072 | 257.8854 | 172.9704 | 248.4332 | 114.2354 | 97.7005 | 685.594 | 191.3075 | 262.0365 | 583.0868 | 1076.8195 | 92.3354 | 98.7003 | 197.057 | 382.2257 | 98.7003 | 60.299 | 147.8386 | 101.8364 | 98.9278 | 128.0064 | 59.8112 | 59.8112 | 96.4844 | 61.6277 | 197.674 | 259.4989 | 117.603 | 166.1522 | 113.5076 | 273.0859 | 182.1454 | 117.603 | 113.5076 | 93.0932 | 331.7456 | 183.4396 | 46.1206 | 32.0618 | 386.7264 | 86.0145 | 316.0158 | 88.7618 | 369.2108 | 976.9649 | 44.391 | 297.8021 | 331.7456 | 450.2589 | 88.7618 | 36.1061 | 241.0453 | 314.799 | 201.6968 | 184.5064 | 0 | 89.5099 | 152.3687 | 618.3073 | 0 | 92.3354 | 133.5719 | 215.6534 | 99.9734 | 142.4235 | 189.0666 | 92.1983 | 0 | 0 | 0 | 0 | 0 | 0 | 0 | 0 | 76.9613 | 0 | 155.9291 | 164.8411 | 294.7044 | 184.9589 | 0 | 194.5031 | 68.6397 | 48.4319 | 27.4673 | 1018.2981 | 40.6546 | 159.0542 | 62.0039 | 62.0039 | 129.3646 | 40.7335 | 68.6397 | 40.6546 | 39.5574 | 39.5574 | 67.7294 | 0 | 0 | 0 | 0 | 40.7335 | 40.7335 | 40.7335 | 61.2617 | 39.5574 | 129.1148 | 0 | 0 | 31.1492 | 0 | 0 | 0 | 118.3457 | 43.1886 | 152.9886 | 54.9495 | 62.379 | 31.1492 | 119.9322 | 225.6551 | 37.883 | 158.6896 | 149.5206 | 654.7768 | 121.0755 | 117.0747 | 150.8357 | 23.3828 | 27.6405 | 27.6405 | 23.3828 | 58.9214 | 92.7581 | 199.3732 | 2378.0952 | 181.0016 | 92.7581 | 86.5507 | 230.6943 | 131.8671 | 107.6028 | 112.5728 | 86.5507 | 207.0248 | 85.7735 | 43.1886 | 43.1886 | 175.4919 | 138.2376 | 0 | 0 | 0 | 27.6405 | 27.6405 | 35.612 | 0 | 0 | 0 | 0 | 0 | 0 | 23.3828 | 43.1886 | 186.6447 | 27.6405 | 36.5359 | 80.749 | 0 | 0 | 0 | 0 | 0 | 0 | 0 | 0 | 0 | 0 | 0 | 0 | 0 | 0 | 0 | 0 | 0 | 0 | 0 | 0 | 0 | 0 | 0 | 0 | 0 | 0 | 0 | 0 | 0 | 0 | 0 | 0 | 0 | 0 | 0 | 0 | 0 | 0 | 0 | 0 | 0 | 0 | 0 | 0 | 0 | 0 | 0 | 0 | 0 | 0 | 0 | 0 | 0 | 0 | 0 | 0 | 0 | 0 | 0 | 0 | 0 | 0 | 0 | 0 | 0 | 0 | 0 | 0 | 0 | 0 | 0 | 0 | 0 | 0 | 0 | 0 | 0 | 0 | 0 | 0 | 0 | 0 | 0 | 0 | 0 | 0 | 0 | 0 | 0 | 0 | 0 | 0 | 0 | 0 | 0 | 0 | 0 | 0 | 0 | 0 | 0 | 0 | 0 | 0 | 0 | 0 | 0 | 0 | 0 | 2017-01-02 09:00
t0035 | 0 | 134.1768 | 413.8081 | 149.7811 | 47.4147 | 329.1052 | 47.4147 | 442.0039 | 82.0858 | 82.0858 | 2666.3251 | 91.4137 | 83.7092 | 345.9609 | 406.0386 | 57.4942 | 84.8613 | 389.0544 | 249.6916 | 331.2726 | 0 | 0 | 512.8792 | 39.067 | 39.067 | 39.067 | 86.2089 | 170.7047 | 260.5243 | 188.3316 | 402.6784 | 104.2385 | 236.7566 | 210.6592 | 292.4299 | 305.2759 | 141.0033 | 499.1973 | 372.1204 | 101.2716 | 203.9216 | 305.5448 | 113.1723 | 241.0065 | 495.5325 | 113.1723 | 43.7178 | 304.1523 | 809.4342 | 159.1577 | 211.4835 | 106.4214 | 181.6434 | 43.7178 | 176.5187 | 272.882 | 99.5368 | 405.5052 | 40.5894 | 172.3292 | 40.5894 | 113.1723 | 170.7047 | 68.5923 | 495.5325 | 0 | 0 | 0 | 0 | 0 | 0 | 0 | 0 | 171.2707 | 0 | 0 | 0 | 0 | 273.3113 | 306.6174 | 27.4753 | 37.3641 | 297.1248 | 163.6789 | 13.7782 | 92.5389 | 98.5581 | 306.667 | 164.4849 | 219.572 | 118.8175 | 27.4753 | 367.1485 | 49.3865 | 298.1261 | 138.885 | 164.2228 | 51.3915 | 97.7486 | 587.1756 | 27.4849 | 162.8515 | 173.3968 | 13.7782 | 13.7782 | 77.755 | 122.5346 | 70.3274 | 140.8563 | 162.9466 | 124.5374 | 141.5187 | 928.064 | 136.9973 | 92.5389 | 81.238 | 81.238 | 36.3292 | 62.8485 | 928.064 | 484.981 | 146.7943 | 0 | 0 | 0 | 79.7787 | 98.5581 | 78.6872 | 404.216 | 97.7486 | 0 | 69.1807 | 62.8485 | 13.7782 | 82.2074 | 32.2155 | 0 | 0 | 0 | 93.6039 | 0 | 0 | 154.0755 | 0 | 36.2844 | 0 | 0 | 214.3713 | 79.6262 | 32.2155 | 31.7973 | 31.7973 | 77.6786 | 161.5748 | 230.152 | 150.2462 | 344.4237 | 189.6338 | 123.7812 | 278.0809 | 306.3279 | 180.0815 | 158.6868 | 573.3654 | 195.2192 | 224.4706 | 98.7904 | 91.6048 | 219.6841 | 236.8185 | 86.2296 | 91.6048 | 91.6048 | 188.63 | 98.7904 | 98.7904 | 98.7904 | 196.3987 | 183.1696 | 203.9895 | 151.3612 | 151.3612 | 120.3552 | 233.1937 | 477.4274 | 155.3229 | 132.4244 | 923.2707 | 201.0168 | 132.4244 | 637.052 | 1256.009 | 172.849 | 702.8665 | 451.9837 | 201.0168 | 128.1932 | 70.8872 | 253.2564 | 56.3496 | 56.3496 | 56.3496 | 189.7916 | 265.3734 | 91.4875 | 111.7127 | 237.3148 | 211.6577 | 116.6132 | 116.6132 | 142.3637 | 335.0392 | 56.3496 | 503.1334 | 230.1755 | 390.3796 | 142.9726 | 120.2561 | 480.0386 | 104.3063 | 172.389 | 104.3063 | 278.6617 | 99.0126 | 120.6477 | 68.5923 | 68.5923 | 99.0126 | 305.926 | 266.6386 | 176.1718 | 252.0479 | 117.8978 | 99.0126 | 716.5406 | 195.7137 | 266.5251 | 593.8193 | 1099.5702 | 94.4715 | 101.2169 | 198.7462 | 389.0639 | 101.2169 | 61.2145 | 150.3396 | 104.6798 | 100.837 | 129.4515 | 61.128 | 61.128 | 98.8777 | 62.4891 | 201.9284 | 265.6677 | 119.5478 | 172.389 | 115.6384 | 277.4621 | 186.4613 | 119.5478 | 115.6384 | 93.8658 | 336.6497 | 188.1855 | 47.6332 | 32.3108 | 394.1641 | 87.168 | 319.9519 | 89.8521 | 376.2319 | 1004.0883 | 45.0997 | 300.5029 | 336.6497 | 456.9864 | 89.8521 | 36.2844 | 259.1268 | 318.764 | 207.8136 | 192.0294 | 0 | 91.6048 | 155.2958 | 634.6953 | 0 | 94.4715 | 135.9984 | 219.6841 | 101.9581 | 142.7223 | 193.1097 | 93.1318 | 0 | 0 | 0 | 0 | 0 | 0 | 0 | 0 | 79.6262 | 0 | 160.0465 | 173.2622 | 299.3653 | 188.5022 | 0 | 196.4336 | 68.5095 | 48.9667 | 27.4849 | 1025.8876 | 41.4054 | 160.6522 | 62.1871 | 62.1871 | 128.9388 | 40.9466 | 68.5095 | 41.4054 | 39.7765 | 39.7765 | 68.251 | 0 | 0 | 0 | 0 | 40.9466 | 40.9466 | 40.9466 | 61.8295 | 39.7765 | 130.4829 | 0 | 0 | 31.5389 | 0 | 0 | 0 | 119.3463 | 44.5174 | 154.7394 | 57.1592 | 63.1217 | 31.5389 | 123.0149 | 227.8122 | 38.2939 | 163.2688 | 152.1191 | 669.7839 | 123.3842 | 119.3711 | 153.3254 | 23.8278 | 28.1838 | 28.1838 | 23.8278 | 59.2792 | 94.0069 | 202.0025 | 2423.3837 | 181.8354 | 94.0069 | 87.9147 | 233.5662 | 132.6516 | 107.8547 | 113.0438 | 87.9147 | 208.4345 | 87.0627 | 44.5174 | 44.5174 | 177.2624 | 139.621 | 0 | 0 | 0 | 28.1838 | 28.1838 | 35.878 | 0 | 0 | 0 | 0 | 0 | 0 | 23.8278 | 44.5174 | 188.6979 | 28.1838 | 37.1565 | 81.0912 | 0 | 0 | 0 | 0 | 0 | 0 | 0 | 0 | 0 | 0 | 0 | 0 | 0 | 0 | 0 | 0 | 0 | 0 | 0 | 0 | 0 | 0 | 0 | 0 | 0 | 0 | 0 | 0 | 0 | 0 | 0 | 0 | 0 | 0 | 0 | 0 | 0 | 0 | 0 | 0 | 0 | 0 | 0 | 0 | 0 | 0 | 0 | 0 | 0 | 0 | 0 | 0 | 0 | 0 | 0 | 0 | 0 | 0 | 0 | 0 | 0 | 0 | 0 | 0 | 0 | 0 | 0 | 0 | 0 | 0 | 0 | 0 | 0 | 0 | 0 | 0 | 0 | 0 | 0 | 0 | 0 | 0 | 0 | 0 | 0 | 0 | 0 | 0 | 0 | 0 | 0 | 0 | 0 | 0 | 0 | 0 | 0 | 0 | 0 | 0 | 0 | 0 | 0 | 0 | 0 | 0 | 0 | 0 | 0 | 2017-01-02 10:00
t0036 | 0 | 133.65 | 415.2756 | 148.7681 | 47.5931 | 330.4272 | 47.5931 | 429.8992 | 82.6928 | 82.6928 | 2690.5948 | 92.1621 | 83.1407 | 343.6923 | 402.6527 | 56.8568 | 84.7438 | 388.1595 | 249.4361 | 326.8564 | 0 | 0 | 514.714 | 38.9057 | 38.9057 | 38.9057 | 85.614 | 169.8692 | 257.3702 | 190.5532 | 403.4674 | 104.3984 | 234.3356 | 208.195 | 291.0768 | 305.0449 | 139.8374 | 489.4108 | 369.4919 | 100.655 | 201.0969 | 305.0377 | 112.4049 | 239.4112 | 495.0428 | 112.4049 | 43.2919 | 302.4123 | 804.0567 | 157.4312 | 211.5705 | 106.1598 | 180.0424 | 43.2919 | 175.3389 | 269.5606 | 98.6907 | 406.0045 | 40.5578 | 170.2309 | 40.5578 | 112.4049 | 169.8692 | 68.338 | 495.0428 | 0 | 0 | 0 | 0 | 0 | 0 | 0 | 0 | 170.3919 | 0 | 0 | 0 | 0 | 272.328 | 305.5484 | 27.2735 | 37.3665 | 298.7795 | 162.9865 | 13.7715 | 92.453 | 98.1825 | 306.8047 | 163.916 | 218.5548 | 119.3126 | 27.2735 | 370.1627 | 49.2937 | 298.4065 | 138.7118 | 163.4072 | 51.2311 | 97.5014 | 589.2513 | 27.565 | 162.2895 | 173.4412 | 13.7715 | 13.7715 | 78.035 | 121.86 | 70.1769 | 140.6286 | 162.3703 | 126.069 | 144.2248 | 939.817 | 137.5416 | 92.453 | 80.8989 | 80.8989 | 36.267 | 63.3085 | 939.817 | 488.6029 | 145.7865 | 0 | 0 | 0 | 79.3421 | 98.1825 | 78.3431 | 404.5365 | 97.5014 | 0 | 68.8534 | 63.3085 | 13.7715 | 82.7566 | 32.3756 | 0 | 0 | 0 | 93.3782 | 0 | 0 | 153.999 | 0 | 36.3341 | 0 | 0 | 213.6815 | 78.7312 | 32.3756 | 31.7219 | 31.7219 | 77.7676 | 161.8714 | 231.2278 | 150.1065 | 345.1605 | 188.8231 | 123.7464 | 277.4056 | 308.5966 | 180.7584 | 158.5027 | 581.2751 | 194.8825 | 225.6215 | 98.7025 | 91.4441 | 220.3254 | 237.474 | 86.4213 | 91.4441 | 91.4441 | 190.0416 | 98.7025 | 98.7025 | 98.7025 | 197.1419 | 182.9985 | 205.1778 | 151.6193 | 151.6193 | 120.6954 | 235.5462 | 477.0711 | 154.3205 | 133.3779 | 938.5596 | 201.3055 | 133.3779 | 648.2002 | 1270.1739 | 173.7671 | 708.9546 | 453.0942 | 201.3055 | 128.8226 | 70.9663 | 254.3042 | 56.1578 | 56.1578 | 56.1578 | 190.3084 | 268.0952 | 92.0697 | 110.13 | 236.8877 | 210.4242 | 115.8607 | 115.8607 | 142.6044 | 330.9589 | 56.1578 | 505.879 | 229.234 | 388.9532 | 142.2397 | 119.7562 | 486.449 | 104.2788 | 170.8781 | 104.2788 | 279.4948 | 99.5196 | 120.5614 | 68.338 | 68.338 | 99.5196 | 303.1319 | 264.5854 | 176.7678 | 253.4801 | 117.212 | 99.5196 | 708.7072 | 195.0336 | 268.8875 | 598.394 | 1115.0041 | 94.1531 | 100.7461 | 199.8877 | 390.0646 | 100.7461 | 61.0572 | 150.5916 | 104.0907 | 100.6596 | 129.8153 | 61.0665 | 61.0665 | 98.7068 | 62.6404 | 203.5053 | 265.7684 | 119.4984 | 170.8781 | 115.8077 | 279.4223 | 185.6738 | 119.4984 | 115.8077 | 94.0483 | 340.0356 | 187.6439 | 47.0611 | 32.3023 | 393.2041 | 87.2008 | 321.3714 | 89.9857 | 374.5995 | 1005.8716 | 44.9228 | 300.2101 | 340.0356 | 460.4046 | 89.9857 | 36.3341 | 252.2089 | 319.9842 | 207.1168 | 189.8208 | 0 | 91.4441 | 154.601 | 643.458 | 0 | 94.1531 | 136.131 | 220.3254 | 102.5669 | 143.142 | 192.3103 | 93.4634 | 0 | 0 | 0 | 0 | 0 | 0 | 0 | 0 | 78.7312 | 0 | 159.1918 | 170.0098 | 301.7828 | 189.5662 | 0 | 197.2404 | 69.1843 | 49.0232 | 27.565 | 1038.4122 | 41.3066 | 162.3464 | 62.5454 | 62.5454 | 130.3845 | 41.2153 | 69.1843 | 41.3066 | 39.8294 | 39.8294 | 68.3811 | 0 | 0 | 0 | 0 | 41.2153 | 41.2153 | 41.2153 | 61.9922 | 39.8294 | 130.7382 | 0 | 0 | 31.857 | 0 | 0 | 0 | 119.8094 | 44.2222 | 155.5639 | 56.7687 | 63.2368 | 31.857 | 122.3077 | 230.5262 | 38.2653 | 162.5838 | 152.4789 | 672.2442 | 123.2073 | 119.1882 | 153.4707 | 23.8133 | 28.1218 | 28.1218 | 23.8133 | 59.6686 | 94.3442 | 202.2419 | 2453.0684 | 183.6946 | 94.3442 | 88.1817 | 236.9059 | 133.5951 | 108.3462 | 113.949 | 88.1817 | 210.2017 | 87.663 | 44.2222 | 44.2222 | 177.7314 | 140.9698 | 0 | 0 | 0 | 28.1218 | 28.1218 | 36.0464 | 0 | 0 | 0 | 0 | 0 | 0 | 23.8133 | 44.2222 | 189.9771 | 28.1218 | 37.1475 | 81.4274 | 0 | 0 | 0 | 0 | 0 | 0 | 0 | 0 | 0 | 0 | 0 | 0 | 0 | 0 | 0 | 0 | 0 | 0 | 0 | 0 | 0 | 0 | 0 | 0 | 0 | 0 | 0 | 0 | 0 | 0 | 0 | 0 | 0 | 0 | 0 | 0 | 0 | 0 | 0 | 0 | 0 | 0 | 0 | 0 | 0 | 0 | 0 | 0 | 0 | 0 | 0 | 0 | 0 | 0 | 0 | 0 | 0 | 0 | 0 | 0 | 0 | 0 | 0 | 0 | 0 | 0 | 0 | 0 | 0 | 0 | 0 | 0 | 0 | 0 | 0 | 0 | 0 | 0 | 0 | 0 | 0 | 0 | 0 | 0 | 0 | 0 | 0 | 0 | 0 | 0 | 0 | 0 | 0 | 0 | 0 | 0 | 0 | 0 | 0 | 0 | 0 | 0 | 0 | 0 | 0 | 0 | 0 | 0 | 0 | 2017-01-02 11:00
t0037 | 0 | 130.6212 | 409.64 | 146.0321 | 47.2707 | 326.7152 | 47.2707 | 412.1416 | 80.9852 | 80.9852 | 2606.7421 | 91.3544 | 82.0014 | 334.498 | 394.7426 | 55.8857 | 83.6769 | 382.0989 | 246.1112 | 318.8674 | 0 | 0 | 506.5627 | 38.4153 | 38.4153 | 38.4153 | 83.9315 | 166.7056 | 250.9799 | 185.5161 | 394.9353 | 102.9507 | 229.2258 | 203.47 | 286.6872 | 300.8147 | 137.5298 | 471.7141 | 358.3117 | 98.8951 | 195.7764 | 299.1092 | 110.0104 | 234.4125 | 477.6931 | 110.0104 | 42.7261 | 296.9666 | 787.4546 | 153.9192 | 207.5076 | 104.8755 | 176.3264 | 42.7261 | 172.4733 | 263.3469 | 96.9984 | 398.4424 | 40.1713 | 166.1975 | 40.1713 | 110.0104 | 166.7056 | 67.1672 | 477.6931 | 0 | 0 | 0 | 0 | 0 | 0 | 0 | 0 | 167.6513 | 0 | 0 | 0 | 0 | 267.3846 | 301.314 | 26.9762 | 37.4476 | 295.9369 | 161.6738 | 13.7075 | 91.9716 | 97.9382 | 301.9209 | 161.1715 | 215.0825 | 118.8215 | 26.9762 | 364.8612 | 49.1228 | 294.5422 | 138.0477 | 161.9361 | 50.9675 | 96.8088 | 581.4844 | 27.6459 | 160.7324 | 172.48 | 13.7075 | 13.7075 | 77.5608 | 119.9473 | 69.6965 | 139.7031 | 159.9369 | 124.5607 | 142.1778 | 927.2172 | 137.664 | 91.9716 | 80.2905 | 80.2905 | 36.0695 | 63.1184 | 927.2172 | 482.2808 | 144.4827 | 0 | 0 | 0 | 78.7593 | 97.9382 | 77.6367 | 400.7627 | 96.8088 | 0 | 68.277 | 63.1184 | 13.7075 | 81.9552 | 32.2009 | 0 | 0 | 0 | 92.2151 | 0 | 0 | 152.2076 | 0 | 36.324 | 0 | 0 | 210.9068 | 77.1535 | 32.2009 | 31.428 | 31.428 | 77.9381 | 160.6671 | 229.1272 | 148.9802 | 338.493 | 185.8226 | 122.2051 | 273.8727 | 302.6899 | 179.2662 | 156.7612 | 566.8196 | 191.9715 | 224.2724 | 96.6896 | 89.917 | 216.84 | 236.1538 | 85.6864 | 89.917 | 89.917 | 187.8684 | 96.6896 | 96.6896 | 96.6896 | 195.5033 | 179.764 | 203.5884 | 150.338 | 150.338 | 119.5664 | 232.2058 | 469.5626 | 150.5998 | 132.303 | 910.9141 | 197.7119 | 132.303 | 635.643 | 1237.5959 | 172.979 | 697.4507 | 446.6324 | 197.7119 | 127.0571 | 70.278 | 253.4506 | 55.4804 | 55.4804 | 55.4804 | 189.2993 | 265.2091 | 91.8562 | 107.7977 | 233.7719 | 206.828 | 113.5484 | 113.5484 | 140.5792 | 324.3242 | 55.4804 | 499.7697 | 225.5373 | 382.8636 | 139.9572 | 118.4237 | 477.7054 | 103.006 | 166.6013 | 103.006 | 274.7321 | 98.2981 | 118.1263 | 67.1672 | 67.1672 | 98.2981 | 294.629 | 258.6764 | 173.9357 | 249.9581 | 114.6302 | 98.2981 | 686.925 | 192.1327 | 263.7307 | 586.7163 | 1084.3721 | 92.7346 | 99.0951 | 198.3329 | 384.3262 | 99.0951 | 60.5937 | 148.6395 | 102.2151 | 99.4004 | 128.761 | 60.0945 | 60.0945 | 96.9161 | 61.9784 | 198.8739 | 260.756 | 118.2063 | 166.6013 | 114.1073 | 274.7956 | 182.9041 | 118.2063 | 114.1073 | 93.6456 | 333.9911 | 184.218 | 46.2353 | 32.2427 | 388.5367 | 86.4808 | 317.934 | 89.263 | 370.8397 | 981.6842 | 44.5972 | 299.4295 | 333.9911 | 453.132 | 89.263 | 36.324 | 240.5083 | 316.6792 | 202.4879 | 184.8949 | 0 | 89.917 | 153.0362 | 622.4443 | 0 | 92.7346 | 134.2724 | 216.84 | 100.5622 | 143.3382 | 189.8812 | 92.7579 | 0 | 0 | 0 | 0 | 0 | 0 | 0 | 0 | 77.1535 | 0 | 156.5289 | 164.908 | 296.5966 | 186.0464 | 0 | 195.7014 | 69.1644 | 48.7064 | 27.6459 | 1025.9156 | 40.847 | 160.183 | 62.4247 | 62.4247 | 130.3887 | 41.0096 | 69.1644 | 40.847 | 39.7947 | 39.7947 | 68.1332 | 0 | 0 | 0 | 0 | 41.0096 | 41.0096 | 41.0096 | 61.6281 | 39.7947 | 129.8648 | 0 | 0 | 31.364 | 0 | 0 | 0 | 119.0805 | 43.3358 | 153.9458 | 55.1057 | 62.7356 | 31.364 | 120.391 | 227.3077 | 38.0875 | 159.3052 | 150.342 | 658.2998 | 121.6613 | 117.6359 | 151.6401 | 23.4988 | 27.7702 | 27.7702 | 23.4988 | 59.3181 | 93.3044 | 200.4801 | 2394.4126 | 182.3311 | 93.3044 | 87.0425 | 232.4287 | 132.7663 | 108.3177 | 113.3659 | 87.0425 | 208.4679 | 86.313 | 43.3358 | 43.3358 | 176.5339 | 139.201 | 0 | 0 | 0 | 27.7702 | 27.7702 | 35.8393 | 0 | 0 | 0 | 0 | 0 | 0 | 23.4988 | 43.3358 | 187.8566 | 27.7702 | 36.7233 | 81.2723 | 0 | 0 | 0 | 0 | 0 | 0 | 0 | 0 | 0 | 0 | 0 | 0 | 0 | 0 | 0 | 0 | 0 | 0 | 0 | 0 | 0 | 0 | 0 | 0 | 0 | 0 | 0 | 0 | 0 | 0 | 0 | 0 | 0 | 0 | 0 | 0 | 0 | 0 | 0 | 0 | 0 | 0 | 0 | 0 | 0 | 0 | 0 | 0 | 0 | 0 | 0 | 0 | 0 | 0 | 0 | 0 | 0 | 0 | 0 | 0 | 0 | 0 | 0 | 0 | 0 | 0 | 0 | 0 | 0 | 0 | 0 | 0 | 0 | 0 | 0 | 0 | 0 | 0 | 0 | 0 | 0 | 0 | 0 | 0 | 0 | 0 | 0 | 0 | 0 | 0 | 0 | 0 | 0 | 0 | 0 | 0 | 0 | 0 | 0 | 0 | 0 | 0 | 0 | 0 | 0 | 0 | 0 | 0 | 0 | 2017-01-02 12:00
t0038 | 0 | 131.4086 | 400.4882 | 148.9698 | 46.3096 | 319.0928 | 46.3096 | 455.4493 | 77.5954 | 77.5954 | 2465.904 | 87.7153 | 83.8105 | 339.8196 | 405.2123 | 58.0963 | 83.6058 | 382.8074 | 245.4456 | 333.7829 | 0 | 0 | 494.6814 | 38.8363 | 38.8363 | 38.8363 | 85.6287 | 168.6857 | 261.3177 | 173.7803 | 387.5007 | 101.5213 | 237.0186 | 211.643 | 290.1644 | 299.5903 | 141.3012 | 505.1494 | 364.3105 | 100.6286 | 205.2444 | 298.3654 | 112.106 | 238.7508 | 471.9531 | 112.106 | 44.2284 | 301.6349 | 802.184 | 159.5456 | 205.1567 | 105.2912 | 181.3033 | 44.2284 | 176.0206 | 274.4435 | 99.7326 | 392.6205 | 40.0833 | 173.1646 | 40.0833 | 112.106 | 168.6857 | 67.659 | 471.9531 | 0 | 0 | 0 | 0 | 0 | 0 | 0 | 0 | 169.9845 | 0 | 0 | 0 | 0 | 269.1046 | 303.6298 | 27.6652 | 37.4098 | 287.3104 | 163.808 | 13.6879 | 91.9914 | 99.2693 | 298.8702 | 162.2034 | 217.6272 | 116.3376 | 27.6652 | 349.378 | 49.3666 | 291.3137 | 138.2881 | 164.5264 | 51.4567 | 97.4168 | 568.6193 | 27.2953 | 162.2176 | 171.6241 | 13.6879 | 13.6879 | 76.0595 | 121.8297 | 70.0256 | 140.0652 | 161.1282 | 117.2723 | 129.6766 | 870.9188 | 135.1907 | 91.9914 | 81.3477 | 81.3477 | 36.1942 | 60.9949 | 870.9188 | 463.6252 | 147.9816 | 0 | 0 | 0 | 80.2417 | 99.2693 | 78.6799 | 397.2301 | 97.4168 | 0 | 69.3167 | 60.9949 | 13.6879 | 79.1758 | 31.4012 | 0 | 0 | 0 | 92.5486 | 0 | 0 | 151.5589 | 0 | 36.0511 | 0 | 0 | 212.3572 | 80.173 | 31.4012 | 31.577 | 31.577 | 77.5053 | 158.6654 | 223.3573 | 148.8736 | 332.1266 | 187.7333 | 121.5298 | 274.8532 | 290.2134 | 175.5099 | 156.5802 | 526.5986 | 191.9042 | 218.4976 | 96.0886 | 89.8317 | 212.3646 | 232.4661 | 84.4396 | 89.8317 | 89.8317 | 180.7158 | 96.0886 | 96.0886 | 96.0886 | 191.3811 | 178.8854 | 197.591 | 148.4847 | 148.4847 | 117.4773 | 220.5297 | 467.2654 | 153.0854 | 127.6222 | 833.5876 | 194.7147 | 127.6222 | 582.3891 | 1162.4931 | 168.4987 | 665.918 | 438.5956 | 194.7147 | 123.475 | 69.5509 | 248.2654 | 55.9269 | 55.9269 | 55.9269 | 186.3995 | 252.103 | 89.1602 | 113.369 | 233.9364 | 210.2506 | 115.6084 | 115.6084 | 138.5129 | 338.3604 | 55.9269 | 484.8771 | 227.654 | 385.8065 | 141.9039 | 119.806 | 446.2845 | 102.4397 | 170.985 | 102.4397 | 268.8345 | 95.5001 | 117.3125 | 67.659 | 67.659 | 95.5001 | 302.517 | 264.5425 | 169.9865 | 242.0705 | 116.2973 | 95.5001 | 710.098 | 193.5216 | 251.225 | 561.6906 | 1004.941 | 93.3558 | 100.2562 | 192.5563 | 377.1468 | 100.2562 | 60.9731 | 146.5423 | 103.7796 | 99.4793 | 126.5877 | 59.8633 | 59.8633 | 96.7557 | 60.9704 | 190.0073 | 257.876 | 117.7002 | 170.985 | 112.5172 | 264.1874 | 184.8151 | 117.7002 | 112.5172 | 92.5598 | 316.6846 | 184.8206 | 48.2446 | 32.2025 | 390.0753 | 85.9108 | 310.0249 | 88.2611 | 375.6178 | 962.7471 | 45.141 | 299.8681 | 316.6846 | 434.9985 | 88.2611 | 36.0511 | 264.6212 | 309.6687 | 203.2292 | 191.9358 | 0 | 89.8317 | 155.0922 | 575.8662 | 0 | 93.3558 | 132.7412 | 212.3646 | 97.0129 | 141.4126 | 191.9691 | 90.92 | 0 | 0 | 0 | 0 | 0 | 0 | 0 | 0 | 80.173 | 0 | 158.8096 | 176.3229 | 283.7929 | 179.8195 | 0 | 191.3507 | 66.1918 | 48.2607 | 27.2953 | 966.2379 | 41.0123 | 151.8842 | 60.7599 | 60.7599 | 124.0683 | 39.724 | 66.1918 | 41.0123 | 39.4928 | 39.4928 | 67.3727 | 0 | 0 | 0 | 0 | 39.724 | 39.724 | 39.724 | 60.6932 | 39.4928 | 128.2214 | 0 | 0 | 29.7685 | 0 | 0 | 0 | 116.6345 | 44.1542 | 149.5554 | 55.9926 | 61.9443 | 29.7685 | 122.409 | 214.161 | 38.0752 | 160.6146 | 147.7114 | 641.1782 | 121.5861 | 117.5896 | 150.0384 | 23.3946 | 27.845 | 27.845 | 23.3946 | 57.4336 | 91.3061 | 198.43 | 2241.2464 | 173.6236 | 91.3061 | 85.3107 | 216.1171 | 128.227 | 106.0534 | 109.1195 | 85.3107 | 199.9568 | 83.0884 | 44.1542 | 44.1542 | 173.7808 | 132.5564 | 0 | 0 | 0 | 27.845 | 27.845 | 34.9856 | 0 | 0 | 0 | 0 | 0 | 0 | 23.3946 | 44.1542 | 181.2846 | 27.845 | 36.5299 | 79.6565 | 0 | 0 | 0 | 0 | 0 | 0 | 0 | 0 | 0 | 0 | 0 | 0 | 0 | 0 | 0 | 0 | 0 | 0 | 0 | 0 | 0 | 0 | 0 | 0 | 0 | 0 | 0 | 0 | 0 | 0 | 0 | 0 | 0 | 0 | 0 | 0 | 0 | 0 | 0 | 0 | 0 | 0 | 0 | 0 | 0 | 0 | 0 | 0 | 0 | 0 | 0 | 0 | 0 | 0 | 0 | 0 | 0 | 0 | 0 | 0 | 0 | 0 | 0 | 0 | 0 | 0 | 0 | 0 | 0 | 0 | 0 | 0 | 0 | 0 | 0 | 0 | 0 | 0 | 0 | 0 | 0 | 0 | 0 | 0 | 0 | 0 | 0 | 0 | 0 | 0 | 0 | 0 | 0 | 0 | 0 | 0 | 0 | 0 | 0 | 0 | 0 | 0 | 0 | 0 | 0 | 0 | 0 | 0 | 0 | 2017-01-02 13:00
t0039 | 0 | 134.1554 | 393.5442 | 152.8494 | 45.111 | 312.137 | 45.111 | 510.939 | 75.7382 | 75.7382 | 2421.1564 | 84.147 | 85.5462 | 351.7732 | 418.6091 | 60.398 | 83.6003 | 385.3979 | 245.3119 | 352.4526 | 0 | 0 | 487.3365 | 39.2221 | 39.2221 | 39.2221 | 88.0265 | 172.0004 | 274.9641 | 167.7762 | 386.5106 | 100.5653 | 247.0144 | 221.8642 | 294.3939 | 299.3184 | 145.4207 | 551.0505 | 379.3113 | 102.9017 | 217.5779 | 301.0113 | 115.4144 | 245.5413 | 483.7846 | 115.4144 | 45.5701 | 308.237 | 824.8513 | 166.7117 | 205.3522 | 105.6382 | 187.8102 | 45.5701 | 180.1357 | 288.2588 | 102.7959 | 391.5304 | 39.8513 | 182.0157 | 39.8513 | 115.4144 | 172.0004 | 68.5817 | 483.7846 | 0 | 0 | 0 | 0 | 0 | 0 | 0 | 0 | 172.967 | 0 | 0 | 0 | 0 | 272.987 | 306.3786 | 28.2034 | 36.5877 | 278.7812 | 164.6453 | 13.5185 | 91.061 | 99.0058 | 297.9721 | 164.1965 | 221.0068 | 112.8014 | 28.2034 | 337.3426 | 48.9432 | 288.9096 | 136.986 | 165.9798 | 51.3447 | 97.21 | 558.5302 | 26.3821 | 162.874 | 169.2015 | 13.5185 | 13.5185 | 74.078 | 124.0755 | 69.7572 | 139.2187 | 162.826 | 111.0136 | 119.4358 | 824.5841 | 130.4311 | 91.061 | 81.698 | 81.698 | 35.9418 | 58.3265 | 824.5841 | 448.263 | 150.2799 | 0 | 0 | 0 | 80.9451 | 99.0058 | 79.2085 | 392.5291 | 97.21 | 0 | 69.8207 | 58.3265 | 13.5185 | 76.5011 | 30.3956 | 0 | 0 | 0 | 92.8758 | 0 | 0 | 150.8875 | 0 | 35.1812 | 0 | 0 | 213.8597 | 83.6688 | 30.3956 | 31.5691 | 31.5691 | 75.4894 | 155.8307 | 217.3836 | 147.753 | 330.342 | 190.4081 | 121.0091 | 275.9306 | 282.7433 | 171.2629 | 156.1539 | 503.1638 | 192.6489 | 211.5108 | 96.7765 | 90.3734 | 209.7363 | 227.0068 | 82.9098 | 90.3734 | 90.3734 | 174.4072 | 96.7765 | 96.7765 | 96.7765 | 186.7441 | 179.6279 | 191.1358 | 146.0743 | 146.0743 | 115.1951 | 211.2648 | 467.8318 | 157.933 | 122.8194 | 791.5277 | 193.8496 | 122.8194 | 543.8214 | 1123.6665 | 162.7196 | 643.2562 | 433.1451 | 193.8496 | 120.7117 | 68.6734 | 240.5367 | 56.3011 | 56.3011 | 56.3011 | 181.9997 | 240.3627 | 85.5217 | 119.5948 | 234.428 | 214.7085 | 118.7034 | 118.7034 | 137.1805 | 354.2063 | 56.3011 | 472.1046 | 230.8077 | 390.3337 | 144.3849 | 120.8057 | 423.6339 | 101.9648 | 177.9777 | 101.9648 | 265.8159 | 93.1291 | 118.0501 | 68.5817 | 68.5817 | 93.1291 | 316.3692 | 273.5299 | 167.6244 | 235.9877 | 119.4304 | 93.1291 | 749.3332 | 195.4922 | 243.335 | 546.8252 | 962.3282 | 94.2917 | 101.8782 | 186.3334 | 372.4912 | 101.8782 | 60.8862 | 144.9323 | 106.0179 | 99.6002 | 123.9598 | 60.0056 | 60.0056 | 97.4919 | 59.9635 | 185.6223 | 258.0495 | 117.0324 | 177.9777 | 111.5927 | 256.9466 | 187.2058 | 117.0324 | 111.5927 | 90.5401 | 304.7293 | 187.0274 | 50.3355 | 31.6767 | 391.2275 | 84.923 | 302.5813 | 86.8585 | 378.5306 | 964.2407 | 45.2805 | 296.0108 | 304.7293 | 421.9912 | 86.8585 | 35.1812 | 297.9633 | 302.8218 | 206.9811 | 201.8163 | 0 | 90.3734 | 156.3853 | 555.5683 | 0 | 94.2917 | 131.7359 | 209.7363 | 95.1016 | 136.9113 | 193.8892 | 88.7156 | 0 | 0 | 0 | 0 | 0 | 0 | 0 | 0 | 83.6688 | 0 | 161.8334 | 190.5538 | 275.102 | 176.2979 | 0 | 186.3694 | 62.4417 | 47.4687 | 26.3821 | 915.0968 | 41.0913 | 145.0788 | 58.3947 | 58.3947 | 116.326 | 38.1906 | 62.4417 | 41.0913 | 38.5719 | 38.5719 | 65.8628 | 0 | 0 | 0 | 0 | 38.1906 | 38.1906 | 38.1906 | 59.3205 | 38.5719 | 125.7626 | 0 | 0 | 28.5624 | 0 | 0 | 0 | 113.4729 | 45.3686 | 145.4047 | 58.1871 | 60.8744 | 28.5624 | 124.7684 | 203.5503 | 37.6408 | 163.6568 | 145.8847 | 635.0848 | 121.5944 | 117.7041 | 148.6207 | 23.3428 | 27.9236 | 27.9236 | 23.3428 | 55.2717 | 89.4424 | 195.6529 | 2153.0345 | 164.9057 | 89.4424 | 83.9321 | 204.5474 | 123.178 | 102.2186 | 104.3102 | 83.9321 | 191.4778 | 80.7553 | 45.3686 | 45.3686 | 170.0099 | 126.9647 | 0 | 0 | 0 | 27.9236 | 27.9236 | 33.9158 | 0 | 0 | 0 | 0 | 0 | 0 | 23.3428 | 45.3686 | 175.3953 | 27.9236 | 36.3246 | 77.0454 | 0 | 0 | 0 | 0 | 0 | 0 | 0 | 0 | 0 | 0 | 0 | 0 | 0 | 0 | 0 | 0 | 0 | 0 | 0 | 0 | 0 | 0 | 0 | 0 | 0 | 0 | 0 | 0 | 0 | 0 | 0 | 0 | 0 | 0 | 0 | 0 | 0 | 0 | 0 | 0 | 0 | 0 | 0 | 0 | 0 | 0 | 0 | 0 | 0 | 0 | 0 | 0 | 0 | 0 | 0 | 0 | 0 | 0 | 0 | 0 | 0 | 0 | 0 | 0 | 0 | 0 | 0 | 0 | 0 | 0 | 0 | 0 | 0 | 0 | 0 | 0 | 0 | 0 | 0 | 0 | 0 | 0 | 0 | 0 | 0 | 0 | 0 | 0 | 0 | 0 | 0 | 0 | 0 | 0 | 0 | 0 | 0 | 0 | 0 | 0 | 0 | 0 | 0 | 0 | 0 | 0 | 0 | 0 | 0 | 2017-01-02 14:00
t0040 | 0 | 136.6088 | 398.3778 | 154.7317 | 45.3238 | 315.2206 | 45.3238 | 523.227 | 77.4511 | 77.4511 | 2508.89 | 84.9157 | 86.1813 | 359.2171 | 423.9854 | 60.938 | 84.3314 | 389.8569 | 247.697 | 357.8243 | 0 | 0 | 494.5784 | 39.5155 | 39.5155 | 39.5155 | 89.2202 | 174.3203 | 279.4292 | 173.2284 | 394.2146 | 101.73 | 250.5038 | 225.0368 | 297.2998 | 302.4427 | 146.8227 | 563.946 | 388.6212 | 104.1053 | 221.2723 | 305.8379 | 117.1851 | 249.2203 | 499.9987 | 117.1851 | 45.8197 | 312.0671 | 837.0007 | 169.1004 | 208.8227 | 106.4527 | 190.3705 | 45.8197 | 181.9767 | 292.4168 | 103.8442 | 398.0727 | 40.0786 | 184.7578 | 40.0786 | 117.1851 | 174.3203 | 69.4388 | 499.9987 | 0 | 0 | 0 | 0 | 0 | 0 | 0 | 0 | 174.8159 | 0 | 0 | 0 | 0 | 276.7114 | 309.1706 | 28.3241 | 36.3431 | 281.2045 | 165.0762 | 13.5254 | 91.147 | 98.6988 | 301.9338 | 166.2008 | 223.3765 | 113.0156 | 28.3241 | 342.6292 | 48.8788 | 291.876 | 137.0353 | 166.5289 | 51.3439 | 97.4356 | 565.1411 | 26.2106 | 163.6208 | 169.5071 | 13.5254 | 13.5254 | 74.3638 | 125.329 | 69.9112 | 139.517 | 164.502 | 112.6986 | 122.0875 | 838.7259 | 129.9326 | 91.147 | 81.8677 | 81.8677 | 35.9734 | 58.4436 | 838.7259 | 454.3776 | 150.6486 | 0 | 0 | 0 | 81.0552 | 98.6988 | 79.4915 | 394.9633 | 97.4356 | 0 | 70.0122 | 58.4436 | 13.5254 | 77.2237 | 30.5082 | 0 | 0 | 0 | 93.6297 | 0 | 0 | 152.1135 | 0 | 35.0572 | 0 | 0 | 215.6362 | 84.6602 | 30.5082 | 31.7176 | 31.7176 | 75.0121 | 156.5457 | 219.0711 | 148.2606 | 336.2834 | 192.483 | 122.1136 | 278.2509 | 288.64 | 172.3565 | 157.2646 | 519.2766 | 194.7919 | 212.4502 | 98.4696 | 91.5499 | 212.7747 | 227.6671 | 83.403 | 91.5499 | 91.5499 | 176.4816 | 98.4696 | 98.4696 | 98.4696 | 187.9508 | 182.2328 | 192.4337 | 146.8996 | 146.8996 | 116.0223 | 214.767 | 473.6728 | 160.8468 | 123.7799 | 823.1439 | 196.9434 | 123.7799 | 558.9169 | 1158.687 | 163.188 | 654.9483 | 438.5569 | 196.9434 | 122.2991 | 69.1376 | 240.7841 | 56.7085 | 56.7085 | 56.7085 | 182.4734 | 243.3891 | 85.5903 | 120.9832 | 236.5748 | 217.1585 | 120.3777 | 120.3777 | 138.8312 | 358.2493 | 56.7085 | 477.5686 | 233.4016 | 394.608 | 145.9229 | 121.5185 | 433.4556 | 102.8685 | 181.2116 | 102.8685 | 270.0423 | 94.2118 | 120.1015 | 69.4388 | 69.4388 | 94.2118 | 323.038 | 277.8904 | 170.1327 | 239.24 | 121.4131 | 94.2118 | 766.4358 | 197.4866 | 248.6378 | 558.5688 | 996.4388 | 95.2777 | 103.0234 | 187.598 | 377.3555 | 103.0234 | 61.0582 | 146.4755 | 107.3415 | 100.4449 | 124.6779 | 60.7586 | 60.7586 | 98.9148 | 60.4638 | 190.3288 | 262.3082 | 117.8832 | 181.2116 | 112.9824 | 261.4783 | 189.0571 | 117.8832 | 112.9824 | 90.6425 | 311.0856 | 189.669 | 50.788 | 31.5995 | 394.1522 | 85.3334 | 305.4493 | 87.3002 | 380.2974 | 986.4865 | 45.3662 | 295.4496 | 311.0856 | 429.1588 | 87.3002 | 35.0572 | 306.6146 | 305.4748 | 210.7617 | 205.3836 | 0 | 91.5499 | 157.12 | 578.7561 | 0 | 95.2777 | 133.1932 | 212.7747 | 97.0478 | 136.2604 | 195.3442 | 89.2033 | 0 | 0 | 0 | 0 | 0 | 0 | 0 | 0 | 84.6602 | 0 | 163.6567 | 193.9763 | 280.3182 | 179.6728 | 0 | 187.4948 | 62.438 | 47.6207 | 26.2106 | 929.0171 | 41.3666 | 147.3734 | 58.4006 | 58.4006 | 116.3441 | 38.3421 | 62.438 | 41.3666 | 38.4606 | 38.4606 | 65.8884 | 0 | 0 | 0 | 0 | 38.3421 | 38.3421 | 38.3421 | 59.5103 | 38.4606 | 126.2404 | 0 | 0 | 29.08 | 0 | 0 | 0 | 113.9261 | 46.0086 | 146.799 | 59.5645 | 61.1862 | 29.08 | 126.0111 | 207.0881 | 37.6563 | 166.1904 | 147.6601 | 648.0888 | 122.6494 | 118.7806 | 149.9794 | 23.5713 | 28.1545 | 28.1545 | 23.5713 | 55.5474 | 90.2853 | 196.7682 | 2217.0508 | 166.3218 | 90.2853 | 84.8794 | 209.6513 | 123.871 | 101.9843 | 104.8091 | 84.8794 | 193.1395 | 82.0627 | 46.0086 | 46.0086 | 170.7189 | 128.7912 | 0 | 0 | 0 | 28.1545 | 28.1545 | 34.0507 | 0 | 0 | 0 | 0 | 0 | 0 | 23.5713 | 46.0086 | 177.3609 | 28.1545 | 36.6157 | 76.9988 | 0 | 0 | 0 | 0 | 0 | 0 | 0 | 0 | 0 | 0 | 0 | 0 | 0 | 0 | 0 | 0 | 0 | 0 | 0 | 0 | 0 | 0 | 0 | 0 | 0 | 0 | 0 | 0 | 0 | 0 | 0 | 0 | 0 | 0 | 0 | 0 | 0 | 0 | 0 | 0 | 0 | 0 | 0 | 0 | 0 | 0 | 0 | 0 | 0 | 0 | 0 | 0 | 0 | 0 | 0 | 0 | 0 | 0 | 0 | 0 | 0 | 0 | 0 | 0 | 0 | 0 | 0 | 0 | 0 | 0 | 0 | 0 | 0 | 0 | 0 | 0 | 0 | 0 | 0 | 0 | 0 | 0 | 0 | 0 | 0 | 0 | 0 | 0 | 0 | 0 | 0 | 0 | 0 | 0 | 0 | 0 | 0 | 0 | 0 | 0 | 0 | 0 | 0 | 0 | 0 | 0 | 0 | 0 | 0 | 2017-01-02 15:00
t0041 | 0 | 143.0538 | 415.6633 | 161.4769 | 47.0787 | 328.4303 | 47.0787 | 549.9061 | 81.2908 | 81.2908 | 2653.4085 | 88.4284 | 89.679 | 376.8028 | 442.6162 | 63.4724 | 87.815 | 406.6445 | 258.0764 | 374.099 | 0 | 0 | 516.816 | 41.1189 | 41.1189 | 41.1189 | 93.1778 | 182.0389 | 292.3026 | 182.8173 | 413.163 | 106.1042 | 261.7153 | 235.1376 | 309.8037 | 315.2478 | 152.9861 | 592.4242 | 408.4375 | 108.603 | 231.5717 | 319.8372 | 122.51 | 260.4899 | 528.0988 | 122.51 | 47.6263 | 325.6868 | 874.7201 | 176.691 | 218.4832 | 110.7842 | 198.829 | 47.6263 | 189.6757 | 305.5662 | 108.2393 | 416.4362 | 41.6584 | 193.1381 | 41.6584 | 122.51 | 182.0389 | 72.4701 | 528.0988 | 0 | 0 | 0 | 0 | 0 | 0 | 0 | 0 | 182.2577 | 0 | 0 | 0 | 0 | 288.9839 | 322.0235 | 29.4187 | 37.4925 | 292.7748 | 171.2764 | 14.0147 | 94.4699 | 102.051 | 315.2392 | 173.4257 | 232.8881 | 117.1923 | 29.4187 | 358.1726 | 50.5923 | 304.1942 | 141.9816 | 172.8574 | 53.1868 | 101.0743 | 589.5082 | 27.0411 | 169.9645 | 175.7743 | 14.0147 | 14.0147 | 77.2038 | 130.6197 | 72.5165 | 144.7095 | 171.4602 | 117.7677 | 128.0783 | 877.4492 | 134.268 | 94.4699 | 84.9149 | 84.9149 | 37.2839 | 60.6039 | 877.4492 | 474.4352 | 156.2982 | 0 | 0 | 0 | 84.0376 | 102.051 | 82.5247 | 410.6424 | 101.0743 | 0 | 72.6478 | 60.6039 | 14.0147 | 80.4352 | 31.6696 | 0 | 0 | 0 | 97.4628 | 0 | 0 | 158.3365 | 0 | 36.2353 | 0 | 0 | 224.4926 | 88.3328 | 31.6696 | 32.9491 | 32.9491 | 77.4002 | 162.6004 | 227.9632 | 153.896 | 352.0508 | 200.6988 | 127.1843 | 289.6926 | 302.6441 | 179.2087 | 163.6019 | 547.8536 | 203.1246 | 220.6344 | 103.0628 | 95.5724 | 222.2959 | 236.2306 | 86.6985 | 95.5724 | 95.5724 | 184.0834 | 103.0628 | 103.0628 | 103.0628 | 195.4317 | 190.4019 | 200.1244 | 152.6785 | 152.6785 | 120.6939 | 224.6198 | 494.3219 | 168.4579 | 128.8023 | 872.2034 | 205.9382 | 128.8023 | 588.2188 | 1221.9297 | 169.315 | 685.6492 | 457.6517 | 205.9382 | 127.6673 | 71.9057 | 249.5519 | 59.0003 | 59.0003 | 59.0003 | 189.3023 | 253.9629 | 88.6911 | 126.2192 | 246.4093 | 226.5015 | 125.7564 | 125.7564 | 144.8388 | 373.7 | 59.0003 | 498.0653 | 243.4118 | 411.4596 | 152.1315 | 126.3305 | 455.0378 | 107.1232 | 189.7625 | 107.1232 | 282.3579 | 98.2589 | 125.6947 | 72.4701 | 72.4701 | 98.2589 | 338.8502 | 290.6232 | 177.7937 | 249.8298 | 127.0211 | 98.2589 | 804.7759 | 205.8287 | 260.8337 | 585.8741 | 1053.272 | 99.3173 | 107.443 | 195.0954 | 393.9149 | 107.443 | 63.3577 | 152.6894 | 112.03 | 104.5785 | 129.591 | 63.4099 | 63.4099 | 103.356 | 62.9424 | 200.0747 | 274.38 | 122.6434 | 189.7625 | 117.9009 | 273.6581 | 197.0094 | 122.6434 | 117.9009 | 93.9528 | 326.1623 | 198.1343 | 52.9026 | 32.6839 | 410.1327 | 88.6492 | 318.1718 | 90.7043 | 395.0672 | 1035.7674 | 47.0494 | 305.6939 | 326.1623 | 448.9764 | 90.7043 | 36.2353 | 323.1551 | 318.067 | 220.7001 | 215.0227 | 0 | 95.5724 | 163.2255 | 613.8867 | 0 | 99.3173 | 138.8793 | 222.2959 | 101.7361 | 140.7293 | 203.2735 | 92.7009 | 0 | 0 | 0 | 0 | 0 | 0 | 0 | 0 | 88.3328 | 0 | 170.6819 | 203.1343 | 293.5945 | 188.2108 | 0 | 194.9071 | 64.6618 | 49.4221 | 27.0411 | 970.8243 | 43.0238 | 154.0649 | 60.4913 | 60.4913 | 120.5001 | 39.8067 | 64.6618 | 43.0238 | 39.7685 | 39.7685 | 68.264 | 0 | 0 | 0 | 0 | 39.8067 | 39.8067 | 39.8067 | 61.7596 | 39.7685 | 131.0608 | 0 | 0 | 30.4414 | 0 | 0 | 0 | 118.2858 | 48.0644 | 152.9208 | 62.5705 | 63.573 | 30.4414 | 131.3202 | 216.6814 | 39.0163 | 173.7489 | 154.0602 | 679.4315 | 127.7108 | 123.717 | 156.2052 | 24.5598 | 29.3096 | 29.3096 | 24.5598 | 57.7046 | 94.0443 | 204.5169 | 2336.1376 | 173.1385 | 94.0443 | 88.5113 | 220.3075 | 128.729 | 105.4844 | 108.8629 | 88.5113 | 201.0733 | 85.8135 | 48.0644 | 48.0644 | 177.2749 | 134.5292 | 0 | 0 | 0 | 29.3096 | 29.3096 | 35.3528 | 0 | 0 | 0 | 0 | 0 | 0 | 24.5598 | 48.0644 | 184.9285 | 29.3096 | 38.1109 | 79.7238 | 0 | 0 | 0 | 0 | 0 | 0 | 0 | 0 | 0 | 0 | 0 | 0 | 0 | 0 | 0 | 0 | 0 | 0 | 0 | 0 | 0 | 0 | 0 | 0 | 0 | 0 | 0 | 0 | 0 | 0 | 0 | 0 | 0 | 0 | 0 | 0 | 0 | 0 | 0 | 0 | 0 | 0 | 0 | 0 | 0 | 0 | 0 | 0 | 0 | 0 | 0 | 0 | 0 | 0 | 0 | 0 | 0 | 0 | 0 | 0 | 0 | 0 | 0 | 0 | 0 | 0 | 0 | 0 | 0 | 0 | 0 | 0 | 0 | 0 | 0 | 0 | 0 | 0 | 0 | 0 | 0 | 0 | 0 | 0 | 0 | 0 | 0 | 0 | 0 | 0 | 0 | 0 | 0 | 0 | 0 | 0 | 0 | 0 | 0 | 0 | 0 | 0 | 0 | 0 | 0 | 0 | 0 | 0 | 0 | 2017-01-02 16:00
t0042 | 0 | 139.6854 | 417.398 | 157.7658 | 47.7799 | 331.2856 | 47.7799 | 505.0587 | 81.4348 | 81.4348 | 2625.6489 | 90.369 | 88.1792 | 364.1118 | 430.454 | 61.6337 | 87.4073 | 402.2752 | 256.7938 | 358.3558 | 0 | 0 | 517.2669 | 40.7029 | 40.7029 | 40.7029 | 90.8563 | 178.4245 | 280.4444 | 183.2583 | 408.9546 | 106.0506 | 252.9284 | 226.3907 | 305.3098 | 313.6083 | 149.4365 | 553.5915 | 392.4661 | 106.3739 | 221.055 | 315.0879 | 119.2156 | 253.7068 | 509.6155 | 119.2156 | 46.6103 | 318.9932 | 852.1733 | 170.4579 | 216.1936 | 110.1081 | 192.94 | 46.6103 | 185.8654 | 293.8205 | 105.5901 | 413.0966 | 41.7 | 185.5564 | 41.7 | 119.2156 | 178.4245 | 71.3413 | 509.6155 | 0 | 0 | 0 | 0 | 0 | 0 | 0 | 0 | 179.1888 | 0 | 0 | 0 | 0 | 284.1367 | 318.6071 | 29.0077 | 38.2474 | 297.0954 | 170.6003 | 14.1374 | 95.1289 | 102.5438 | 313.4411 | 170.8999 | 229.2492 | 119.5228 | 29.0077 | 362.9281 | 50.9713 | 304.0723 | 142.9629 | 171.6913 | 53.3173 | 101.1621 | 592.2969 | 27.7956 | 169.1904 | 177.361 | 14.1374 | 14.1374 | 78.4077 | 128.3974 | 72.6649 | 145.2189 | 169.3549 | 120.9012 | 133.2108 | 899.5067 | 137.9214 | 95.1289 | 84.6532 | 84.6532 | 37.4691 | 62.3641 | 899.5067 | 480.9586 | 154.676 | 0 | 0 | 0 | 83.5807 | 102.5438 | 82.0638 | 412.5275 | 101.1621 | 0 | 72.256 | 62.3641 | 14.1374 | 81.8039 | 32.2951 | 0 | 0 | 0 | 96.8278 | 0 | 0 | 158.1054 | 0 | 36.9378 | 0 | 0 | 222.5034 | 85.4138 | 32.2951 | 32.8865 | 32.8865 | 79.152 | 164.1664 | 231.0197 | 154.4536 | 349.5202 | 197.6986 | 126.9039 | 287.6804 | 303.8807 | 181.4725 | 163.2923 | 552.9562 | 201.366 | 224.8727 | 101.5474 | 94.5019 | 222.1888 | 239.6595 | 87.4688 | 94.5019 | 94.5019 | 187.0514 | 101.5474 | 101.5474 | 101.5474 | 197.8945 | 188.3139 | 203.7408 | 153.8757 | 153.8757 | 121.7711 | 228.6177 | 490.442 | 163.3998 | 131.4755 | 879.3908 | 204.6013 | 131.4755 | 604.145 | 1224.9857 | 173.0193 | 693.4201 | 458.0375 | 204.6013 | 128.5495 | 72.2459 | 254.7905 | 58.5322 | 58.5322 | 58.5322 | 192.1047 | 259.9677 | 91.1602 | 121.2478 | 244.8617 | 222.0823 | 122.6738 | 122.6738 | 144.742 | 360.7513 | 58.5322 | 503.3353 | 239.7802 | 405.932 | 149.5791 | 125.3057 | 463.8477 | 106.9296 | 183.0773 | 106.9296 | 281.7563 | 99.1962 | 123.9234 | 71.3413 | 71.3413 | 99.1962 | 325.3878 | 281.9391 | 177.8275 | 251.9058 | 123.7024 | 99.1962 | 767.712 | 203.3585 | 262.715 | 588.3116 | 1059.3008 | 98.1189 | 105.6867 | 198.5746 | 394.0814 | 105.6867 | 63.3632 | 152.8597 | 109.7451 | 104.0258 | 130.9828 | 62.8632 | 62.8632 | 101.9945 | 63.3346 | 199.9677 | 271.6212 | 122.6308 | 183.0773 | 117.6838 | 275.6505 | 194.3484 | 122.6308 | 117.6838 | 95.3256 | 330.0956 | 195.0536 | 51.2535 | 33.1213 | 407.7804 | 89.1173 | 321.4897 | 91.4293 | 392.3225 | 1020.5518 | 46.9465 | 308.9676 | 330.0956 | 453.1804 | 91.4293 | 36.9378 | 295.3282 | 321.135 | 215.8302 | 206.2105 | 0 | 94.5019 | 162.0285 | 612.1027 | 0 | 98.1189 | 138.6913 | 222.1888 | 101.777 | 144.3221 | 201.2051 | 93.9305 | 0 | 0 | 0 | 0 | 0 | 0 | 0 | 0 | 85.4138 | 0 | 167.5911 | 191.5109 | 296.103 | 188.4319 | 0 | 197.6547 | 67.2301 | 49.8967 | 27.7956 | 996.3335 | 42.8267 | 157.1812 | 62.126 | 62.126 | 125.7712 | 40.7655 | 67.2301 | 42.8267 | 40.5 | 40.5 | 69.3234 | 0 | 0 | 0 | 0 | 40.7655 | 40.7655 | 40.7655 | 62.6079 | 40.5 | 132.5067 | 0 | 0 | 30.9206 | 0 | 0 | 0 | 120.2036 | 46.8653 | 154.8864 | 60.2263 | 64.1375 | 30.9206 | 129.0303 | 221.5432 | 39.3357 | 170.1605 | 154.2166 | 675.2554 | 127.1126 | 123.029 | 156.3779 | 24.4627 | 29.129 | 29.129 | 24.4627 | 59.0154 | 94.8041 | 205.8129 | 2353.3151 | 178.153 | 94.8041 | 88.8705 | 224.7349 | 131.7502 | 108.3101 | 111.8371 | 88.8705 | 205.7888 | 86.5581 | 46.8653 | 46.8653 | 179.484 | 137.1385 | 0 | 0 | 0 | 29.129 | 29.129 | 36.0096 | 0 | 0 | 0 | 0 | 0 | 0 | 24.4627 | 46.8653 | 187.6928 | 29.129 | 38.0871 | 81.5783 | 0 | 0 | 0 | 0 | 0 | 0 | 0 | 0 | 0 | 0 | 0 | 0 | 0 | 0 | 0 | 0 | 0 | 0 | 0 | 0 | 0 | 0 | 0 | 0 | 0 | 0 | 0 | 0 | 0 | 0 | 0 | 0 | 0 | 0 | 0 | 0 | 0 | 0 | 0 | 0 | 0 | 0 | 0 | 0 | 0 | 0 | 0 | 0 | 0 | 0 | 0 | 0 | 0 | 0 | 0 | 0 | 0 | 0 | 0 | 0 | 0 | 0 | 0 | 0 | 0 | 0 | 0 | 0 | 0 | 0 | 0 | 0 | 0 | 0 | 0 | 0 | 0 | 0 | 0 | 0 | 0 | 0 | 0 | 0 | 0 | 0 | 0 | 0 | 0 | 0 | 0 | 0 | 0 | 0 | 0 | 0 | 0 | 0 | 0 | 0 | 0 | 0 | 0 | 0 | 0 | 0 | 0 | 0 | 0 | 2017-01-02 17:00
t0043 | 0 | 134.6033 | 414.3295 | 153.9443 | 48.436 | 331.2911 | 48.436 | 460.4717 | 79.1079 | 79.1079 | 2463.5541 | 91.1996 | 87.2529 | 346.385 | 418.3356 | 60.3239 | 86.9049 | 396.2145 | 254.7709 | 343.1128 | 0 | 0 | 509.8482 | 40.4358 | 40.4358 | 40.4358 | 88.318 | 174.0416 | 268.2367 | 174.7393 | 396.2781 | 105.1158 | 244.1582 | 217.9231 | 301.0266 | 310.6515 | 146.5956 | 511.941 | 369.3246 | 104.0938 | 210.3839 | 306.7691 | 115.3115 | 245.7184 | 472.2284 | 115.3115 | 46.1712 | 311.6878 | 825.9158 | 164.2882 | 210.7176 | 109.6039 | 186.9374 | 46.1712 | 182.4805 | 282.5166 | 103.3796 | 403.4235 | 41.8528 | 178.0783 | 41.8528 | 115.3115 | 174.0416 | 69.9209 | 472.2284 | 0 | 0 | 0 | 0 | 0 | 0 | 0 | 0 | 176.1229 | 0 | 0 | 0 | 0 | 277.6234 | 315.384 | 28.9362 | 39.7557 | 298.8436 | 171.7788 | 14.3996 | 96.7134 | 104.9637 | 308.6328 | 167.7042 | 225.4852 | 122.1672 | 28.9362 | 359.8796 | 52.0671 | 302.193 | 145.5067 | 172.3522 | 54.1689 | 102.2085 | 588.6537 | 28.9987 | 169.6287 | 180.2195 | 14.3996 | 14.3996 | 79.6481 | 126.3366 | 73.4833 | 146.9979 | 167.0705 | 120.9484 | 132.5744 | 895.7592 | 143.0988 | 96.7134 | 85.3734 | 85.3734 | 38.0547 | 64.0498 | 895.7592 | 478.9173 | 155.2024 | 0 | 0 | 0 | 84.2967 | 104.9637 | 82.3926 | 414.5087 | 102.2085 | 0 | 72.6748 | 64.0498 | 14.3996 | 82.2737 | 32.8923 | 0 | 0 | 0 | 96.2818 | 0 | 0 | 157.6942 | 0 | 38.1436 | 0 | 0 | 220.8472 | 82.8726 | 32.8923 | 33.0159 | 33.0159 | 82.3233 | 165.9628 | 232.6152 | 155.9562 | 340.6562 | 194.4671 | 126.2659 | 285.8165 | 296.6439 | 183.1324 | 163.1523 | 530.1598 | 198.7687 | 228.6372 | 98.5866 | 92.7817 | 218.9785 | 243.7521 | 88.153 | 92.7817 | 92.7817 | 187.1458 | 98.5866 | 98.5866 | 98.5866 | 199.6717 | 184.3664 | 206.0841 | 155.076 | 155.076 | 122.4317 | 226.9206 | 483.0475 | 156.7112 | 132.9277 | 830.029 | 200.3024 | 132.9277 | 590.5353 | 1171.0916 | 176.7078 | 683.4908 | 453.5597 | 200.3024 | 127.6002 | 72.5192 | 261.0238 | 58.2544 | 58.2544 | 58.2544 | 195.5335 | 260.8938 | 93.779 | 117.1976 | 243.0109 | 217.5909 | 119.1455 | 119.1455 | 143.3241 | 349.9593 | 58.2544 | 502.2529 | 235.7029 | 399.6367 | 147.0363 | 125.0321 | 455.115 | 106.4734 | 175.0545 | 106.4734 | 276.6306 | 98.9115 | 120.3868 | 69.9209 | 69.9209 | 98.9115 | 308.275 | 271.8232 | 175.1671 | 249.9508 | 119.4045 | 98.9115 | 721.3761 | 200.6871 | 256.5024 | 573.6397 | 1006.6431 | 96.7763 | 103.7948 | 200.8327 | 389.6959 | 103.7948 | 63.9253 | 151.941 | 107.2298 | 103.4419 | 132.1893 | 61.8776 | 61.8776 | 99.6968 | 63.433 | 192.9358 | 265.023 | 122.619 | 175.0545 | 116.3506 | 271.3078 | 191.7352 | 122.619 | 116.3506 | 97.2949 | 323.8476 | 190.5483 | 50.0869 | 34.0191 | 406.1937 | 89.8228 | 322.0748 | 92.2525 | 392.7115 | 979.8346 | 47.3881 | 316.5383 | 323.8476 | 447.1749 | 92.2525 | 38.1436 | 265.2472 | 322.0203 | 208.1944 | 196.584 | 0 | 92.7817 | 162.1417 | 571.3102 | 0 | 96.7763 | 137.5382 | 218.9785 | 99.1962 | 149.8768 | 199.8681 | 94.9879 | 0 | 0 | 0 | 0 | 0 | 0 | 0 | 0 | 82.8726 | 0 | 164.3978 | 180.3362 | 290.9223 | 184.2172 | 0 | 199.765 | 69.7108 | 50.5787 | 28.9987 | 996.4683 | 42.756 | 156.4664 | 63.9685 | 63.9685 | 130.6318 | 41.5985 | 69.7108 | 42.756 | 41.7479 | 41.7479 | 70.8936 | 0 | 0 | 0 | 0 | 41.5985 | 41.5985 | 41.5985 | 63.6132 | 41.7479 | 134.2708 | 0 | 0 | 30.563 | 0 | 0 | 0 | 122.116 | 45.5041 | 155.3561 | 56.8449 | 64.7436 | 30.563 | 126.9617 | 220.1725 | 40.0605 | 165.2244 | 152.8222 | 655.3463 | 126.3961 | 122.1558 | 155.8984 | 24.2819 | 28.9624 | 28.9624 | 24.2819 | 60.0577 | 94.8551 | 207.2165 | 2263.2114 | 180.6921 | 94.8551 | 88.3828 | 219.8723 | 133.9704 | 112.021 | 114.1477 | 88.3828 | 208.0393 | 85.5063 | 45.5041 | 45.5041 | 181.8901 | 136.819 | 0 | 0 | 0 | 28.9624 | 28.9624 | 36.6322 | 0 | 0 | 0 | 0 | 0 | 0 | 24.2819 | 45.5041 | 187.9058 | 28.9624 | 38.0157 | 83.9413 | 0 | 0 | 0 | 0 | 0 | 0 | 0 | 0 | 0 | 0 | 0 | 0 | 0 | 0 | 0 | 0 | 0 | 0 | 0 | 0 | 0 | 0 | 0 | 0 | 0 | 0 | 0 | 0 | 0 | 0 | 0 | 0 | 0 | 0 | 0 | 0 | 0 | 0 | 0 | 0 | 0 | 0 | 0 | 0 | 0 | 0 | 0 | 0 | 0 | 0 | 0 | 0 | 0 | 0 | 0 | 0 | 0 | 0 | 0 | 0 | 0 | 0 | 0 | 0 | 0 | 0 | 0 | 0 | 0 | 0 | 0 | 0 | 0 | 0 | 0 | 0 | 0 | 0 | 0 | 0 | 0 | 0 | 0 | 0 | 0 | 0 | 0 | 0 | 0 | 0 | 0 | 0 | 0 | 0 | 0 | 0 | 0 | 0 | 0 | 0 | 0 | 0 | 0 | 0 | 0 | 0 | 0 | 0 | 0 | 2017-01-02 18:00
t0044 | 0 | 127.7898 | 392.3196 | 149.5582 | 46.7414 | 315.2968 | 46.7414 | 453.7769 | 72.0549 | 72.0549 | 2142.6319 | 86.0109 | 85.8504 | 328.3271 | 407.3813 | 59.7266 | 84.1021 | 381.4981 | 245.7109 | 335.9002 | 0 | 0 | 479.3988 | 39.5252 | 39.5252 | 39.5252 | 85.5473 | 167.7974 | 261.1544 | 152.6493 | 368.973 | 100.2354 | 238.0155 | 213.0732 | 292.804 | 298.8474 | 143.9296 | 496.9962 | 347.1183 | 101.1276 | 205.2431 | 291.4015 | 111.1305 | 236.9455 | 425.4817 | 111.1305 | 45.9711 | 301.958 | 797.0193 | 160.3022 | 198.6465 | 106.6346 | 181.8672 | 45.9711 | 178.2195 | 276.4412 | 101.4096 | 379.7163 | 40.7561 | 173.9527 | 40.7561 | 111.1305 | 167.7974 | 67.3932 | 425.4817 | 0 | 0 | 0 | 0 | 0 | 0 | 0 | 0 | 171.1582 | 0 | 0 | 0 | 0 | 266.7026 | 306.5141 | 28.734 | 39.8016 | 284.1375 | 170.003 | 14.1928 | 95.3296 | 105.2071 | 293.7784 | 161.6672 | 218.8446 | 118.5972 | 28.734 | 333.5167 | 51.7234 | 289.595 | 143.7416 | 170.5848 | 53.8073 | 100.806 | 558.0594 | 28.8131 | 166.7446 | 176.7447 | 14.1928 | 14.1928 | 77.0587 | 123.0742 | 72.4259 | 144.7183 | 161.8966 | 110.9867 | 116.9642 | 816.6991 | 140.9147 | 95.3296 | 84.5909 | 84.5909 | 37.5891 | 61.6499 | 816.6991 | 447.1784 | 154.6343 | 0 | 0 | 0 | 83.9323 | 105.2071 | 81.3775 | 401.551 | 100.806 | 0 | 71.9885 | 61.6499 | 14.1928 | 77.843 | 31.7224 | 0 | 0 | 0 | 93.5653 | 0 | 0 | 152.5128 | 0 | 37.7841 | 0 | 0 | 214.9388 | 81.4672 | 31.7224 | 32.359 | 32.359 | 82.1281 | 161.0021 | 222.2199 | 152.7895 | 318.7658 | 188.4892 | 121.7366 | 277.557 | 271.5548 | 175.9835 | 158.4628 | 461.2199 | 191.3356 | 220.0085 | 93.0935 | 88.8731 | 206.4613 | 236.8918 | 85.1417 | 88.8731 | 88.8731 | 175.5541 | 93.0935 | 93.0935 | 93.0935 | 191.8276 | 175.5392 | 196.7704 | 150.0899 | 150.0899 | 117.6975 | 208.705 | 462.1851 | 149.6343 | 126.1251 | 698.3655 | 188.8197 | 126.1251 | 514.9813 | 1028.7743 | 170.6205 | 628.2853 | 430.4364 | 188.8197 | 120.114 | 70.0955 | 253.9558 | 56.8769 | 56.8769 | 56.8769 | 190.1958 | 242.451 | 90.7619 | 116.0604 | 235.1671 | 211.416 | 115.1162 | 115.1162 | 136.4517 | 345.1635 | 56.8769 | 474.0898 | 228.1507 | 386.7094 | 142.9033 | 122.714 | 407.1105 | 102.7198 | 168.2095 | 102.7198 | 259.772 | 93.4348 | 113.6659 | 67.3932 | 67.3932 | 93.4348 | 294.0873 | 262.122 | 164.7428 | 234.4098 | 114.4154 | 93.4348 | 687.7018 | 194.4889 | 233.2579 | 523.7737 | 865.7306 | 93.7009 | 100.6065 | 191.7995 | 369.1627 | 100.6065 | 62.9764 | 145.1896 | 103.8427 | 100.2675 | 127.532 | 59.2339 | 59.2339 | 95.0887 | 60.8619 | 174.1411 | 250.1336 | 118.8247 | 168.2095 | 110.7125 | 250.8475 | 186.3056 | 118.8247 | 110.7125 | 95.1702 | 294.3239 | 182.4927 | 49.6908 | 33.7499 | 395.4041 | 87.4072 | 306.5101 | 89.4628 | 386.791 | 904.6206 | 46.9462 | 314.1825 | 294.3239 | 413.7368 | 89.4628 | 37.7841 | 257.249 | 307.5163 | 197.3885 | 190.3782 | 0 | 88.8731 | 159.7375 | 481.5903 | 0 | 93.7009 | 131.5191 | 206.4613 | 91.2577 | 148.3039 | 195.3605 | 91.5323 | 0 | 0 | 0 | 0 | 0 | 0 | 0 | 0 | 81.4672 | 0 | 159.6043 | 177.4186 | 267.2627 | 170.2543 | 0 | 191.963 | 66.984 | 49.3218 | 28.8131 | 914.5422 | 41.6973 | 144.0268 | 62.1143 | 62.1143 | 124.9925 | 39.9253 | 66.984 | 41.6973 | 41.2965 | 41.2965 | 69.4774 | 0 | 0 | 0 | 0 | 39.9253 | 39.9253 | 39.9253 | 61.7999 | 41.2965 | 130.4737 | 0 | 0 | 27.9896 | 0 | 0 | 0 | 118.021 | 43.984 | 147.4612 | 53.5318 | 62.7261 | 27.9896 | 123.8014 | 201.0328 | 39.5208 | 158.1758 | 145.19 | 606.5459 | 122.3567 | 118.1376 | 149.8341 | 23.39 | 28.1199 | 28.1199 | 23.39 | 57.4931 | 90.4834 | 200.7937 | 1991.5441 | 169.7152 | 90.4834 | 84.0192 | 195.1429 | 127.8593 | 109.746 | 108.9126 | 84.0192 | 196.2822 | 79.4104 | 43.984 | 43.984 | 176.2727 | 126.7406 | 0 | 0 | 0 | 28.1199 | 28.1199 | 35.3306 | 0 | 0 | 0 | 0 | 0 | 0 | 23.39 | 43.984 | 176.9202 | 28.1199 | 36.7537 | 81.991 | 0 | 0 | 0 | 0 | 0 | 0 | 0 | 0 | 0 | 0 | 0 | 0 | 0 | 0 | 0 | 0 | 0 | 0 | 0 | 0 | 0 | 0 | 0 | 0 | 0 | 0 | 0 | 0 | 0 | 0 | 0 | 0 | 0 | 0 | 0 | 0 | 0 | 0 | 0 | 0 | 0 | 0 | 0 | 0 | 0 | 0 | 0 | 0 | 0 | 0 | 0 | 0 | 0 | 0 | 0 | 0 | 0 | 0 | 0 | 0 | 0 | 0 | 0 | 0 | 0 | 0 | 0 | 0 | 0 | 0 | 0 | 0 | 0 | 0 | 0 | 0 | 0 | 0 | 0 | 0 | 0 | 0 | 0 | 0 | 0 | 0 | 0 | 0 | 0 | 0 | 0 | 0 | 0 | 0 | 0 | 0 | 0 | 0 | 0 | 0 | 0 | 0 | 0 | 0 | 0 | 0 | 0 | 0 | 0 | 2017-01-02 19:00
t0045 | 0 | 124.179 | 370.8666 | 146.481 | 44.124 | 297.483 | 44.124 | 474.6103 | 67.1351 | 67.1351 | 1981.2573 | 79.885 | 83.9803 | 322.1729 | 401.0634 | 59.2227 | 80.8612 | 368.1275 | 235.9924 | 336.0837 | 0 | 0 | 453.2339 | 38.3389 | 38.3389 | 38.3389 | 83.8533 | 163.3979 | 260.4317 | 139.4463 | 351.1479 | 95.4414 | 235.8068 | 212.0646 | 284.6294 | 286.7998 | 141.5305 | 508.4888 | 341.5559 | 98.8156 | 205.8212 | 280.8127 | 108.9426 | 232.1346 | 410.4726 | 108.9426 | 45.3509 | 294.7596 | 780.843 | 159.1311 | 190.0511 | 102.8748 | 179.3585 | 45.3509 | 174.4082 | 275.5415 | 99.8073 | 362.1942 | 39.086 | 173.4309 | 39.086 | 108.9426 | 163.3979 | 65.3526 | 410.4726 | 0 | 0 | 0 | 0 | 0 | 0 | 0 | 0 | 166.6853 | 0 | 0 | 0 | 0 | 258.5977 | 296.7966 | 28.1327 | 37.9983 | 266.5338 | 164.7816 | 13.5873 | 91.4006 | 101.7253 | 280.8757 | 156.6316 | 212.7811 | 111.7734 | 28.1327 | 309.7172 | 49.7259 | 276.2778 | 137.9475 | 165.7532 | 51.9455 | 97.1764 | 527.545 | 27.2544 | 161.2884 | 168.82 | 13.5873 | 13.5873 | 72.7802 | 119.9855 | 69.7292 | 139.092 | 156.8295 | 101.3438 | 103.3843 | 744.4184 | 132.8454 | 91.4006 | 81.9689 | 81.9689 | 36.1313 | 57.4469 | 744.4184 | 416.4935 | 151.1064 | 0 | 0 | 0 | 81.6472 | 101.7253 | 78.9298 | 383.0751 | 97.1764 | 0 | 69.8891 | 57.4469 | 13.5873 | 72.7177 | 29.8151 | 0 | 0 | 0 | 90.2593 | 0 | 0 | 146.1795 | 0 | 35.9335 | 0 | 0 | 207.9055 | 80.8983 | 29.8151 | 31.1917 | 31.1917 | 78.1388 | 153.0136 | 209.1312 | 146.5495 | 303.0889 | 183.0598 | 116.6135 | 267.7806 | 252.9976 | 166.1518 | 152.1988 | 417.3985 | 184.2534 | 206.6709 | 89.4914 | 85.6225 | 195.6641 | 224.3739 | 80.8201 | 85.6225 | 85.6225 | 163.4962 | 89.4914 | 89.4914 | 89.4914 | 181.0954 | 168.6836 | 184.3896 | 142.7244 | 142.7244 | 111.4998 | 192.3276 | 443.6886 | 146.6614 | 117.5855 | 622.2756 | 179.9538 | 117.5855 | 458.1463 | 942.1716 | 160.1584 | 582.362 | 408.5332 | 179.9538 | 112.9773 | 66.8007 | 239.3543 | 55.0371 | 55.0371 | 55.0371 | 180.1682 | 223.318 | 84.8678 | 116.2434 | 226.4383 | 206.3935 | 112.6903 | 112.6903 | 129.8598 | 343.6654 | 55.0371 | 444.9634 | 221.4608 | 374.8051 | 139.1651 | 119.0009 | 369.6743 | 98.387 | 166.1061 | 98.387 | 246.1577 | 87.8056 | 109.1975 | 65.3526 | 65.3526 | 87.8056 | 291.0443 | 257.7747 | 155.8661 | 219.8423 | 111.847 | 87.8056 | 685.0052 | 188.3597 | 216.0101 | 487.3875 | 782.1072 | 90.7214 | 97.8372 | 179.786 | 350.2513 | 97.8372 | 60.7225 | 138.1597 | 101.3378 | 96.5209 | 120.8076 | 56.9154 | 56.9154 | 91.63 | 57.7471 | 161.9733 | 239.3236 | 113.8428 | 166.1061 | 105.4551 | 234.018 | 180.8668 | 113.8428 | 105.4551 | 90.3807 | 271.2023 | 176.5346 | 49.4077 | 32.273 | 381.4173 | 83.489 | 288.7395 | 85.1312 | 375.2043 | 861.8712 | 45.4534 | 301.1479 | 271.2023 | 385.337 | 85.1312 | 35.9335 | 269.4724 | 290.3174 | 191.4313 | 189.6005 | 0 | 85.6225 | 155.0201 | 435.0794 | 0 | 90.7214 | 125.4693 | 195.6641 | 85.5145 | 140.2903 | 189.5046 | 86.4737 | 0 | 0 | 0 | 0 | 0 | 0 | 0 | 0 | 80.8983 | 0 | 155.5611 | 180.5768 | 248.3194 | 159.7364 | 0 | 181.0077 | 61.8321 | 46.9769 | 27.2544 | 835.4002 | 40.2099 | 132.4789 | 58.2046 | 58.2046 | 114.7785 | 37.3085 | 61.8321 | 40.2099 | 39.2819 | 39.2819 | 65.9842 | 0 | 0 | 0 | 0 | 37.3085 | 37.3085 | 37.3085 | 58.5636 | 39.2819 | 123.9373 | 0 | 0 | 25.7914 | 0 | 0 | 0 | 111.3589 | 43.082 | 138.4554 | 52.6175 | 59.6198 | 25.7914 | 120.7847 | 183.8289 | 37.8666 | 153.7442 | 137.8428 | 573.5211 | 117.6601 | 113.6499 | 142.9188 | 22.4332 | 27.1081 | 27.1081 | 22.4332 | 53.7245 | 85.5019 | 191.2846 | 1816.0387 | 156.3746 | 85.5019 | 79.5657 | 176.3879 | 119.2386 | 103.2636 | 101.2277 | 79.5657 | 182.0976 | 74.1311 | 43.082 | 43.082 | 167.049 | 117.0124 | 0 | 0 | 0 | 27.1081 | 27.1081 | 33.2399 | 0 | 0 | 0 | 0 | 0 | 0 | 22.4332 | 43.082 | 165.2154 | 27.1081 | 35.1961 | 77.2659 | 0 | 0 | 0 | 0 | 0 | 0 | 0 | 0 | 0 | 0 | 0 | 0 | 0 | 0 | 0 | 0 | 0 | 0 | 0 | 0 | 0 | 0 | 0 | 0 | 0 | 0 | 0 | 0 | 0 | 0 | 0 | 0 | 0 | 0 | 0 | 0 | 0 | 0 | 0 | 0 | 0 | 0 | 0 | 0 | 0 | 0 | 0 | 0 | 0 | 0 | 0 | 0 | 0 | 0 | 0 | 0 | 0 | 0 | 0 | 0 | 0 | 0 | 0 | 0 | 0 | 0 | 0 | 0 | 0 | 0 | 0 | 0 | 0 | 0 | 0 | 0 | 0 | 0 | 0 | 0 | 0 | 0 | 0 | 0 | 0 | 0 | 0 | 0 | 0 | 0 | 0 | 0 | 0 | 0 | 0 | 0 | 0 | 0 | 0 | 0 | 0 | 0 | 0 | 0 | 0 | 0 | 0 | 0 | 0 | 2017-01-02 20:00
t0046 | 0 | 125.0405 | 355.987 | 147.2845 | 41.6687 | 283.4702 | 41.6687 | 525.92 | 64.5464 | 64.5464 | 1946.6555 | 74.3504 | 83.5689 | 330.2116 | 406.2611 | 60.1018 | 78.8695 | 362.669 | 230.2744 | 348.7104 | 0 | 0 | 437.3398 | 37.7425 | 37.7425 | 37.7425 | 84.5912 | 163.4561 | 269.6425 | 133.5069 | 345.3713 | 92.3861 | 241.2871 | 218.2693 | 282.2022 | 279.9319 | 142.3282 | 549.5165 | 353.6403 | 98.9532 | 214.809 | 278.5386 | 110.2837 | 234.6499 | 422.996 | 110.2837 | 45.4587 | 295.193 | 788.9354 | 163.2838 | 187.0706 | 100.601 | 182.3376 | 45.4587 | 174.5144 | 284.175 | 100.5807 | 354.9724 | 37.7839 | 179.1287 | 37.7839 | 110.2837 | 163.4561 | 64.9078 | 422.996 | 0 | 0 | 0 | 0 | 0 | 0 | 0 | 0 | 165.9007 | 0 | 0 | 0 | 0 | 257.3545 | 292.3814 | 27.8728 | 35.7328 | 251.3652 | 160.6816 | 12.9836 | 87.5844 | 97.9172 | 274.2769 | 155.3019 | 211.3548 | 104.7715 | 27.8728 | 292.0411 | 47.639 | 267.4567 | 132.2229 | 162.3459 | 50.1563 | 94.025 | 505.9402 | 25.3054 | 157.3865 | 161.1835 | 12.9836 | 12.9836 | 68.6704 | 119.455 | 67.3398 | 134.0033 | 154.9154 | 93.1729 | 91.9385 | 685.5331 | 123.3197 | 87.5844 | 79.8244 | 79.8244 | 34.7375 | 52.9929 | 685.5331 | 392.7105 | 148.8733 | 0 | 0 | 0 | 79.8199 | 97.9172 | 77.1601 | 368.0325 | 94.025 | 0 | 68.3082 | 52.9929 | 12.9836 | 68.2795 | 27.9314 | 0 | 0 | 0 | 88.3207 | 0 | 0 | 141.8281 | 0 | 33.7888 | 0 | 0 | 204.2321 | 82.6709 | 27.9314 | 30.3041 | 30.3041 | 73.1726 | 145.8176 | 197.7749 | 141.1208 | 296.5594 | 181.6279 | 113.2649 | 262.2083 | 242.2905 | 157.4245 | 147.8035 | 393.9148 | 180.8872 | 193.7326 | 88.7412 | 84.4098 | 189.2768 | 212.1735 | 77.0846 | 84.4098 | 84.4098 | 153.6014 | 88.7412 | 88.7412 | 88.7412 | 171.5875 | 166.2099 | 173.0125 | 136.3835 | 136.3835 | 106.2972 | 179.7246 | 434.9194 | 149.3159 | 109.7486 | 586.5119 | 175.9051 | 109.7486 | 417.1656 | 902.2587 | 149.5419 | 550.5827 | 394.4423 | 175.9051 | 107.8864 | 64.1528 | 224.0226 | 53.9874 | 53.9874 | 53.9874 | 170.3072 | 206.8053 | 78.5063 | 119.977 | 221.4588 | 206.3329 | 113.6125 | 113.6125 | 125.7267 | 352.0596 | 53.9874 | 422.3305 | 219.7165 | 370.9347 | 138.4962 | 116.7812 | 343.175 | 95.5017 | 170.5769 | 95.5017 | 238.7571 | 83.4944 | 108.1666 | 64.9078 | 64.9078 | 83.4944 | 301.3497 | 262.2663 | 150.5811 | 209.3604 | 113.0971 | 83.4944 | 717.1698 | 185.9756 | 205.5658 | 466.6065 | 742.75 | 89.5814 | 97.2975 | 168.7643 | 338.379 | 97.2975 | 58.8226 | 133.3864 | 101.4607 | 94.2488 | 114.8622 | 55.8642 | 55.8642 | 90.63 | 55.291 | 156.3124 | 235.4019 | 110.2188 | 170.5769 | 102.2999 | 222.9945 | 179.028 | 110.2188 | 102.2999 | 85.5088 | 255.7586 | 175.3212 | 50.3155 | 30.6344 | 372.7699 | 80.1457 | 274.3316 | 81.3416 | 367.555 | 854.5011 | 44.2016 | 287.0548 | 255.7586 | 365.8376 | 81.3416 | 33.7888 | 301.8872 | 276.28 | 192.2698 | 196.5204 | 0 | 84.4098 | 151.9546 | 420.2154 | 0 | 89.5814 | 121.6444 | 189.2768 | 82.4766 | 130.6565 | 186.5739 | 81.8684 | 0 | 0 | 0 | 0 | 0 | 0 | 0 | 0 | 82.6709 | 0 | 155.1553 | 192.0681 | 235.9488 | 153.8896 | 0 | 171.085 | 56.039 | 44.7895 | 25.3054 | 768.5274 | 39.2271 | 123.2688 | 53.9385 | 53.9385 | 103.2554 | 34.682 | 56.039 | 39.2271 | 36.9883 | 36.9883 | 62.3498 | 0 | 0 | 0 | 0 | 34.682 | 34.682 | 34.682 | 55.4468 | 36.9883 | 117.8578 | 0 | 0 | 24.1789 | 0 | 0 | 0 | 104.9528 | 43.466 | 130.9743 | 54.3129 | 56.8792 | 24.1789 | 120.3343 | 170.1679 | 36.2189 | 154.0196 | 133.058 | 559.9132 | 114.7711 | 111.016 | 138.03 | 21.8516 | 26.5097 | 26.5097 | 21.8516 | 50.038 | 81.5747 | 183.2531 | 1722.606 | 143.711 | 81.5747 | 76.4097 | 163.3275 | 110.8717 | 95.8526 | 93.5194 | 76.4097 | 169.0552 | 70.4903 | 43.466 | 43.466 | 158.4476 | 109.1317 | 0 | 0 | 0 | 26.5097 | 26.5097 | 31.1997 | 0 | 0 | 0 | 0 | 0 | 0 | 21.8516 | 43.466 | 155.5971 | 26.5097 | 34.1007 | 72.0915 | 0 | 0 | 0 | 0 | 0 | 0 | 0 | 0 | 0 | 0 | 0 | 0 | 0 | 0 | 0 | 0 | 0 | 0 | 0 | 0 | 0 | 0 | 0 | 0 | 0 | 0 | 0 | 0 | 0 | 0 | 0 | 0 | 0 | 0 | 0 | 0 | 0 | 0 | 0 | 0 | 0 | 0 | 0 | 0 | 0 | 0 | 0 | 0 | 0 | 0 | 0 | 0 | 0 | 0 | 0 | 0 | 0 | 0 | 0 | 0 | 0 | 0 | 0 | 0 | 0 | 0 | 0 | 0 | 0 | 0 | 0 | 0 | 0 | 0 | 0 | 0 | 0 | 0 | 0 | 0 | 0 | 0 | 0 | 0 | 0 | 0 | 0 | 0 | 0 | 0 | 0 | 0 | 0 | 0 | 0 | 0 | 0 | 0 | 0 | 0 | 0 | 0 | 0 | 0 | 0 | 0 | 0 | 0 | 0 | 2017-01-02 21:00
t0047 | 0 | 119.2185 | 330.5765 | 140.2537 | 38.313 | 262.0996 | 38.313 | 525.478 | 60.0495 | 60.0495 | 1835.2369 | 67.8101 | 79.1158 | 317.7911 | 388.3751 | 57.494 | 73.8715 | 341.6152 | 215.7472 | 337.5034 | 0 | 0 | 407.4055 | 35.5258 | 35.5258 | 35.5258 | 80.6992 | 155.2507 | 260.7201 | 124.0394 | 325.2618 | 86.1898 | 231.8841 | 210.3899 | 266.6949 | 262.3287 | 135.5169 | 542.7476 | 342.1707 | 94.0237 | 208.5376 | 263.424 | 105.4141 | 224.1134 | 408.6467 | 105.4141 | 43.1963 | 280.5152 | 753.3121 | 157.1452 | 176.2059 | 94.3517 | 174.644 | 43.1963 | 165.7336 | 274.1967 | 95.8763 | 333.5681 | 35.2069 | 172.9752 | 35.2069 | 105.4141 | 155.2507 | 61.4105 | 408.6467 | 0 | 0 | 0 | 0 | 0 | 0 | 0 | 0 | 157.1158 | 0 | 0 | 0 | 0 | 243.7708 | 275.3472 | 26.3199 | 32.7465 | 231.0186 | 150.4074 | 12.0149 | 81.1812 | 90.9615 | 257.1547 | 146.7979 | 199.9498 | 95.8971 | 26.3199 | 268.5401 | 44.1431 | 249.5037 | 122.5691 | 152.3416 | 46.6848 | 87.634 | 469.5792 | 23.0178 | 147.4018 | 149.1016 | 12.0149 | 12.0149 | 63.104 | 113.1417 | 62.6956 | 124.5937 | 146.1163 | 84.4055 | 81.6564 | 621.7603 | 112.1803 | 81.1812 | 74.6633 | 74.6633 | 32.2578 | 48.0473 | 621.7603 | 361.0354 | 140.1373 | 0 | 0 | 0 | 74.8142 | 90.9615 | 72.3314 | 341.7621 | 87.634 | 0 | 64.0223 | 48.0473 | 12.0149 | 62.5976 | 25.5607 | 0 | 0 | 0 | 82.8658 | 0 | 0 | 132.4484 | 0 | 30.9708 | 0 | 0 | 192.0264 | 79.3829 | 25.5607 | 28.3136 | 28.3136 | 66.8948 | 134.7726 | 182.0417 | 131.1893 | 278.4601 | 171.7263 | 105.8459 | 246.111 | 224.8784 | 145.0411 | 138.0874 | 362.9938 | 170.0581 | 177.3636 | 83.9233 | 79.5478 | 176.5616 | 195.2095 | 71.2878 | 79.5478 | 79.5478 | 140.894 | 83.9233 | 83.9233 | 83.9233 | 158.0932 | 156.6124 | 158.5138 | 126.2589 | 126.2589 | 98.2877 | 164.4133 | 408.5892 | 143.1777 | 100.2497 | 540.5803 | 165.0527 | 100.2497 | 376.2088 | 838.2679 | 136.574 | 507.1664 | 367.4921 | 165.0527 | 99.9019 | 59.5633 | 204.8527 | 50.7173 | 50.7173 | 50.7173 | 156.6527 | 188.1118 | 71.2914 | 115.7843 | 207.7386 | 195.876 | 108.3555 | 108.3555 | 117.3112 | 338.4696 | 50.7173 | 389.6687 | 207.7379 | 350.2407 | 131.1551 | 109.722 | 312.9269 | 89.2134 | 164.2798 | 89.2134 | 223.0733 | 77.1192 | 102.2347 | 61.4105 | 61.4105 | 77.1192 | 291.4957 | 251.3488 | 140.3694 | 193.5753 | 108.0516 | 77.1192 | 697.6317 | 175.3679 | 190.1308 | 433.0192 | 687.1638 | 84.4778 | 92.1094 | 154.6596 | 315.3823 | 92.1094 | 54.8623 | 124.2496 | 96.4032 | 88.3285 | 106.0333 | 52.52 | 52.52 | 85.5718 | 51.2548 | 145.7645 | 221.6372 | 102.8013 | 164.2798 | 95.5598 | 206.3232 | 169.0408 | 102.8013 | 95.5598 | 78.6837 | 235.3105 | 165.8905 | 48.2186 | 28.2352 | 349.4963 | 74.383 | 253.2175 | 75.2959 | 344.9725 | 808.4307 | 41.311 | 265.2172 | 235.3105 | 337.76 | 75.2959 | 30.9708 | 303.2254 | 255.2373 | 183.0741 | 190.1421 | 0 | 79.5478 | 142.6673 | 392.7386 | 0 | 84.4778 | 113.5801 | 176.5616 | 76.8497 | 119.0761 | 175.6255 | 75.3895 | 0 | 0 | 0 | 0 | 0 | 0 | 0 | 0 | 79.3829 | 0 | 147.1101 | 188.2013 | 217.9826 | 143.2841 | 0 | 157.4031 | 50.2575 | 41.4039 | 23.0178 | 696.4744 | 36.7393 | 112.4762 | 49.0311 | 49.0311 | 92.1784 | 31.5949 | 50.2575 | 36.7393 | 33.9323 | 33.9323 | 57.3288 | 0 | 0 | 0 | 0 | 31.5949 | 31.5949 | 31.5949 | 51.0507 | 33.9323 | 108.7919 | 0 | 0 | 22.1638 | 0 | 0 | 0 | 96.3837 | 41.4704 | 120.5933 | 52.4674 | 52.6063 | 22.1638 | 114.0153 | 154.8189 | 33.5347 | 146.4216 | 123.9476 | 525.2184 | 107.5021 | 104.0691 | 128.5846 | 20.4536 | 24.8644 | 24.8644 | 20.4536 | 45.6395 | 75.4747 | 169.8944 | 1591.6033 | 130.0789 | 75.4747 | 70.9685 | 148.7351 | 101.0316 | 87.2009 | 84.8872 | 70.9685 | 153.9486 | 65.1337 | 41.4704 | 41.4704 | 146.0492 | 99.7001 | 0 | 0 | 0 | 24.8644 | 24.8644 | 28.5843 | 0 | 0 | 0 | 0 | 0 | 0 | 20.4536 | 41.4704 | 142.9187 | 24.8644 | 31.8206 | 65.7935 | 0 | 0 | 0 | 0 | 0 | 0 | 0 | 0 | 0 | 0 | 0 | 0 | 0 | 0 | 0 | 0 | 0 | 0 | 0 | 0 | 0 | 0 | 0 | 0 | 0 | 0 | 0 | 0 | 0 | 0 | 0 | 0 | 0 | 0 | 0 | 0 | 0 | 0 | 0 | 0 | 0 | 0 | 0 | 0 | 0 | 0 | 0 | 0 | 0 | 0 | 0 | 0 | 0 | 0 | 0 | 0 | 0 | 0 | 0 | 0 | 0 | 0 | 0 | 0 | 0 | 0 | 0 | 0 | 0 | 0 | 0 | 0 | 0 | 0 | 0 | 0 | 0 | 0 | 0 | 0 | 0 | 0 | 0 | 0 | 0 | 0 | 0 | 0 | 0 | 0 | 0 | 0 | 0 | 0 | 0 | 0 | 0 | 0 | 0 | 0 | 0 | 0 | 0 | 0 | 0 | 0 | 0 | 0 | 0 | 2017-01-02 22:00
t0048 | 0 | 115.2887 | 308.2499 | 135.0081 | 35.1115 | 242.6868 | 35.1115 | 537.6587 | 56.4749 | 56.4749 | 1770.3992 | 61.6171 | 75.4227 | 311.2392 | 375.7308 | 55.5624 | 69.5177 | 324.2853 | 203.2147 | 331.7719 | 0 | 0 | 382.0037 | 33.6222 | 33.6222 | 33.6222 | 77.9024 | 149.0573 | 256.1192 | 117.2409 | 310.1164 | 80.8207 | 225.9121 | 205.7211 | 253.9929 | 247.2523 | 130.2558 | 548.1807 | 337.8317 | 90.2355 | 205.8996 | 251.9173 | 102.0935 | 216.8082 | 404.8221 | 102.0935 | 41.3333 | 269.3452 | 728.4307 | 153.3756 | 167.7446 | 88.8956 | 169.4172 | 41.3333 | 158.8353 | 268.4547 | 92.3086 | 316.5801 | 32.8584 | 169.5639 | 32.8584 | 102.0935 | 149.0573 | 58.6475 | 404.8221 | 0 | 0 | 0 | 0 | 0 | 0 | 0 | 0 | 150.0911 | 0 | 0 | 0 | 0 | 233.2782 | 260.974 | 24.9721 | 29.6987 | 212.0562 | 140.994 | 11.082 | 75.0572 | 84.1839 | 242.9 | 140.0097 | 190.7591 | 87.208 | 24.9721 | 247.6894 | 40.7511 | 233.7755 | 113.3056 | 143.3141 | 43.3838 | 81.6749 | 437.455 | 20.6596 | 138.4068 | 137.5466 | 11.082 | 11.082 | 57.7591 | 108.0655 | 58.347 | 115.742 | 138.8446 | 76.2796 | 72.1545 | 563.5452 | 100.8379 | 75.0572 | 69.9025 | 69.9025 | 29.8973 | 43.1258 | 563.5452 | 332.5019 | 132.3116 | 0 | 0 | 0 | 70.2088 | 84.1839 | 67.9642 | 317.6222 | 81.6749 | 0 | 60.1189 | 43.1258 | 11.082 | 57.2933 | 23.2615 | 0 | 0 | 0 | 78.1283 | 0 | 0 | 124.1278 | 0 | 28.1399 | 0 | 0 | 181.5585 | 77.1755 | 23.2615 | 26.5046 | 26.5046 | 60.4749 | 124.3667 | 167.3512 | 121.9216 | 264.212 | 163.7272 | 99.336 | 232.1928 | 210.6227 | 133.407 | 129.4155 | 339.4801 | 161.0004 | 161.568 | 80.3185 | 75.616 | 165.807 | 178.8757 | 65.8833 | 75.616 | 75.616 | 129.2335 | 80.3185 | 80.3185 | 80.3185 | 145.4223 | 148.9615 | 144.7357 | 116.8297 | 116.8297 | 90.8771 | 150.6999 | 386.7553 | 139.423 | 91.2163 | 508.8429 | 156.2883 | 91.2163 | 340.9691 | 791.5594 | 123.8894 | 469.6014 | 344.1752 | 156.2883 | 92.8573 | 55.3599 | 185.9609 | 47.8739 | 47.8739 | 47.8739 | 143.4747 | 170.6704 | 64.0869 | 113.2317 | 195.9162 | 187.7456 | 104.594 | 104.594 | 110.0511 | 329.4736 | 47.8739 | 360.1511 | 198.0954 | 333.3718 | 125.28 | 103.5185 | 286.8616 | 83.675 | 160.7808 | 83.675 | 210.0821 | 71.3799 | 97.7671 | 58.6475 | 58.6475 | 71.3799 | 287.1832 | 244.2832 | 131.7397 | 179.6383 | 104.6553 | 71.3799 | 692.4166 | 166.5795 | 177.3915 | 405.6618 | 647.5192 | 80.2619 | 87.9731 | 141.2634 | 295.6137 | 87.9731 | 51.1911 | 116.2193 | 92.5522 | 83.1743 | 97.7512 | 49.7605 | 49.7605 | 81.6042 | 47.58 | 137.7352 | 210.837 | 96.1441 | 160.7808 | 89.7962 | 192.0839 | 160.8125 | 96.1441 | 89.7962 | 72.0469 | 217.9176 | 158.5804 | 46.7017 | 25.8638 | 329.1041 | 69.0281 | 233.8809 | 69.6429 | 324.8284 | 776.5472 | 38.6333 | 243.8099 | 217.9176 | 313.4456 | 69.6429 | 28.1399 | 312.7238 | 235.9231 | 176.7524 | 187.0627 | 0 | 75.616 | 134.3978 | 376.5225 | 0 | 80.2619 | 106.5885 | 165.807 | 72.3202 | 107.2655 | 166.2278 | 69.2607 | 0 | 0 | 0 | 0 | 0 | 0 | 0 | 0 | 77.1755 | 0 | 140.7774 | 187.9112 | 202.7114 | 134.6032 | 0 | 144.4736 | 44.3604 | 38.1878 | 20.6596 | 629.7644 | 34.5351 | 102.6886 | 44.1217 | 44.1217 | 80.831 | 28.5785 | 44.3604 | 34.5351 | 30.8769 | 30.8769 | 52.4177 | 0 | 0 | 0 | 0 | 28.5785 | 28.5785 | 28.5785 | 46.8323 | 30.8769 | 100.1791 | 0 | 0 | 20.39 | 0 | 0 | 0 | 88.1502 | 40.0491 | 111.0232 | 51.6819 | 48.6021 | 20.39 | 108.9409 | 140.938 | 30.9519 | 140.8844 | 116.0392 | 498.4484 | 101.1675 | 98.0627 | 120.1874 | 19.2427 | 23.4351 | 23.4351 | 19.2427 | 41.3754 | 69.9277 | 157.5121 | 1491.0075 | 116.9304 | 69.9277 | 66.154 | 136.2793 | 91.5081 | 78.4559 | 76.4335 | 66.154 | 139.5583 | 60.4804 | 40.0491 | 40.0491 | 134.2538 | 91.0934 | 0 | 0 | 0 | 23.4351 | 23.4351 | 26.0578 | 0 | 0 | 0 | 0 | 0 | 0 | 19.2427 | 40.0491 | 131.2759 | 23.4351 | 29.7896 | 59.5122 | 0 | 0 | 0 | 0 | 0 | 0 | 0 | 0 | 0 | 0 | 0 | 0 | 0 | 0 | 0 | 0 | 0 | 0 | 0 | 0 | 0 | 0 | 0 | 0 | 0 | 0 | 0 | 0 | 0 | 0 | 0 | 0 | 0 | 0 | 0 | 0 | 0 | 0 | 0 | 0 | 0 | 0 | 0 | 0 | 0 | 0 | 0 | 0 | 0 | 0 | 0 | 0 | 0 | 0 | 0 | 0 | 0 | 0 | 0 | 0 | 0 | 0 | 0 | 0 | 0 | 0 | 0 | 0 | 0 | 0 | 0 | 0 | 0 | 0 | 0 | 0 | 0 | 0 | 0 | 0 | 0 | 0 | 0 | 0 | 0 | 0 | 0 | 0 | 0 | 0 | 0 | 0 | 0 | 0 | 0 | 0 | 0 | 0 | 0 | 0 | 0 | 0 | 0 | 0 | 0 | 0 | 0 | 0 | 0 | 2017-01-02 23:00
t0049 | 0 | 112.3408 | 291.4795 | 130.8971 | 32.6591 | 228.015 | 32.6591 | 546.1493 | 53.9367 | 53.9367 | 1731.6316 | 56.9745 | 72.4931 | 306.3762 | 365.7308 | 53.9891 | 66.1586 | 310.9764 | 193.5846 | 326.9949 | 0 | 0 | 363.1047 | 32.132 | 32.132 | 32.132 | 75.7177 | 144.2748 | 252.366 | 112.7915 | 299.0918 | 76.7543 | 221.1293 | 201.9216 | 244.085 | 235.703 | 126.0641 | 551.8543 | 334.7989 | 87.2731 | 203.6702 | 243.259 | 99.52 | 211.1438 | 403.1679 | 99.52 | 39.8251 | 260.6483 | 709.114 | 150.3384 | 161.4509 | 84.6572 | 165.2781 | 39.8251 | 153.4 | 263.7536 | 89.465 | 303.9632 | 31.0375 | 166.773 | 31.0375 | 99.52 | 144.2748 | 56.519 | 403.1679 | 0 | 0 | 0 | 0 | 0 | 0 | 0 | 0 | 144.6102 | 0 | 0 | 0 | 0 | 225.2331 | 249.7996 | 23.8942 | 27.2957 | 197.7364 | 133.5544 | 10.3524 | 70.2636 | 78.7947 | 232.1304 | 134.7811 | 183.6069 | 80.522 | 23.8942 | 232.3812 | 38.0784 | 221.7919 | 106.04 | 136.165 | 40.776 | 76.9945 | 413.289 | 18.8156 | 131.3447 | 128.5504 | 10.3524 | 10.3524 | 53.6556 | 104.0908 | 54.9357 | 108.8106 | 133.2081 | 70.3429 | 65.4314 | 521.331 | 92.0245 | 70.2636 | 66.1376 | 66.1376 | 28.0444 | 39.3697 | 521.331 | 311.3675 | 126.0525 | 0 | 0 | 0 | 66.5433 | 78.7947 | 64.516 | 299.025 | 76.9945 | 0 | 57.0281 | 39.3697 | 10.3524 | 53.3067 | 21.5023 | 0 | 0 | 0 | 74.4525 | 0 | 0 | 117.719 | 0 | 25.9253 | 0 | 0 | 173.4132 | 75.3815 | 21.5023 | 25.0908 | 25.0908 | 55.4312 | 116.3484 | 156.205 | 114.6987 | 253.7252 | 157.5164 | 94.339 | 221.4011 | 200.3925 | 124.528 | 122.7034 | 323.8903 | 154.0507 | 149.5056 | 77.6343 | 72.6182 | 157.7795 | 166.2821 | 61.7359 | 72.6182 | 72.6182 | 120.5476 | 77.6343 | 77.6343 | 77.6343 | 135.7544 | 143.1805 | 134.2881 | 109.5776 | 109.5776 | 85.2171 | 140.6984 | 370.1411 | 136.5694 | 84.4064 | 489.4673 | 149.7597 | 84.4064 | 316.6891 | 760.5861 | 114.1767 | 442.3261 | 326.6194 | 149.7597 | 87.6001 | 52.1293 | 171.4003 | 45.654 | 45.654 | 45.654 | 133.3071 | 157.7779 | 58.5635 | 111.0832 | 186.7903 | 181.3914 | 101.6701 | 101.6701 | 104.5635 | 322.0873 | 45.654 | 338.0382 | 190.6229 | 320.3146 | 120.6957 | 98.6458 | 268.4658 | 79.4208 | 158.0668 | 79.4208 | 200.444 | 67.0774 | 94.4401 | 56.519 | 56.519 | 67.0774 | 283.9109 | 238.7859 | 125.3186 | 169.28 | 102.0553 | 67.0774 | 688.4764 | 159.7674 | 168.3107 | 386.1053 | 622.2074 | 76.998 | 84.7589 | 131.1031 | 280.764 | 84.7589 | 48.3097 | 110.1223 | 89.5561 | 79.1893 | 91.4046 | 47.6592 | 47.6592 | 78.5983 | 44.7782 | 132.1465 | 202.7869 | 91.0072 | 158.0668 | 85.443 | 181.6933 | 154.407 | 91.0072 | 85.443 | 66.9008 | 205.47 | 153.0044 | 45.4563 | 24.0022 | 313.2561 | 64.8848 | 219.2668 | 65.2869 | 308.9561 | 753.8877 | 36.5174 | 226.9793 | 205.47 | 295.6654 | 65.2869 | 25.9253 | 319.7016 | 221.2729 | 172.0217 | 184.5843 | 0 | 72.6182 | 127.8784 | 367.4041 | 0 | 76.998 | 101.2751 | 157.7795 | 69.0565 | 98.0511 | 158.8716 | 64.5711 | 0 | 0 | 0 | 0 | 0 | 0 | 0 | 0 | 75.3815 | 0 | 135.8392 | 187.4186 | 191.6538 | 128.2993 | 0 | 134.6076 | 39.8687 | 35.6975 | 18.8156 | 581.0258 | 32.8194 | 95.5348 | 40.3477 | 40.3477 | 72.2156 | 26.2811 | 39.8687 | 32.8194 | 28.4884 | 28.4884 | 48.6044 | 0 | 0 | 0 | 0 | 26.2811 | 26.2811 | 26.2811 | 43.5804 | 28.4884 | 93.5342 | 0 | 0 | 19.1043 | 0 | 0 | 0 | 81.8356 | 38.9431 | 103.8093 | 51.1208 | 45.52 | 19.1043 | 104.9609 | 130.8714 | 28.9297 | 136.6597 | 110.0766 | 479.0936 | 96.2784 | 93.4309 | 113.769 | 18.3139 | 22.3274 | 22.3274 | 18.3139 | 38.1348 | 65.7251 | 147.9742 | 1423.1583 | 107.1018 | 65.7251 | 62.5208 | 127.5726 | 84.2899 | 71.6863 | 70.0279 | 62.5208 | 128.7647 | 57.0625 | 38.9431 | 38.9431 | 125.1789 | 84.7615 | 0 | 0 | 0 | 22.3274 | 22.3274 | 24.1243 | 0 | 0 | 0 | 0 | 0 | 0 | 18.3139 | 38.9431 | 122.5713 | 22.3274 | 28.2262 | 54.6576 | 0 | 0 | 0 | 0 | 0 | 0 | 0 | 0 | 0 | 0 | 0 | 0 | 0 | 0 | 0 | 0 | 0 | 0 | 0 | 0 | 0 | 0 | 0 | 0 | 0 | 0 | 0 | 0 | 0 | 0 | 0 | 0 | 0 | 0 | 0 | 0 | 0 | 0 | 0 | 0 | 0 | 0 | 0 | 0 | 0 | 0 | 0 | 0 | 0 | 0 | 0 | 0 | 0 | 0 | 0 | 0 | 0 | 0 | 0 | 0 | 0 | 0 | 0 | 0 | 0 | 0 | 0 | 0 | 0 | 0 | 0 | 0 | 0 | 0 | 0 | 0 | 0 | 0 | 0 | 0 | 0 | 0 | 0 | 0 | 0 | 0 | 0 | 0 | 0 | 0 | 0 | 0 | 0 | 0 | 0 | 0 | 0 | 0 | 0 | 0 | 0 | 0 | 0 | 0 | 0 | 0 | 0 | 0 | 0 | 2017-01-03
t0050 | 0 | 110.0734 | 282.5587 | 127.6651 | 31.3702 | 220.3346 | 31.3702 | 541.2587 | 52.7802 | 52.7802 | 1719.5399 | 54.7988 | 70.3598 | 301.3433 | 357.1395 | 52.5882 | 64.0963 | 302.3646 | 187.7059 | 320.6435 | 0 | 0 | 353.0299 | 31.1413 | 31.1413 | 31.1413 | 73.9432 | 140.7504 | 247.5818 | 111.3888 | 292.7187 | 74.4511 | 216.3668 | 197.7159 | 237.2154 | 228.6846 | 122.7169 | 545.8298 | 330.394 | 85.0385 | 200.057 | 237.5477 | 97.351 | 206.4556 | 400.5028 | 97.351 | 38.6376 | 254.1134 | 693.205 | 147.1637 | 157.6299 | 81.9827 | 161.5504 | 38.6376 | 149.2964 | 258.3344 | 87.1464 | 296.5718 | 29.9568 | 163.4419 | 29.9568 | 97.351 | 140.7504 | 55.0496 | 400.5028 | 0 | 0 | 0 | 0 | 0 | 0 | 0 | 0 | 140.696 | 0 | 0 | 0 | 0 | 219.6227 | 242.4211 | 23.1242 | 25.9473 | 190.5516 | 128.7765 | 9.9308 | 67.46 | 75.4765 | 225.7511 | 131.2203 | 178.596 | 77.0455 | 23.1242 | 225.3672 | 36.4924 | 214.9066 | 101.7667 | 131.4545 | 39.1731 | 74.1279 | 400.4359 | 17.8357 | 126.8491 | 123.4245 | 9.9308 | 9.9308 | 51.4918 | 101.2329 | 52.8686 | 104.6677 | 129.4371 | 67.9143 | 63.3161 | 504.4982 | 87.4298 | 67.46 | 63.7319 | 63.7319 | 26.9401 | 37.5476 | 504.4982 | 301.3966 | 121.7268 | 0 | 0 | 0 | 64.1293 | 75.4765 | 62.2779 | 288.4406 | 74.1279 | 0 | 55.0136 | 37.5476 | 9.9308 | 51.366 | 20.6042 | 0 | 0 | 0 | 72.1298 | 0 | 0 | 113.9045 | 0 | 24.7081 | 0 | 0 | 168.121 | 73.6314 | 20.6042 | 24.2175 | 24.2175 | 52.6582 | 111.9269 | 150.4768 | 110.4352 | 247.7703 | 153.2157 | 91.37 | 214.5636 | 195.6883 | 119.8569 | 118.6483 | 319.3181 | 149.6633 | 143.372 | 75.8969 | 70.6932 | 153.4043 | 159.5131 | 59.4661 | 70.6932 | 70.6932 | 116.4314 | 75.8969 | 75.8969 | 75.8969 | 130.6712 | 139.5397 | 129.0722 | 105.5562 | 105.5562 | 82.1628 | 136.3871 | 359.9139 | 133.9753 | 81.1255 | 486.7268 | 145.9815 | 81.1255 | 309.572 | 750.1347 | 109.2559 | 430.1526 | 316.9451 | 145.9815 | 84.9192 | 50.304 | 163.8258 | 44.2155 | 44.2155 | 44.2155 | 127.8381 | 152.1228 | 55.8251 | 108.6032 | 181.0962 | 176.6735 | 99.3201 | 99.3201 | 101.4666 | 314.6009 | 44.2155 | 326.9345 | 185.4647 | 311.48 | 117.4241 | 95.4467 | 261.7473 | 76.8979 | 155.1599 | 76.8979 | 195.1873 | 64.8958 | 92.3069 | 55.0496 | 55.0496 | 64.8958 | 279.4735 | 233.8066 | 121.8718 | 164.1252 | 99.912 | 64.8958 | 679.1563 | 155.2243 | 164.3797 | 377.2434 | 615.9741 | 74.824 | 82.4903 | 126.0202 | 272.6008 | 82.4903 | 46.5384 | 106.6949 | 87.3119 | 76.7172 | 87.9848 | 46.3527 | 46.3527 | 76.6406 | 43.2462 | 129.6936 | 197.9071 | 87.9694 | 155.1599 | 82.9639 | 176.7913 | 150.0307 | 87.9694 | 82.9639 | 64.0875 | 200.2646 | 149.2114 | 44.2966 | 22.9407 | 303.2788 | 62.51 | 211.7075 | 62.8606 | 298.5795 | 740.3632 | 35.176 | 217.2152 | 200.2646 | 287.3726 | 62.8606 | 24.7081 | 317.9815 | 213.5681 | 168.5031 | 181.2825 | 0 | 70.6932 | 123.5981 | 366.5386 | 0 | 74.824 | 98.2161 | 153.4043 | 67.4676 | 93.1512 | 153.978 | 62.093 | 0 | 0 | 0 | 0 | 0 | 0 | 0 | 0 | 73.6314 | 0 | 132.2541 | 184.5119 | 186.6419 | 125.1826 | 0 | 129.464 | 37.7915 | 34.3045 | 17.8357 | 561.0441 | 31.7465 | 92.4771 | 38.4518 | 38.4518 | 68.3379 | 25.1507 | 37.7915 | 31.7465 | 27.1732 | 27.1732 | 46.5203 | 0 | 0 | 0 | 0 | 25.1507 | 25.1507 | 25.1507 | 41.8262 | 27.1732 | 89.8866 | 0 | 0 | 18.5557 | 0 | 0 | 0 | 78.5279 | 38.0461 | 100.1686 | 50.4038 | 43.8181 | 18.5557 | 102.0775 | 126.7797 | 27.7542 | 133.5435 | 106.7836 | 468.7214 | 93.2731 | 90.5664 | 110.0972 | 17.7543 | 21.6314 | 21.6314 | 17.7543 | 36.5426 | 63.4987 | 142.6109 | 1400.3705 | 102.7109 | 63.4987 | 60.56 | 124.5739 | 80.7915 | 68.1974 | 66.9818 | 60.56 | 123.7365 | 55.4335 | 38.0461 | 38.0461 | 120.279 | 81.9641 | 0 | 0 | 0 | 21.6314 | 21.6314 | 23.131 | 0 | 0 | 0 | 0 | 0 | 0 | 17.7543 | 38.0461 | 118.3586 | 21.6314 | 27.3033 | 52.1338 | 0 | 0 | 0 | 0 | 0 | 0 | 0 | 0 | 0 | 0 | 0 | 0 | 0 | 0 | 0 | 0 | 0 | 0 | 0 | 0 | 0 | 0 | 0 | 0 | 0 | 0 | 0 | 0 | 0 | 0 | 0 | 0 | 0 | 0 | 0 | 0 | 0 | 0 | 0 | 0 | 0 | 0 | 0 | 0 | 0 | 0 | 0 | 0 | 0 | 0 | 0 | 0 | 0 | 0 | 0 | 0 | 0 | 0 | 0 | 0 | 0 | 0 | 0 | 0 | 0 | 0 | 0 | 0 | 0 | 0 | 0 | 0 | 0 | 0 | 0 | 0 | 0 | 0 | 0 | 0 | 0 | 0 | 0 | 0 | 0 | 0 | 0 | 0 | 0 | 0 | 0 | 0 | 0 | 0 | 0 | 0 | 0 | 0 | 0 | 0 | 0 | 0 | 0 | 0 | 0 | 0 | 0 | 0 | 0 | 2017-01-03 01:00
t0051 | 0 | 112.7501 | 279.1989 | 130.9143 | 30.5869 | 216.4047 | 30.5869 | 583.6529 | 52.0472 | 52.0472 | 1717.7783 | 52.5454 | 71.7302 | 312.0048 | 368.0341 | 54.3328 | 64.2962 | 305.4786 | 188.2954 | 335.2277 | 0 | 0 | 350.1776 | 31.4866 | 31.4866 | 31.4866 | 75.966 | 143.7499 | 258.4198 | 109.0373 | 294.49 | 74.1344 | 224.3537 | 205.7635 | 240.9768 | 229.4037 | 125.9686 | 581.7746 | 343.801 | 86.9692 | 209.7522 | 240.8815 | 100.1892 | 212.2911 | 414.0687 | 100.1892 | 39.6253 | 259.8322 | 712.6349 | 152.8565 | 158.8524 | 82.4422 | 166.8338 | 39.6253 | 152.6771 | 269.1735 | 89.5698 | 297.8639 | 29.8509 | 170.4152 | 29.8509 | 100.1892 | 143.7499 | 55.9457 | 414.0687 | 0 | 0 | 0 | 0 | 0 | 0 | 0 | 0 | 143.2999 | 0 | 0 | 0 | 0 | 223.444 | 245.1103 | 23.5213 | 25.2697 | 185.3222 | 129.4042 | 9.8075 | 66.7892 | 75.1248 | 226.3307 | 133.1993 | 181.6272 | 74.6023 | 23.5213 | 218.677 | 36.1462 | 214.1009 | 100.7971 | 132.5491 | 39.0632 | 74.003 | 395.4186 | 17.127 | 127.4633 | 121.749 | 9.8075 | 9.8075 | 50.1739 | 103.1489 | 52.6931 | 104.0992 | 131.0975 | 64.1028 | 57.0814 | 476.8628 | 83.8792 | 66.7892 | 63.9828 | 63.9828 | 26.754 | 35.7051 | 476.8628 | 292.6243 | 123.3529 | 0 | 0 | 0 | 64.6042 | 75.1248 | 62.6934 | 285.7939 | 74.003 | 0 | 55.3859 | 35.7051 | 9.8075 | 49.7198 | 19.9286 | 0 | 0 | 0 | 72.5623 | 0 | 0 | 113.7748 | 0 | 24.0406 | 0 | 0 | 169.6496 | 76.3462 | 19.9286 | 24.2444 | 24.2444 | 51.0485 | 110.1178 | 146.797 | 109.745 | 248.4094 | 155.6749 | 91.3208 | 215.9497 | 192.406 | 117.1931 | 118.6447 | 308.4251 | 150.8089 | 138.7326 | 76.9056 | 71.4238 | 152.518 | 155.8236 | 58.5281 | 71.4238 | 71.4238 | 112.6821 | 76.9056 | 76.9056 | 76.9056 | 127.7674 | 140.8537 | 124.939 | 104.0855 | 104.0855 | 80.8008 | 131.0685 | 362.0593 | 138.2526 | 78.0607 | 468.1908 | 146.345 | 78.0607 | 287.8223 | 734.8215 | 105.318 | 418.159 | 314.797 | 146.345 | 83.487 | 49.8162 | 158.4124 | 44.582 | 44.582 | 44.582 | 124.8448 | 144.9059 | 53.2772 | 113.3242 | 182.042 | 180.4832 | 101.9747 | 101.9747 | 101.0367 | 326.7641 | 44.582 | 319.712 | 188.4119 | 315.8669 | 119.5899 | 96.3129 | 249.2436 | 76.822 | 161.0216 | 76.822 | 194.412 | 63.5756 | 93.4621 | 55.9457 | 55.9457 | 63.5756 | 291.1999 | 241.3839 | 121.0105 | 160.9063 | 102.7004 | 63.5756 | 711.8364 | 157.1647 | 160.6233 | 370.7247 | 597.8222 | 75.7583 | 83.9504 | 122.0392 | 270.8491 | 83.9504 | 46.5005 | 106.0303 | 89.2586 | 77.0345 | 86.3398 | 46.6774 | 46.6774 | 77.5877 | 42.687 | 128.1906 | 199.3574 | 87.732 | 161.0216 | 82.7409 | 173.2057 | 152.217 | 87.732 | 82.7409 | 62.6688 | 194.0248 | 151.5472 | 45.871 | 22.5299 | 304.8562 | 61.917 | 207.3704 | 61.9901 | 300.978 | 748.5855 | 35.2743 | 214.1638 | 194.0248 | 280.6155 | 61.9901 | 24.0406 | 343.9046 | 209.5687 | 172.2949 | 189.245 | 0 | 71.4238 | 124.6528 | 360.2619 | 0 | 75.7583 | 97.9483 | 152.518 | 66.7667 | 89.7219 | 155.6955 | 60.6825 | 0 | 0 | 0 | 0 | 0 | 0 | 0 | 0 | 76.3462 | 0 | 134.8846 | 195.4421 | 182.281 | 123.8168 | 0 | 126.2937 | 35.1554 | 33.7798 | 17.127 | 529.9475 | 31.8718 | 88.4795 | 36.7802 | 36.7802 | 62.9123 | 24.1185 | 35.1554 | 31.8718 | 26.4727 | 26.4727 | 45.443 | 0 | 0 | 0 | 0 | 24.1185 | 24.1185 | 24.1185 | 40.9054 | 26.4727 | 88.2734 | 0 | 0 | 17.8843 | 0 | 0 | 0 | 76.4272 | 39.0825 | 97.6929 | 52.3689 | 43.1487 | 17.8843 | 104.068 | 120.5468 | 27.4354 | 136.4344 | 106.0498 | 468.661 | 93.5724 | 90.9491 | 109.4988 | 17.7839 | 21.7492 | 21.7492 | 17.7839 | 35.1081 | 62.448 | 140.957 | 1360.3844 | 97.0693 | 62.448 | 59.8851 | 118.225 | 77.4623 | 65.3971 | 63.7624 | 59.8851 | 118.3297 | 54.2259 | 39.0825 | 39.0825 | 117.8109 | 78.6539 | 0 | 0 | 0 | 21.7492 | 21.7492 | 22.4165 | 0 | 0 | 0 | 0 | 0 | 0 | 17.7839 | 39.0825 | 114.8608 | 21.7492 | 27.2405 | 50.2619 | 0 | 0 | 0 | 0 | 0 | 0 | 0 | 0 | 0 | 0 | 0 | 0 | 0 | 0 | 0 | 0 | 0 | 0 | 0 | 0 | 0 | 0 | 0 | 0 | 0 | 0 | 0 | 0 | 0 | 0 | 0 | 0 | 0 | 0 | 0 | 0 | 0 | 0 | 0 | 0 | 0 | 0 | 0 | 0 | 0 | 0 | 0 | 0 | 0 | 0 | 0 | 0 | 0 | 0 | 0 | 0 | 0 | 0 | 0 | 0 | 0 | 0 | 0 | 0 | 0 | 0 | 0 | 0 | 0 | 0 | 0 | 0 | 0 | 0 | 0 | 0 | 0 | 0 | 0 | 0 | 0 | 0 | 0 | 0 | 0 | 0 | 0 | 0 | 0 | 0 | 0 | 0 | 0 | 0 | 0 | 0 | 0 | 0 | 0 | 0 | 0 | 0 | 0 | 0 | 0 | 0 | 0 | 0 | 0 | 2017-01-03 02:00
t0052 | 0 | 116.0376 | 283.7222 | 134.8347 | 30.9461 | 219.4568 | 30.9461 | 611.2163 | 52.808 | 52.808 | 1749.5084 | 52.8064 | 73.7481 | 322.2674 | 379.7 | 56.1187 | 65.7171 | 312.9754 | 192.4453 | 347.5472 | 0 | 0 | 356.2903 | 32.2771 | 32.2771 | 32.2771 | 78.2862 | 147.8317 | 267.7502 | 110.2317 | 301.0829 | 75.554 | 231.9501 | 212.9984 | 247.4043 | 234.4482 | 129.8087 | 606.8869 | 355.6627 | 89.492 | 217.653 | 247.0475 | 103.3016 | 218.8241 | 427.1378 | 103.3016 | 40.8305 | 267.339 | 734.5175 | 158.1241 | 162.5435 | 84.3456 | 172.2427 | 40.8305 | 157.1172 | 278.7524 | 92.3386 | 304.4143 | 30.4433 | 176.5149 | 30.4433 | 103.3016 | 147.8317 | 57.4366 | 427.1378 | 0 | 0 | 0 | 0 | 0 | 0 | 0 | 0 | 147.251 | 0 | 0 | 0 | 0 | 229.4722 | 251.2375 | 24.1684 | 25.5775 | 187.2601 | 132.4022 | 9.9731 | 67.977 | 76.6307 | 231.2133 | 136.694 | 186.5345 | 75.2981 | 24.1684 | 220.6435 | 36.8011 | 218.2616 | 102.6096 | 135.7808 | 39.8648 | 75.5401 | 401.7415 | 17.244 | 130.3977 | 123.7392 | 9.9731 | 9.9731 | 50.7544 | 106.0124 | 53.7561 | 106.1177 | 134.4469 | 63.9897 | 55.8722 | 476.2017 | 84.4043 | 67.977 | 65.4454 | 65.4454 | 27.2604 | 35.7891 | 476.2017 | 295.3731 | 126.5919 | 0 | 0 | 0 | 66.166 | 76.6307 | 64.183 | 290.8493 | 75.5401 | 0 | 56.7069 | 35.7891 | 9.9731 | 50.1462 | 20.103 | 0 | 0 | 0 | 74.2459 | 0 | 0 | 116.1146 | 0 | 24.3192 | 0 | 0 | 173.7761 | 78.9404 | 20.103 | 24.769 | 24.769 | 51.5805 | 111.7864 | 148.5149 | 111.8292 | 253.6849 | 159.8275 | 93.2126 | 220.9928 | 195.0305 | 118.679 | 121.1419 | 310.2028 | 154.3686 | 139.9625 | 78.8456 | 73.1704 | 155.3178 | 157.7869 | 59.4177 | 73.1704 | 73.1704 | 113.6185 | 78.8456 | 78.8456 | 78.8456 | 129.3867 | 144.2364 | 126.0392 | 105.743 | 105.743 | 81.9964 | 131.7468 | 370.3453 | 142.6556 | 78.5622 | 469.7725 | 149.4697 | 78.5622 | 285.2062 | 743.1587 | 106.1112 | 422.1304 | 320.5037 | 149.4697 | 84.6743 | 50.6856 | 159.8176 | 45.6566 | 45.6566 | 45.6566 | 126.407 | 145.2077 | 53.4824 | 117.4344 | 186.201 | 185.6486 | 105.063 | 105.063 | 102.9686 | 338.0788 | 45.6566 | 323.6507 | 193.4226 | 324.0668 | 122.8849 | 98.6706 | 249.4849 | 78.402 | 166.4827 | 78.402 | 198.0928 | 64.4017 | 95.7941 | 57.4366 | 57.4366 | 64.4017 | 301.4478 | 249.1503 | 123.1684 | 163.0153 | 105.8374 | 64.4017 | 738.3256 | 161.1623 | 162.4195 | 375.6899 | 602.2077 | 77.6836 | 86.2377 | 123.1347 | 275.7836 | 86.2377 | 47.4797 | 107.989 | 91.8303 | 78.7673 | 87.5563 | 47.7634 | 47.7634 | 79.534 | 43.3744 | 130.1502 | 203.9639 | 89.4904 | 166.4827 | 84.3686 | 175.3769 | 156.2062 | 89.4904 | 84.3686 | 63.4911 | 195.5693 | 155.5353 | 47.4163 | 22.8682 | 311.8543 | 63.0112 | 210.089 | 62.982 | 308.2566 | 766.5751 | 36.0664 | 217.6846 | 195.5693 | 283.7928 | 62.982 | 24.3192 | 360.4188 | 212.4706 | 177.2068 | 196.0716 | 0 | 73.1704 | 127.6898 | 364.4845 | 0 | 77.6836 | 99.8836 | 155.3178 | 67.8444 | 90.4258 | 159.6079 | 61.4446 | 0 | 0 | 0 | 0 | 0 | 0 | 0 | 0 | 78.9404 | 0 | 138.6655 | 203.5042 | 184.3256 | 125.8032 | 0 | 127.7873 | 34.9413 | 34.3064 | 17.244 | 529.166 | 32.5905 | 88.7909 | 36.9562 | 36.9562 | 62.2667 | 24.2497 | 34.9413 | 32.5905 | 26.7909 | 26.7909 | 46.0239 | 0 | 0 | 0 | 0 | 24.2497 | 24.2497 | 24.2497 | 41.4375 | 26.7909 | 89.5559 | 0 | 0 | 17.9948 | 0 | 0 | 0 | 77.276 | 40.2732 | 98.812 | 54.1494 | 43.8154 | 17.9948 | 106.9793 | 120.6593 | 27.9084 | 140.3071 | 107.9711 | 478.0519 | 95.6438 | 92.9937 | 111.5665 | 18.166 | 22.2493 | 22.2493 | 18.166 | 35.3213 | 63.362 | 143.3263 | 1371.5713 | 97.0062 | 63.362 | 60.8768 | 118.1617 | 77.8677 | 65.7865 | 63.9232 | 60.8768 | 118.7985 | 54.8802 | 40.2732 | 40.2732 | 119.4026 | 79.0318 | 0 | 0 | 0 | 22.2493 | 22.2493 | 22.6291 | 0 | 0 | 0 | 0 | 0 | 0 | 18.166 | 40.2732 | 115.9427 | 22.2493 | 27.7891 | 50.6575 | 0 | 0 | 0 | 0 | 0 | 0 | 0 | 0 | 0 | 0 | 0 | 0 | 0 | 0 | 0 | 0 | 0 | 0 | 0 | 0 | 0 | 0 | 0 | 0 | 0 | 0 | 0 | 0 | 0 | 0 | 0 | 0 | 0 | 0 | 0 | 0 | 0 | 0 | 0 | 0 | 0 | 0 | 0 | 0 | 0 | 0 | 0 | 0 | 0 | 0 | 0 | 0 | 0 | 0 | 0 | 0 | 0 | 0 | 0 | 0 | 0 | 0 | 0 | 0 | 0 | 0 | 0 | 0 | 0 | 0 | 0 | 0 | 0 | 0 | 0 | 0 | 0 | 0 | 0 | 0 | 0 | 0 | 0 | 0 | 0 | 0 | 0 | 0 | 0 | 0 | 0 | 0 | 0 | 0 | 0 | 0 | 0 | 0 | 0 | 0 | 0 | 0 | 0 | 0 | 0 | 0 | 0 | 0 | 0 | 2017-01-03 03:00
t0053 | 0 | 122.1528 | 296.5841 | 141.9233 | 32.2485 | 229.1009 | 32.2485 | 649.2114 | 55.2182 | 55.2182 | 1835.4471 | 54.8595 | 77.523 | 339.9437 | 400.0238 | 59.1381 | 68.8789 | 328.5236 | 201.7166 | 367.1191 | 0 | 0 | 372.778 | 33.8777 | 33.8777 | 33.8777 | 82.4347 | 155.4999 | 282.7621 | 115.1825 | 315.9499 | 79.092 | 244.6488 | 224.8046 | 259.933 | 245.7535 | 136.6391 | 643.3822 | 375.5596 | 94.1483 | 230.0409 | 259.5622 | 108.8196 | 230.4732 | 450.7498 | 108.8196 | 42.9627 | 281.2496 | 773.5777 | 166.8324 | 170.5918 | 88.4394 | 181.538 | 42.9627 | 165.2773 | 294.2666 | 97.2225 | 319.2844 | 31.8619 | 186.3667 | 31.8619 | 108.8196 | 155.4999 | 60.3586 | 450.7498 | 0 | 0 | 0 | 0 | 0 | 0 | 0 | 0 | 154.7886 | 0 | 0 | 0 | 0 | 241.2096 | 263.7204 | 25.3907 | 26.6279 | 195.094 | 138.7694 | 10.4165 | 71.0355 | 80.1426 | 242.3776 | 143.6146 | 196.0292 | 78.3423 | 25.3907 | 229.8801 | 38.4551 | 228.4861 | 107.2315 | 142.4082 | 41.7143 | 79.0726 | 419.8891 | 17.9001 | 136.6829 | 129.2204 | 10.4165 | 10.4165 | 52.8806 | 111.4438 | 56.2518 | 110.9985 | 141.181 | 66.2911 | 57.3401 | 493.5538 | 87.615 | 71.0355 | 68.5784 | 68.5784 | 28.5038 | 37.0968 | 493.5538 | 307.7304 | 132.8885 | 0 | 0 | 0 | 69.3761 | 80.1426 | 67.2959 | 304.0792 | 79.0726 | 0 | 59.4556 | 37.0968 | 10.4165 | 52.197 | 20.9136 | 0 | 0 | 0 | 77.8571 | 0 | 0 | 121.5987 | 0 | 25.3183 | 0 | 0 | 182.3349 | 83.2522 | 20.9136 | 25.9447 | 25.9447 | 53.6495 | 116.6981 | 154.813 | 116.963 | 266.0101 | 167.9365 | 97.6321 | 231.7653 | 203.7934 | 123.7567 | 126.8827 | 323.2926 | 161.9546 | 145.6264 | 82.8355 | 76.8122 | 162.5731 | 164.4699 | 62.0386 | 76.8122 | 76.8122 | 118.2817 | 82.8355 | 82.8355 | 82.8355 | 134.9233 | 151.4029 | 131.1702 | 110.4457 | 110.4457 | 85.6063 | 137.0063 | 388.4539 | 150.3714 | 81.6672 | 489.5172 | 156.7098 | 81.6672 | 294.8432 | 776.5649 | 110.3073 | 440.0417 | 335.3691 | 156.7098 | 88.4314 | 52.9875 | 166.2223 | 47.8953 | 47.8953 | 47.8953 | 131.7505 | 150.6868 | 55.4737 | 123.985 | 195.241 | 195.2655 | 110.6215 | 110.6215 | 107.7937 | 356.6457 | 47.8953 | 337.6237 | 203.2341 | 340.3887 | 129.1735 | 103.516 | 259.0953 | 82.1109 | 175.6582 | 82.1109 | 207.4357 | 67.206 | 100.6269 | 60.3586 | 60.3586 | 67.206 | 318.3287 | 262.6137 | 128.894 | 170.1629 | 111.4743 | 67.206 | 780.5211 | 169.2237 | 169.5254 | 392.5477 | 628.3684 | 81.5702 | 90.6417 | 128.159 | 288.6046 | 90.6417 | 49.7098 | 112.9966 | 96.6053 | 82.5714 | 91.3639 | 50.1087 | 50.1087 | 83.5308 | 45.32 | 136.1756 | 214.0414 | 93.6844 | 175.6582 | 88.3504 | 183.0901 | 164.0786 | 93.6844 | 88.3504 | 66.1861 | 203.7714 | 163.4442 | 49.988 | 23.8541 | 326.9617 | 65.8678 | 219.1994 | 65.7817 | 323.3092 | 805.3144 | 37.7843 | 227.254 | 203.7714 | 296.07 | 65.7817 | 25.3183 | 383.0798 | 221.752 | 186.4863 | 207.084 | 0 | 76.8122 | 133.9378 | 381.406 | 0 | 81.5702 | 104.5881 | 162.5731 | 70.9783 | 93.937 | 167.525 | 64.0634 | 0 | 0 | 0 | 0 | 0 | 0 | 0 | 0 | 83.2522 | 0 | 145.8041 | 215.4687 | 192.332 | 131.5898 | 0 | 133.1901 | 36.0403 | 35.8169 | 17.9001 | 548.2838 | 34.1598 | 92.2475 | 38.3485 | 38.3485 | 64.0769 | 25.1836 | 36.0403 | 34.1598 | 27.8998 | 27.8998 | 47.9651 | 0 | 0 | 0 | 0 | 25.1836 | 25.1836 | 25.1836 | 43.2032 | 27.8998 | 93.4527 | 0 | 0 | 18.7263 | 0 | 0 | 0 | 80.4948 | 42.4077 | 103.0094 | 57.1611 | 45.7502 | 18.7263 | 112.471 | 125.2119 | 29.1542 | 147.6098 | 112.9746 | 501.1035 | 100.2467 | 97.4903 | 116.747 | 19.036 | 23.3292 | 23.3292 | 19.036 | 36.6983 | 66.1614 | 149.77 | 1430.7876 | 100.4694 | 66.1614 | 63.6417 | 122.6471 | 80.8731 | 68.2894 | 66.2872 | 63.6417 | 123.3449 | 57.2711 | 42.4077 | 42.4077 | 124.5363 | 82.1493 | 0 | 0 | 0 | 23.3292 | 23.3292 | 23.5513 | 0 | 0 | 0 | 0 | 0 | 0 | 19.036 | 42.4077 | 120.7616 | 23.3292 | 29.0949 | 52.6496 | 0 | 0 | 0 | 0 | 0 | 0 | 0 | 0 | 0 | 0 | 0 | 0 | 0 | 0 | 0 | 0 | 0 | 0 | 0 | 0 | 0 | 0 | 0 | 0 | 0 | 0 | 0 | 0 | 0 | 0 | 0 | 0 | 0 | 0 | 0 | 0 | 0 | 0 | 0 | 0 | 0 | 0 | 0 | 0 | 0 | 0 | 0 | 0 | 0 | 0 | 0 | 0 | 0 | 0 | 0 | 0 | 0 | 0 | 0 | 0 | 0 | 0 | 0 | 0 | 0 | 0 | 0 | 0 | 0 | 0 | 0 | 0 | 0 | 0 | 0 | 0 | 0 | 0 | 0 | 0 | 0 | 0 | 0 | 0 | 0 | 0 | 0 | 0 | 0 | 0 | 0 | 0 | 0 | 0 | 0 | 0 | 0 | 0 | 0 | 0 | 0 | 0 | 0 | 0 | 0 | 0 | 0 | 0 | 0 | 2017-01-03 04:00
t0054 | 0 | 135.7688 | 326.7821 | 157.8047 | 35.4164 | 252.0513 | 35.4164 | 729.838 | 60.7915 | 60.7915 | 2026.6547 | 59.9704 | 86.0881 | 378.7632 | 445.2938 | 65.8754 | 76.1875 | 363.9938 | 223.1161 | 409.9981 | 0 | 0 | 411.1101 | 37.546 | 37.546 | 37.546 | 91.6968 | 172.731 | 315.6656 | 126.5269 | 349.6306 | 87.3174 | 272.7184 | 250.8055 | 288.3907 | 271.8203 | 151.9742 | 721.4931 | 418.8995 | 104.6188 | 257.0652 | 287.8142 | 121.0911 | 256.4137 | 501.9189 | 121.0911 | 47.7784 | 312.5089 | 860.6048 | 186.0457 | 188.8699 | 97.8855 | 202.1791 | 47.7784 | 183.6617 | 328.3906 | 108.1648 | 353.2017 | 35.1871 | 208.0078 | 35.1871 | 121.0911 | 172.731 | 66.9694 | 501.9189 | 0 | 0 | 0 | 0 | 0 | 0 | 0 | 0 | 171.839 | 0 | 0 | 0 | 0 | 267.6922 | 292.2662 | 28.1827 | 29.2438 | 214.0909 | 153.5821 | 11.479 | 78.3306 | 88.5003 | 268.0294 | 159.3001 | 217.5437 | 85.8867 | 28.1827 | 252.0572 | 42.4117 | 252.2885 | 118.2581 | 157.7389 | 46.0825 | 87.3723 | 462.5707 | 19.5846 | 151.2648 | 142.3544 | 11.479 | 11.479 | 58.0669 | 123.7334 | 62.1309 | 122.5345 | 156.5236 | 72.132 | 61.5067 | 537.2235 | 95.8287 | 78.3306 | 75.8823 | 75.8823 | 31.4554 | 40.4682 | 537.2235 | 337.4923 | 147.3744 | 0 | 0 | 0 | 76.831 | 88.5003 | 74.5102 | 335.3283 | 87.3723 | 0 | 65.8322 | 40.4682 | 11.479 | 57.2057 | 22.9195 | 0 | 0 | 0 | 86.1803 | 0 | 0 | 134.3614 | 0 | 27.7963 | 0 | 0 | 201.9779 | 92.8075 | 22.9195 | 28.6862 | 28.6862 | 58.848 | 128.4632 | 170.0302 | 129.0881 | 294.1296 | 186.3266 | 107.8928 | 256.5691 | 224.203 | 136.0081 | 140.2421 | 353.8598 | 179.3278 | 159.6099 | 91.8323 | 85.1033 | 179.3975 | 180.7251 | 68.2976 | 85.1033 | 85.1033 | 129.6167 | 91.8323 | 91.8323 | 91.8323 | 148.2799 | 167.7024 | 143.7691 | 121.6479 | 121.6479 | 94.2201 | 149.8264 | 429.9326 | 167.4227 | 89.3643 | 535.0476 | 173.2803 | 89.3643 | 319.2537 | 853.2449 | 120.7805 | 482.6976 | 370.0007 | 173.2803 | 97.3063 | 58.4242 | 182.1667 | 53.0461 | 53.0461 | 53.0461 | 144.7621 | 164.4046 | 60.5782 | 138.4156 | 216.0668 | 216.9256 | 123.0314 | 123.0314 | 119.0031 | 397.74 | 53.0461 | 371.0067 | 225.4793 | 377.487 | 143.4003 | 114.6737 | 282.5549 | 90.7308 | 195.8337 | 90.7308 | 228.9993 | 73.8855 | 111.5356 | 66.9694 | 66.9694 | 73.8855 | 355.1965 | 292.4397 | 142.1844 | 187.1005 | 124.0068 | 73.8855 | 872.0521 | 187.5994 | 186.1943 | 431.795 | 688.6043 | 90.427 | 100.6059 | 140.4856 | 318.4308 | 100.6059 | 54.9387 | 124.6885 | 107.3371 | 91.3563 | 100.5047 | 55.4733 | 55.4733 | 92.5887 | 49.9262 | 149.9989 | 236.9526 | 103.4791 | 195.8337 | 97.575 | 201.2564 | 181.9867 | 103.4791 | 97.575 | 72.7503 | 223.3032 | 181.3121 | 55.7121 | 26.2518 | 361.8504 | 72.6335 | 240.9907 | 72.4565 | 358.0779 | 892.1911 | 41.797 | 250.3452 | 223.3032 | 325.1691 | 72.4565 | 27.7963 | 430.8906 | 243.9161 | 207.1864 | 231.1823 | 0 | 85.1033 | 148.3593 | 419.302 | 0 | 90.427 | 115.511 | 179.3975 | 78.2185 | 102.8564 | 185.668 | 70.3978 | 0 | 0 | 0 | 0 | 0 | 0 | 0 | 0 | 92.8075 | 0 | 161.9151 | 241.3231 | 211.2315 | 144.9982 | 0 | 146.2877 | 39.0706 | 39.4382 | 19.5846 | 596.7185 | 37.7939 | 100.7588 | 41.9044 | 41.9044 | 69.2477 | 27.5347 | 39.0706 | 37.7939 | 30.6403 | 30.6403 | 52.7089 | 0 | 0 | 0 | 0 | 27.5347 | 27.5347 | 27.5347 | 47.487 | 30.6403 | 102.8282 | 0 | 0 | 20.494 | 0 | 0 | 0 | 88.3613 | 47.1707 | 113.1209 | 63.7363 | 50.3736 | 20.494 | 124.8909 | 136.5195 | 32.136 | 163.9722 | 124.6389 | 553.665 | 110.8863 | 107.8631 | 128.8578 | 21.0477 | 25.8197 | 25.8197 | 21.0477 | 40.1437 | 72.8149 | 165.0606 | 1568.6324 | 109.3857 | 72.8149 | 70.1371 | 133.6164 | 88.4148 | 74.6785 | 72.3265 | 70.1371 | 134.7377 | 62.9307 | 47.1707 | 47.1707 | 136.9355 | 89.8067 | 0 | 0 | 0 | 25.8197 | 25.8197 | 25.8237 | 0 | 0 | 0 | 0 | 0 | 0 | 21.0477 | 47.1707 | 132.4342 | 25.8197 | 32.1394 | 57.6566 | 0 | 0 | 0 | 0 | 0 | 0 | 0 | 0 | 0 | 0 | 0 | 0 | 0 | 0 | 0 | 0 | 0 | 0 | 0 | 0 | 0 | 0 | 0 | 0 | 0 | 0 | 0 | 0 | 0 | 0 | 0 | 0 | 0 | 0 | 0 | 0 | 0 | 0 | 0 | 0 | 0 | 0 | 0 | 0 | 0 | 0 | 0 | 0 | 0 | 0 | 0 | 0 | 0 | 0 | 0 | 0 | 0 | 0 | 0 | 0 | 0 | 0 | 0 | 0 | 0 | 0 | 0 | 0 | 0 | 0 | 0 | 0 | 0 | 0 | 0 | 0 | 0 | 0 | 0 | 0 | 0 | 0 | 0 | 0 | 0 | 0 | 0 | 0 | 0 | 0 | 0 | 0 | 0 | 0 | 0 | 0 | 0 | 0 | 0 | 0 | 0 | 0 | 0 | 0 | 0 | 0 | 0 | 0 | 0 | 2017-01-03 05:00
t0055 | 0 | 149.408 | 361.8858 | 173.8069 | 39.3671 | 279.5297 | 39.3671 | 797.3854 | 67.1948 | 67.1948 | 2229.6767 | 66.7813 | 94.9753 | 416.0257 | 490.071 | 72.5185 | 84.2362 | 401.8116 | 246.641 | 450.1831 | 0 | 0 | 454.7671 | 41.4725 | 41.4725 | 41.4725 | 100.9483 | 190.3171 | 346.627 | 139.6817 | 385.5845 | 96.5974 | 299.8271 | 275.5938 | 318.1948 | 300.4401 | 167.4349 | 789.3948 | 459.5695 | 115.2832 | 282.0839 | 317.2928 | 133.2371 | 282.1832 | 550.2466 | 133.2371 | 52.6815 | 344.3318 | 947.1648 | 204.4857 | 208.3632 | 108.2066 | 222.4161 | 52.6815 | 202.4353 | 360.7823 | 119.1362 | 389.8569 | 38.9667 | 228.4823 | 38.9667 | 133.2371 | 190.3171 | 73.852 | 550.2466 | 0 | 0 | 0 | 0 | 0 | 0 | 0 | 0 | 189.4994 | 0 | 0 | 0 | 0 | 295.098 | 322.7371 | 31.1191 | 32.5898 | 237.868 | 169.9516 | 12.7432 | 86.9142 | 98.1866 | 296.1151 | 175.7105 | 239.9522 | 95.6382 | 31.1191 | 279.7156 | 47.0761 | 279.1518 | 131.2226 | 174.4365 | 51.0813 | 96.7906 | 512.3591 | 21.881 | 167.3287 | 158.023 | 12.7432 | 12.7432 | 64.563 | 136.4555 | 68.8479 | 135.8298 | 172.7623 | 80.4175 | 68.9806 | 598.4795 | 107.0197 | 86.9142 | 83.9907 | 83.9907 | 34.8852 | 45.2065 | 598.4795 | 374.6638 | 162.8735 | 0 | 0 | 0 | 85.0053 | 98.1866 | 82.4147 | 371.6456 | 96.7906 | 0 | 72.8257 | 45.2065 | 12.7432 | 63.5979 | 25.5165 | 0 | 0 | 0 | 95.2545 | 0 | 0 | 148.6697 | 0 | 30.9618 | 0 | 0 | 223.1336 | 102.0695 | 25.5165 | 31.7503 | 31.7503 | 65.6309 | 142.5849 | 188.8572 | 143.0783 | 324.6559 | 205.5403 | 119.3486 | 283.549 | 248.0191 | 151.0558 | 155.1798 | 391.4059 | 198.0517 | 177.6531 | 101.2214 | 93.9201 | 198.3947 | 200.8982 | 75.7796 | 93.9201 | 93.9201 | 144.0238 | 101.2214 | 101.2214 | 101.2214 | 164.6827 | 185.0503 | 159.9287 | 134.9417 | 134.9417 | 104.5292 | 166.4851 | 474.8205 | 184.0553 | 99.4855 | 590.9198 | 191.3419 | 99.4855 | 355.5525 | 942.1618 | 134.5695 | 535.2019 | 409.4071 | 191.3419 | 107.8234 | 64.75 | 202.9369 | 58.6206 | 58.6206 | 58.6206 | 160.9391 | 183.1274 | 67.6462 | 152.1034 | 238.799 | 239.0875 | 135.4436 | 135.4436 | 131.6386 | 437.3596 | 58.6206 | 411.5879 | 248.721 | 416.5259 | 158.1404 | 126.7398 | 313.9029 | 100.3765 | 215.1389 | 100.3765 | 253.1096 | 81.9432 | 122.955 | 73.852 | 73.852 | 81.9432 | 389.8316 | 321.604 | 157.2562 | 207.3845 | 136.439 | 81.9432 | 956.1263 | 207.0753 | 206.1166 | 477.6332 | 760.5148 | 99.8105 | 110.9475 | 156.2645 | 352.2863 | 110.9475 | 60.8466 | 138.0074 | 118.2695 | 100.9969 | 111.5724 | 61.2551 | 61.2551 | 102.1223 | 55.343 | 165.6454 | 261.4437 | 114.5451 | 215.1389 | 107.9012 | 222.9109 | 200.8308 | 114.5451 | 107.9012 | 80.887 | 247.5644 | 199.9061 | 61.31 | 29.1875 | 400.0453 | 80.5257 | 267.401 | 80.3826 | 395.9048 | 982.6772 | 46.2731 | 278.1248 | 247.5644 | 360.3888 | 80.3826 | 30.9618 | 470.3232 | 270.6102 | 228.0555 | 253.7972 | 0 | 93.9201 | 164.0184 | 461.6314 | 0 | 99.8105 | 127.7707 | 198.3947 | 86.4536 | 114.8085 | 205.0819 | 78.2077 | 0 | 0 | 0 | 0 | 0 | 0 | 0 | 0 | 102.0695 | 0 | 178.5031 | 264.4305 | 234.0012 | 160.3211 | 0 | 162.5468 | 43.8485 | 43.7795 | 21.881 | 665.1726 | 41.7971 | 112.0623 | 46.782 | 46.782 | 77.8712 | 30.6985 | 43.8485 | 41.7971 | 34.1174 | 34.1174 | 58.6234 | 0 | 0 | 0 | 0 | 30.6985 | 30.6985 | 30.6985 | 52.7743 | 34.1174 | 114.1843 | 0 | 0 | 22.7537 | 0 | 0 | 0 | 98.2633 | 51.9259 | 125.6023 | 69.9474 | 55.8968 | 22.7537 | 137.7242 | 151.9287 | 35.6704 | 180.5962 | 137.9243 | 611.0599 | 122.6006 | 119.2293 | 142.6468 | 23.2718 | 28.5399 | 28.5399 | 23.2718 | 44.7312 | 80.744 | 183.027 | 1734.6763 | 122.131 | 80.744 | 77.6782 | 148.4483 | 98.5388 | 83.3782 | 80.7261 | 77.6782 | 150.1252 | 69.7403 | 51.9259 | 51.9259 | 152.1128 | 99.8682 | 0 | 0 | 0 | 28.5399 | 28.5399 | 28.7384 | 0 | 0 | 0 | 0 | 0 | 0 | 23.2718 | 51.9259 | 147.1122 | 28.5399 | 35.5691 | 64.2871 | 0 | 0 | 0 | 0 | 0 | 0 | 0 | 0 | 0 | 0 | 0 | 0 | 0 | 0 | 0 | 0 | 0 | 0 | 0 | 0 | 0 | 0 | 0 | 0 | 0 | 0 | 0 | 0 | 0 | 0 | 0 | 0 | 0 | 0 | 0 | 0 | 0 | 0 | 0 | 0 | 0 | 0 | 0 | 0 | 0 | 0 | 0 | 0 | 0 | 0 | 0 | 0 | 0 | 0 | 0 | 0 | 0 | 0 | 0 | 0 | 0 | 0 | 0 | 0 | 0 | 0 | 0 | 0 | 0 | 0 | 0 | 0 | 0 | 0 | 0 | 0 | 0 | 0 | 0 | 0 | 0 | 0 | 0 | 0 | 0 | 0 | 0 | 0 | 0 | 0 | 0 | 0 | 0 | 0 | 0 | 0 | 0 | 0 | 0 | 0 | 0 | 0 | 0 | 0 | 0 | 0 | 0 | 0 | 0 | 2017-01-03 06:00
t0056 | 0 | 152.2116 | 388.7461 | 176.3301 | 43.0164 | 302.7649 | 43.0164 | 753.1755 | 72.7925 | 72.7925 | 2382.7005 | 75.0968 | 97.0171 | 417.4088 | 493.5926 | 72.6427 | 88.2499 | 416.8937 | 258.499 | 444.0485 | 0 | 0 | 486.2035 | 42.9012 | 42.9012 | 42.9012 | 102.1771 | 194.3691 | 342.8764 | 153.9352 | 404.2073 | 102.4949 | 299.3112 | 273.626 | 327.1357 | 314.9852 | 169.4186 | 758.5721 | 458.1974 | 117.4052 | 277.2294 | 327.9841 | 134.5982 | 285.3997 | 556.1782 | 134.5982 | 53.29 | 350.8802 | 958.1964 | 203.6242 | 217.5473 | 112.8802 | 223.3617 | 53.29 | 206.054 | 357.5729 | 120.342 | 409.1454 | 41.1864 | 226.2727 | 41.1864 | 134.5982 | 194.3691 | 75.9646 | 556.1782 | 0 | 0 | 0 | 0 | 0 | 0 | 0 | 0 | 194.1185 | 0 | 0 | 0 | 0 | 303.1759 | 334.0882 | 31.8557 | 35.4748 | 261.4895 | 177.0913 | 13.623 | 92.5771 | 103.5453 | 311.134 | 181.0403 | 246.371 | 105.492 | 31.8557 | 309.7654 | 50.0556 | 295.7789 | 139.6445 | 180.8725 | 53.7907 | 101.8565 | 550.8244 | 24.3451 | 174.5173 | 169.3427 | 13.623 | 13.623 | 70.5878 | 139.6595 | 72.6294 | 143.7529 | 178.4614 | 93.0834 | 86.6128 | 691.9636 | 119.4088 | 92.5771 | 87.6231 | 87.6231 | 36.9829 | 51.31 | 691.9636 | 414.0661 | 167.552 | 0 | 0 | 0 | 88.1903 | 103.5453 | 85.6792 | 396.3646 | 101.8565 | 0 | 75.6722 | 51.31 | 13.623 | 70.4672 | 28.2214 | 0 | 0 | 0 | 99.3273 | 0 | 0 | 156.7327 | 0 | 33.8031 | 0 | 0 | 231.601 | 101.8106 | 28.2214 | 33.3052 | 33.3052 | 71.9607 | 153.6262 | 206.5133 | 151.7058 | 341.8633 | 211.3467 | 125.763 | 295.5023 | 269.6875 | 164.4733 | 163.2413 | 440.7399 | 206.2741 | 196.422 | 104.8186 | 97.5028 | 211.3033 | 218.678 | 81.6515 | 97.5028 | 97.5028 | 159.83 | 104.8186 | 104.8186 | 104.8186 | 179.3169 | 192.5057 | 176.9463 | 144.9558 | 144.9558 | 112.8403 | 187.333 | 496.1203 | 185.4087 | 111.1759 | 673.1884 | 201.3198 | 111.1759 | 425.3785 | 1036.3357 | 149.559 | 591.7485 | 436.3111 | 201.3198 | 116.7973 | 69.1312 | 224.2284 | 60.8906 | 60.8906 | 60.8906 | 175.2354 | 208.5312 | 76.292 | 150.2629 | 249.4196 | 243.8736 | 137.2507 | 137.2507 | 139.7018 | 435.0442 | 60.8906 | 449.2363 | 255.8461 | 429.5734 | 162.0079 | 131.4149 | 359.8969 | 105.8317 | 214.8372 | 105.8317 | 268.9989 | 89.1901 | 127.4687 | 75.9646 | 75.9646 | 89.1901 | 387.3524 | 323.41 | 167.8672 | 225.7091 | 138.1589 | 89.1901 | 942.1973 | 214.0038 | 226.4641 | 519.9571 | 851.3817 | 103.1637 | 113.816 | 172.7704 | 375.3317 | 113.816 | 63.9605 | 146.8203 | 120.5594 | 105.632 | 120.7661 | 63.9024 | 63.9024 | 105.7656 | 59.4339 | 179.0354 | 273.0973 | 121.0011 | 214.8372 | 114.2569 | 243.3552 | 206.8748 | 121.0011 | 114.2569 | 87.8293 | 275.6122 | 205.9624 | 61.2054 | 31.4275 | 417.5371 | 85.8678 | 290.7981 | 86.3126 | 410.9357 | 1023.605 | 48.3541 | 297.7471 | 275.6122 | 395.3761 | 86.3126 | 33.8031 | 442.9847 | 293.3562 | 232.9665 | 251.134 | 0 | 97.5028 | 170.119 | 508.0324 | 0 | 103.1637 | 135.2164 | 211.3033 | 93.0282 | 127.2504 | 212.1271 | 85.1833 | 0 | 0 | 0 | 0 | 0 | 0 | 0 | 0 | 101.8106 | 0 | 182.5208 | 256.0082 | 256.9265 | 172.542 | 0 | 177.5966 | 51.4896 | 47.0736 | 24.3451 | 769.0306 | 43.693 | 126.9395 | 52.5525 | 52.5525 | 93.0088 | 34.4189 | 51.4896 | 43.693 | 37.187 | 37.187 | 63.7349 | 0 | 0 | 0 | 0 | 34.4189 | 34.4189 | 34.4189 | 57.3513 | 37.187 | 123.326 | 0 | 0 | 25.5052 | 0 | 0 | 0 | 107.64 | 52.5787 | 137.5314 | 69.878 | 60.1568 | 25.5052 | 140.8291 | 173.9991 | 38.0761 | 184.5035 | 146.9867 | 646.9429 | 128.4207 | 124.7213 | 151.4601 | 24.4468 | 29.7871 | 29.7871 | 24.4468 | 50.0325 | 87.2566 | 195.8945 | 1932.5151 | 140.5242 | 87.2566 | 83.3049 | 171.3258 | 110.6109 | 93.1739 | 91.613 | 83.3049 | 169.5013 | 76.2644 | 52.5787 | 52.5787 | 164.9923 | 112.4961 | 0 | 0 | 0 | 29.7871 | 29.7871 | 31.6912 | 0 | 0 | 0 | 0 | 0 | 0 | 24.4468 | 52.5787 | 162.4913 | 29.7871 | 37.5637 | 71.3017 | 0 | 0 | 0 | 0 | 0 | 0 | 0 | 0 | 0 | 0 | 0 | 0 | 0 | 0 | 0 | 0 | 0 | 0 | 0 | 0 | 0 | 0 | 0 | 0 | 0 | 0 | 0 | 0 | 0 | 0 | 0 | 0 | 0 | 0 | 0 | 0 | 0 | 0 | 0 | 0 | 0 | 0 | 0 | 0 | 0 | 0 | 0 | 0 | 0 | 0 | 0 | 0 | 0 | 0 | 0 | 0 | 0 | 0 | 0 | 0 | 0 | 0 | 0 | 0 | 0 | 0 | 0 | 0 | 0 | 0 | 0 | 0 | 0 | 0 | 0 | 0 | 0 | 0 | 0 | 0 | 0 | 0 | 0 | 0 | 0 | 0 | 0 | 0 | 0 | 0 | 0 | 0 | 0 | 0 | 0 | 0 | 0 | 0 | 0 | 0 | 0 | 0 | 0 | 0 | 0 | 0 | 0 | 0 | 0 | 2017-01-03 07:00
t0057 | 0 | 145.2875 | 408.7411 | 166.471 | 46.4021 | 322.5379 | 46.4021 | 606.0032 | 78.0021 | 78.0021 | 2508.6035 | 84.9675 | 92.685 | 386.4759 | 459.1538 | 66.6957 | 88.5721 | 411.3203 | 259.7483 | 395.2105 | 0 | 0 | 507.5479 | 42.0137 | 42.0137 | 42.0137 | 96.0562 | 186.0823 | 307.2257 | 170.4678 | 408.0919 | 105.4139 | 273.373 | 246.9956 | 316.8687 | 316.7918 | 158.9076 | 637.2324 | 419.128 | 111.6784 | 244.898 | 321.9036 | 126.1227 | 268.037 | 525.7238 | 126.1227 | 49.8682 | 334.2703 | 900.2656 | 184.9918 | 217.7047 | 112.3433 | 206.5739 | 49.8682 | 195.6763 | 321.5371 | 112.5038 | 413.3694 | 41.9599 | 203.1712 | 41.9599 | 126.1227 | 186.0823 | 73.7326 | 525.7238 | 0 | 0 | 0 | 0 | 0 | 0 | 0 | 0 | 186.7468 | 0 | 0 | 0 | 0 | 293.7161 | 327.8429 | 30.5226 | 37.8372 | 285.3724 | 175.4967 | 14.1317 | 95.4365 | 104.6666 | 314.5766 | 176.2778 | 238.1071 | 115.4171 | 30.5226 | 343.1569 | 51.3919 | 303.2645 | 143.6879 | 177.6271 | 54.2993 | 102.7956 | 579.8396 | 26.9068 | 173.3866 | 176.5083 | 14.1317 | 14.1317 | 76.1863 | 134.0897 | 73.6251 | 146.5737 | 174.4991 | 110.233 | 114.4261 | 818.8639 | 132.7153 | 95.4365 | 87.0087 | 87.0087 | 37.8038 | 58.6926 | 818.8639 | 456.7869 | 161.9866 | 0 | 0 | 0 | 86.6289 | 104.6666 | 84.5717 | 410.4496 | 102.7956 | 0 | 74.5966 | 58.6926 | 14.1317 | 77.914 | 31.0349 | 0 | 0 | 0 | 98.7944 | 0 | 0 | 159.0908 | 0 | 36.2825 | 0 | 0 | 228.3646 | 92.7382 | 31.0349 | 33.4479 | 33.4479 | 77.6905 | 161.8242 | 223.3307 | 155.2862 | 347.7263 | 204.8606 | 127.6012 | 293.633 | 290.596 | 176.5022 | 164.9688 | 504.8795 | 204.9663 | 215.9632 | 103.2936 | 96.3665 | 219.0651 | 234.201 | 86.0661 | 96.3665 | 96.3665 | 177.3536 | 103.2936 | 103.2936 | 103.2936 | 192.4489 | 191.1309 | 194.9647 | 151.9724 | 151.9724 | 119.3877 | 212.8662 | 496.2455 | 172.931 | 124.5033 | 787.7328 | 204.2895 | 124.5033 | 530.2826 | 1143.4142 | 165.6866 | 654.5789 | 452.4388 | 204.2895 | 124.6231 | 71.7415 | 245.9064 | 60.0985 | 60.0985 | 60.0985 | 187.7443 | 240.8374 | 86.3869 | 134.0028 | 248.9594 | 232.6909 | 129.3648 | 129.3648 | 143.7571 | 393.8391 | 60.0985 | 485.1423 | 248.2177 | 418.8378 | 155.8777 | 129.1949 | 421.8879 | 107.4787 | 196.6781 | 107.4787 | 277.9821 | 95.8749 | 125.8813 | 73.7326 | 73.7326 | 95.8749 | 351.2216 | 300.2435 | 174.768 | 242.8259 | 130.1606 | 95.8749 | 839.3422 | 209.4289 | 248.3639 | 561.5 | 967.9921 | 100.9951 | 109.8327 | 190.1483 | 389.107 | 109.8327 | 64.4329 | 151.6558 | 114.9334 | 105.6751 | 128.2803 | 63.7315 | 63.7315 | 104.1258 | 62.3539 | 191.3341 | 273.4934 | 123.2287 | 196.6781 | 117.1267 | 263.6043 | 201.1466 | 123.2287 | 117.1267 | 93.6049 | 308.6098 | 200.6917 | 55.7865 | 32.9684 | 415.9091 | 88.8418 | 311.849 | 90.4047 | 404.5888 | 1022.5412 | 48.1604 | 309.3102 | 308.6098 | 431.6334 | 90.4047 | 36.2825 | 354.4608 | 312.8181 | 223.5862 | 225.3179 | 0 | 96.3665 | 167.2561 | 563.6681 | 0 | 100.9951 | 138.3815 | 219.0651 | 98.4511 | 139.8978 | 207.7045 | 91.4295 | 0 | 0 | 0 | 0 | 0 | 0 | 0 | 0 | 92.7382 | 0 | 174.9942 | 218.4941 | 281.1055 | 182.5471 | 0 | 191.653 | 61.7931 | 49.3824 | 26.9068 | 909.189 | 43.6362 | 145.6655 | 59.1279 | 59.1279 | 114.2289 | 38.6766 | 61.7931 | 43.6362 | 39.8164 | 39.8164 | 68.0475 | 0 | 0 | 0 | 0 | 38.6766 | 38.6766 | 38.6766 | 61.2626 | 39.8164 | 130.405 | 0 | 0 | 28.8307 | 0 | 0 | 0 | 116.5535 | 49.4804 | 149.184 | 64.173 | 63.2575 | 28.8307 | 134.9581 | 203.1061 | 39.3923 | 176.9038 | 152.3965 | 665.2808 | 128.8457 | 124.8449 | 155.8032 | 24.6705 | 29.6796 | 29.6796 | 24.6705 | 56.0386 | 92.5773 | 204.0822 | 2174.8497 | 164.4948 | 92.5773 | 87.2986 | 202.9383 | 124.6113 | 103.876 | 104.903 | 87.2986 | 192.9288 | 82.7876 | 49.4804 | 49.4804 | 175.7571 | 127.9168 | 0 | 0 | 0 | 29.6796 | 29.6796 | 34.69 | 0 | 0 | 0 | 0 | 0 | 0 | 24.6705 | 49.4804 | 178.9001 | 29.6796 | 38.2485 | 78.6141 | 0 | 0 | 0 | 0 | 0 | 0 | 0 | 0 | 0 | 0 | 0 | 0 | 0 | 0 | 0 | 0 | 0 | 0 | 0 | 0 | 0 | 0 | 0 | 0 | 0 | 0 | 0 | 0 | 0 | 0 | 0 | 0 | 0 | 0 | 0 | 0 | 0 | 0 | 0 | 0 | 0 | 0 | 0 | 0 | 0 | 0 | 0 | 0 | 0 | 0 | 0 | 0 | 0 | 0 | 0 | 0 | 0 | 0 | 0 | 0 | 0 | 0 | 0 | 0 | 0 | 0 | 0 | 0 | 0 | 0 | 0 | 0 | 0 | 0 | 0 | 0 | 0 | 0 | 0 | 0 | 0 | 0 | 0 | 0 | 0 | 0 | 0 | 0 | 0 | 0 | 0 | 0 | 0 | 0 | 0 | 0 | 0 | 0 | 0 | 0 | 0 | 0 | 0 | 0 | 0 | 0 | 0 | 0 | 0 | 2017-01-03 08:00
t0058 | 0 | 142.1729 | 425.4262 | 161.9379 | 49.0902 | 338.4195 | 49.0902 | 517.8697 | 81.8525 | 81.8525 | 2597.403 | 92.1025 | 91.0018 | 370.0531 | 442.0322 | 63.6779 | 89.7438 | 412.0175 | 263.3116 | 368.1695 | 0 | 0 | 525.736 | 41.9279 | 41.9279 | 41.9279 | 93.1391 | 182.681 | 287.5864 | 181.6691 | 413.838 | 108.328 | 259.6751 | 232.5995 | 313.7814 | 321.258 | 153.9931 | 565.6355 | 397.5025 | 109.2127 | 226.7393 | 321.006 | 121.9612 | 259.6254 | 509.0765 | 121.9612 | 48.2994 | 327.164 | 872.3122 | 175.0341 | 219.7345 | 113.2635 | 198.017 | 48.2994 | 191.2115 | 301.9258 | 108.7593 | 419.7113 | 42.9384 | 190.5395 | 42.9384 | 121.9612 | 182.681 | 73.0645 | 509.0765 | 0 | 0 | 0 | 0 | 0 | 0 | 0 | 0 | 184.0578 | 0 | 0 | 0 | 0 | 290.6133 | 327.4666 | 30.051 | 39.8904 | 303.5342 | 176.6838 | 14.6364 | 98.4717 | 106.833 | 319.8201 | 175.0547 | 235.3912 | 123.136 | 30.051 | 367.3047 | 52.9278 | 311.1762 | 148.1142 | 177.7695 | 55.3344 | 104.6792 | 603.9851 | 28.9222 | 174.7535 | 183.2663 | 14.6364 | 14.6364 | 80.6419 | 132.0044 | 75.18 | 150.2001 | 173.8454 | 122.0438 | 132.7563 | 905.8512 | 142.9857 | 98.4717 | 87.7201 | 87.7201 | 38.8102 | 64.0884 | 905.8512 | 488.0894 | 160.509 | 0 | 0 | 0 | 86.7542 | 106.833 | 84.9098 | 424.0755 | 104.6792 | 0 | 74.8481 | 64.0884 | 14.6364 | 83.4402 | 33.187 | 0 | 0 | 0 | 99.5551 | 0 | 0 | 162.3407 | 0 | 38.3566 | 0 | 0 | 228.8501 | 87.9708 | 33.187 | 33.938 | 33.938 | 82.4538 | 168.9299 | 236.419 | 159.45 | 354.3998 | 202.9075 | 130.1418 | 295.6929 | 306.0172 | 186.1147 | 167.9294 | 547.6324 | 206.2617 | 230.8733 | 103.2354 | 96.6013 | 226.024 | 246.8923 | 89.8493 | 96.6013 | 96.6013 | 190.1785 | 103.2354 | 103.2354 | 103.2354 | 202.9365 | 192.0777 | 208.542 | 158.1738 | 158.1738 | 124.8642 | 230.8248 | 501.2815 | 166.5543 | 134.2864 | 861.8214 | 208.0175 | 134.2864 | 599.3476 | 1216.5584 | 177.9095 | 699.6639 | 467.1047 | 208.0175 | 130.7702 | 74.2062 | 262.7437 | 60.28 | 60.28 | 60.28 | 197.9742 | 263.5627 | 93.8701 | 125.1392 | 251.3668 | 228.0416 | 125.6438 | 125.6438 | 147.7614 | 371.9503 | 60.28 | 512.6956 | 245.9751 | 416.4285 | 153.6491 | 129.3028 | 463.8857 | 109.688 | 186.9453 | 109.688 | 286.1667 | 101.0601 | 125.9847 | 73.0645 | 73.0645 | 101.0601 | 331.2659 | 288.4127 | 180.7438 | 255.9388 | 126.2962 | 101.0601 | 780.9283 | 208.7627 | 264.0142 | 591.9239 | 1045.0839 | 100.691 | 108.4579 | 203.2674 | 401.6037 | 108.4579 | 65.532 | 156.2848 | 112.5418 | 106.8652 | 134.5128 | 64.2597 | 64.2597 | 104.0789 | 64.8808 | 200.3406 | 276.1956 | 126.0255 | 186.9453 | 120.1033 | 278.6216 | 199.6828 | 126.0255 | 120.1033 | 98.4504 | 331.7672 | 199.2978 | 52.9816 | 34.3945 | 419.567 | 91.7753 | 328.4537 | 94.0554 | 405.4336 | 1029.3398 | 48.6486 | 320.821 | 331.7672 | 458.2464 | 94.0554 | 38.3566 | 300.9777 | 328.4914 | 219.5959 | 211.044 | 0 | 96.6013 | 167.4533 | 599.9299 | 0 | 100.691 | 141.8056 | 226.024 | 102.6423 | 149.8879 | 207.2567 | 96.4396 | 0 | 0 | 0 | 0 | 0 | 0 | 0 | 0 | 87.9708 | 0 | 172.0598 | 196.793 | 298.647 | 190.3498 | 0 | 202.7348 | 69.104 | 51.4468 | 28.9222 | 1005.784 | 44.1004 | 158.7726 | 64.0502 | 64.0502 | 129.1071 | 41.8293 | 69.104 | 44.1004 | 42.028 | 42.028 | 71.6551 | 0 | 0 | 0 | 0 | 41.8293 | 41.8293 | 41.8293 | 64.4837 | 42.028 | 136.4556 | 0 | 0 | 31.1677 | 0 | 0 | 0 | 123.5852 | 48.0054 | 158.1191 | 61.0494 | 65.961 | 31.1677 | 132.6973 | 223.1802 | 40.7363 | 173.7575 | 157.3349 | 682.0987 | 130.5249 | 126.2756 | 160.226 | 25.0745 | 29.9402 | 29.9402 | 25.0745 | 60.4888 | 96.9234 | 211.6296 | 2339.0527 | 181.3927 | 96.9234 | 90.7106 | 224.1691 | 134.8923 | 112.0536 | 114.5289 | 90.7106 | 209.7921 | 87.6384 | 48.0054 | 48.0054 | 184.6662 | 138.832 | 0 | 0 | 0 | 29.9402 | 29.9402 | 37.0009 | 0 | 0 | 0 | 0 | 0 | 0 | 25.0745 | 48.0054 | 191.0715 | 29.9402 | 39.1052 | 84.2717 | 0 | 0 | 0 | 0 | 0 | 0 | 0 | 0 | 0 | 0 | 0 | 0 | 0 | 0 | 0 | 0 | 0 | 0 | 0 | 0 | 0 | 0 | 0 | 0 | 0 | 0 | 0 | 0 | 0 | 0 | 0 | 0 | 0 | 0 | 0 | 0 | 0 | 0 | 0 | 0 | 0 | 0 | 0 | 0 | 0 | 0 | 0 | 0 | 0 | 0 | 0 | 0 | 0 | 0 | 0 | 0 | 0 | 0 | 0 | 0 | 0 | 0 | 0 | 0 | 0 | 0 | 0 | 0 | 0 | 0 | 0 | 0 | 0 | 0 | 0 | 0 | 0 | 0 | 0 | 0 | 0 | 0 | 0 | 0 | 0 | 0 | 0 | 0 | 0 | 0 | 0 | 0 | 0 | 0 | 0 | 0 | 0 | 0 | 0 | 0 | 0 | 0 | 0 | 0 | 0 | 0 | 0 | 0 | 0 | 2017-01-03 09:00
t0059 | 0 | 143.4286 | 435.329 | 163.0866 | 50.4 | 346.8889 | 50.4 | 504.1019 | 83.9499 | 83.9499 | 2657.5256 | 95.0819 | 91.8351 | 371.3688 | 444.0354 | 63.8223 | 91.2531 | 417.8717 | 267.7817 | 366.8014 | 0 | 0 | 537.4492 | 42.4781 | 42.4781 | 42.4781 | 93.7306 | 184.399 | 286.8882 | 187.0437 | 421.0896 | 110.5249 | 259.9908 | 232.3722 | 317.3442 | 326.7508 | 154.9213 | 556.516 | 398.019 | 110.1268 | 225.5526 | 325.2852 | 122.6634 | 261.2235 | 512.6074 | 122.6634 | 48.5748 | 329.9806 | 877.7456 | 175.0741 | 223.3088 | 115.0284 | 198.708 | 48.5748 | 192.7634 | 301.4099 | 109.3517 | 427.1284 | 43.7553 | 190.158 | 43.7553 | 122.6634 | 184.399 | 73.9151 | 512.6074 | 0 | 0 | 0 | 0 | 0 | 0 | 0 | 0 | 185.9431 | 0 | 0 | 0 | 0 | 293.9042 | 331.8589 | 30.3423 | 40.903 | 312.058 | 179.3367 | 14.9527 | 100.5148 | 108.7588 | 325.5216 | 177.1811 | 237.9767 | 126.6414 | 30.3423 | 378.256 | 53.9976 | 317.3578 | 151.1499 | 180.1908 | 56.3185 | 106.5339 | 618.1424 | 29.7836 | 177.4393 | 187.3429 | 14.9527 | 14.9527 | 82.8001 | 133.3152 | 76.5604 | 153.0827 | 176.0771 | 126.5917 | 139.0641 | 939.5233 | 147.335 | 100.5148 | 89.0645 | 89.0645 | 39.5696 | 66.2452 | 939.5233 | 502.4086 | 162.3019 | 0 | 0 | 0 | 87.9417 | 108.7588 | 86.1323 | 433.1074 | 106.5339 | 0 | 75.9118 | 66.2452 | 14.9527 | 85.9147 | 34.1517 | 0 | 0 | 0 | 101.0968 | 0 | 0 | 165.3386 | 0 | 39.3597 | 0 | 0 | 232.0916 | 88.038 | 34.1517 | 34.5138 | 34.5138 | 84.6734 | 172.9197 | 242.7935 | 162.5951 | 361.0006 | 205.2313 | 132.5353 | 300.2276 | 314.0812 | 190.9551 | 170.9262 | 565.984 | 209.416 | 237.5771 | 104.6739 | 97.9973 | 230.8488 | 253.2607 | 91.9778 | 97.9973 | 97.9973 | 195.8943 | 104.6739 | 104.6739 | 104.6739 | 208.2165 | 194.9821 | 214.6454 | 161.8083 | 161.8083 | 127.8818 | 238.3863 | 509.4331 | 167.37 | 138.4733 | 892.6444 | 211.8273 | 138.4733 | 624.6773 | 1252.0284 | 183.2398 | 720.3828 | 477.1023 | 211.8273 | 134.0645 | 75.8079 | 270.3016 | 61.1438 | 61.1438 | 61.1438 | 203.0909 | 272.6845 | 96.9231 | 124.732 | 255.3882 | 230.0675 | 126.4963 | 126.4963 | 150.768 | 371.8098 | 61.1438 | 526.4066 | 248.8261 | 421.5837 | 155.2266 | 131.0801 | 480.6396 | 111.7205 | 187.2384 | 111.7205 | 292.1428 | 103.7037 | 127.7815 | 73.9151 | 73.9151 | 103.7037 | 331.1778 | 289.6019 | 184.7048 | 262.654 | 127.1377 | 103.7037 | 778.0474 | 211.4704 | 271.5472 | 607.6817 | 1079.1844 | 102.0024 | 109.622 | 209.1887 | 410.1824 | 109.622 | 66.6753 | 159.5499 | 113.5238 | 108.6118 | 137.8354 | 65.2766 | 65.2766 | 105.5183 | 66.3754 | 205.3983 | 280.7197 | 128.4139 | 187.2384 | 122.4824 | 286.1587 | 202.0708 | 128.4139 | 122.4824 | 100.9302 | 342.0596 | 201.7358 | 53.0311 | 35.1911 | 426.1608 | 93.7206 | 336.9547 | 96.2053 | 411.1058 | 1045.7199 | 49.4164 | 327.8275 | 342.0596 | 471.0901 | 96.2053 | 39.3597 | 292.5041 | 336.7581 | 221.7327 | 210.579 | 0 | 97.9973 | 169.7598 | 617.7534 | 0 | 102.0024 | 144.584 | 230.8488 | 105.1091 | 154.254 | 209.971 | 98.951 | 0 | 0 | 0 | 0 | 0 | 0 | 0 | 0 | 88.038 | 0 | 173.7254 | 194.342 | 307.0914 | 194.9204 | 0 | 208.1514 | 71.783 | 52.6348 | 29.7836 | 1043.0875 | 44.8111 | 164.15 | 66.0871 | 66.0871 | 134.4074 | 43.1518 | 71.783 | 44.8111 | 43.1137 | 43.1137 | 73.4771 | 0 | 0 | 0 | 0 | 43.1518 | 43.1518 | 43.1518 | 66.1253 | 43.1137 | 139.7486 | 0 | 0 | 32.1696 | 0 | 0 | 0 | 126.9425 | 48.3183 | 162.439 | 61.1738 | 67.5034 | 32.1696 | 133.9744 | 231.1517 | 41.6018 | 175.4289 | 160.6997 | 695.8362 | 132.7136 | 128.3491 | 163.4848 | 25.5159 | 30.4117 | 30.4117 | 25.5159 | 62.3777 | 99.2984 | 216.3122 | 2412.7697 | 187.9415 | 99.2984 | 92.7829 | 232.5081 | 139.1942 | 115.5008 | 118.3933 | 92.7829 | 216.7216 | 90.034 | 48.3183 | 48.3183 | 189.2992 | 143.3938 | 0 | 0 | 0 | 30.4117 | 30.4117 | 38.0556 | 0 | 0 | 0 | 0 | 0 | 0 | 25.5159 | 48.3183 | 196.6365 | 30.4117 | 39.8449 | 86.7517 | 0 | 0 | 0 | 0 | 0 | 0 | 0 | 0 | 0 | 0 | 0 | 0 | 0 | 0 | 0 | 0 | 0 | 0 | 0 | 0 | 0 | 0 | 0 | 0 | 0 | 0 | 0 | 0 | 0 | 0 | 0 | 0 | 0 | 0 | 0 | 0 | 0 | 0 | 0 | 0 | 0 | 0 | 0 | 0 | 0 | 0 | 0 | 0 | 0 | 0 | 0 | 0 | 0 | 0 | 0 | 0 | 0 | 0 | 0 | 0 | 0 | 0 | 0 | 0 | 0 | 0 | 0 | 0 | 0 | 0 | 0 | 0 | 0 | 0 | 0 | 0 | 0 | 0 | 0 | 0 | 0 | 0 | 0 | 0 | 0 | 0 | 0 | 0 | 0 | 0 | 0 | 0 | 0 | 0 | 0 | 0 | 0 | 0 | 0 | 0 | 0 | 0 | 0 | 0 | 0 | 0 | 0 | 0 | 0 | 2017-01-03 10:00
t0060 | 0 | 142.0264 | 437.3164 | 161.2625 | 50.8127 | 349.0939 | 50.8127 | 480.7661 | 84.4784 | 84.4784 | 2666.1402 | 96.3493 | 91.018 | 365.7401 | 437.9289 | 62.8137 | 91.1178 | 416.1325 | 267.4127 | 358.679 | 0 | 0 | 539.3197 | 42.2651 | 42.2651 | 42.2651 | 92.6072 | 182.7458 | 280.8932 | 188.8343 | 420.5157 | 110.7151 | 255.5382 | 227.8794 | 315.1655 | 326.3272 | 153.0463 | 536.879 | 391.0187 | 109.0373 | 220.1907 | 323.5788 | 121.1098 | 258.023 | 506.2303 | 121.1098 | 47.9816 | 326.7816 | 867.067 | 171.9008 | 222.7665 | 114.726 | 195.7611 | 47.9816 | 190.8228 | 295.3586 | 107.9622 | 426.6774 | 43.7906 | 186.2778 | 43.7906 | 121.1098 | 182.7458 | 73.4186 | 506.2303 | 0 | 0 | 0 | 0 | 0 | 0 | 0 | 0 | 184.4558 | 0 | 0 | 0 | 0 | 291.8211 | 330.2615 | 30.0931 | 41.2102 | 314.9668 | 178.8122 | 15.0058 | 100.7863 | 108.7891 | 325.2827 | 176.0812 | 236.2461 | 127.9102 | 30.0931 | 382.2734 | 54.1216 | 317.7979 | 151.5259 | 179.4128 | 56.3125 | 106.5032 | 621.0743 | 30.1312 | 176.9639 | 188.11 | 15.0058 | 15.0058 | 83.4879 | 132.2119 | 76.5863 | 153.2578 | 175.12 | 128.8249 | 142.7872 | 955.9269 | 149.1237 | 100.7863 | 88.8333 | 88.8333 | 39.6316 | 67.2323 | 955.9269 | 507.5673 | 161.2196 | 0 | 0 | 0 | 87.5764 | 108.7891 | 85.8246 | 434.3931 | 106.5032 | 0 | 75.63 | 67.2323 | 15.0058 | 86.8404 | 34.5102 | 0 | 0 | 0 | 100.8193 | 0 | 0 | 165.3625 | 0 | 39.6779 | 0 | 0 | 231.1539 | 86.5009 | 34.5102 | 34.4747 | 34.4747 | 85.4314 | 173.8315 | 244.8099 | 162.854 | 360.9293 | 203.8312 | 132.5383 | 299.3555 | 316.3039 | 192.3804 | 170.857 | 573.5145 | 208.7704 | 240.0559 | 104.1788 | 97.6055 | 231.4495 | 255.1427 | 92.4628 | 97.6055 | 97.6055 | 198.0555 | 104.1788 | 104.1788 | 104.1788 | 209.7719 | 194.3149 | 216.9072 | 162.5538 | 162.5538 | 128.6068 | 241.5695 | 508.3069 | 165.0803 | 140.1755 | 906.0638 | 211.7435 | 140.1755 | 638.2179 | 1263.5874 | 185.3256 | 727.8072 | 478.4174 | 211.7435 | 134.9161 | 76.0517 | 273.0975 | 60.9099 | 60.9099 | 60.9099 | 204.613 | 276.8524 | 98.2701 | 122.052 | 254.8012 | 227.9114 | 125.0311 | 125.0311 | 151.0339 | 364.9012 | 60.9099 | 530.5694 | 247.158 | 419.0894 | 153.9889 | 130.513 | 488.4171 | 111.7393 | 184.0582 | 111.7393 | 292.7522 | 104.466 | 127.2187 | 73.4186 | 73.4186 | 104.466 | 324.8934 | 285.4551 | 185.2821 | 264.5761 | 125.6333 | 104.466 | 760.527 | 210.3494 | 274.0194 | 612.1197 | 1092.465 | 101.4656 | 108.7949 | 211.366 | 411.2849 | 108.7949 | 66.6369 | 159.926 | 112.4358 | 108.4022 | 138.6965 | 65.1043 | 65.1043 | 105.0239 | 66.676 | 206.589 | 280.0745 | 128.4981 | 184.0582 | 122.6322 | 288.42 | 200.8031 | 128.4981 | 122.6322 | 101.6308 | 345.996 | 200.4806 | 52.1222 | 35.3734 | 425.1003 | 93.996 | 339.378 | 96.6402 | 409.451 | 1042.4934 | 49.3104 | 329.1026 | 345.996 | 475.2651 | 96.6402 | 39.6779 | 278.3947 | 338.9619 | 219.7615 | 206.2103 | 0 | 97.6055 | 169.0403 | 623.4562 | 0 | 101.4656 | 144.7409 | 231.4495 | 105.6222 | 155.946 | 208.9125 | 99.697 | 0 | 0 | 0 | 0 | 0 | 0 | 0 | 0 | 86.5009 | 0 | 172.2347 | 188.2784 | 309.8551 | 195.8809 | 0 | 209.8492 | 73.2022 | 52.8893 | 30.1312 | 1061.3163 | 44.7188 | 166.5192 | 66.9629 | 66.9629 | 137.3478 | 43.708 | 73.2022 | 44.7188 | 43.4478 | 43.4478 | 74.0065 | 0 | 0 | 0 | 0 | 43.708 | 43.708 | 43.708 | 66.5945 | 43.4478 | 140.5595 | 0 | 0 | 32.5783 | 0 | 0 | 0 | 128.0447 | 47.7459 | 163.8287 | 60.1459 | 67.8423 | 32.5783 | 132.8265 | 234.871 | 41.7352 | 173.8751 | 161.1427 | 696.6297 | 132.5109 | 128.1066 | 163.7954 | 25.4961 | 30.3358 | 30.3358 | 25.4961 | 63.1559 | 99.8822 | 217.1317 | 2440.6056 | 191.113 | 99.8822 | 93.1728 | 236.4857 | 141.0136 | 116.932 | 120.1512 | 93.1728 | 219.7541 | 90.7763 | 47.7459 | 47.7459 | 190.5671 | 145.3374 | 0 | 0 | 0 | 30.3358 | 30.3358 | 38.4343 | 0 | 0 | 0 | 0 | 0 | 0 | 25.4961 | 47.7459 | 198.6395 | 30.3358 | 39.8682 | 87.7103 | 0 | 0 | 0 | 0 | 0 | 0 | 0 | 0 | 0 | 0 | 0 | 0 | 0 | 0 | 0 | 0 | 0 | 0 | 0 | 0 | 0 | 0 | 0 | 0 | 0 | 0 | 0 | 0 | 0 | 0 | 0 | 0 | 0 | 0 | 0 | 0 | 0 | 0 | 0 | 0 | 0 | 0 | 0 | 0 | 0 | 0 | 0 | 0 | 0 | 0 | 0 | 0 | 0 | 0 | 0 | 0 | 0 | 0 | 0 | 0 | 0 | 0 | 0 | 0 | 0 | 0 | 0 | 0 | 0 | 0 | 0 | 0 | 0 | 0 | 0 | 0 | 0 | 0 | 0 | 0 | 0 | 0 | 0 | 0 | 0 | 0 | 0 | 0 | 0 | 0 | 0 | 0 | 0 | 0 | 0 | 0 | 0 | 0 | 0 | 0 | 0 | 0 | 0 | 0 | 0 | 0 | 0 | 0 | 0 | 2017-01-03 11:00
t0061 | 0 | 139.9612 | 435.2782 | 159.4997 | 50.9001 | 348.2659 | 50.9001 | 464.0181 | 83.5622 | 83.5622 | 2609.402 | 96.4231 | 90.4165 | 358.8504 | 432.5235 | 62.1604 | 90.6955 | 412.9657 | 266.0069 | 352.3924 | 0 | 0 | 535.6474 | 42.0479 | 42.0479 | 42.0479 | 91.4837 | 180.7619 | 275.9134 | 185.811 | 415.3878 | 110.1279 | 251.7978 | 224.3075 | 312.7992 | 324.4636 | 151.6043 | 521.1416 | 382.2946 | 107.9491 | 215.9006 | 319.9827 | 119.4549 | 254.6062 | 492.8475 | 119.4549 | 47.6679 | 323.38 | 855.7711 | 169.2888 | 220.4136 | 114.2242 | 193.1492 | 47.6679 | 189.1019 | 290.6114 | 106.8768 | 422.4638 | 43.716 | 183.172 | 43.716 | 119.4549 | 180.7619 | 72.7383 | 492.8475 | 0 | 0 | 0 | 0 | 0 | 0 | 0 | 0 | 182.8838 | 0 | 0 | 0 | 0 | 288.8426 | 328.2201 | 29.9678 | 41.5791 | 314.8219 | 178.6298 | 15.0477 | 101.0072 | 109.2267 | 322.8665 | 174.5209 | 234.2953 | 128.4521 | 29.9678 | 380.5439 | 54.314 | 316.3519 | 151.9054 | 179.0514 | 56.4142 | 106.5208 | 618.4071 | 30.4406 | 176.5629 | 188.5109 | 15.0477 | 15.0477 | 83.6822 | 131.1244 | 76.6226 | 153.3829 | 173.8528 | 128.6358 | 142.4561 | 953.2522 | 150.4213 | 101.0072 | 88.7863 | 88.7863 | 39.7038 | 67.6311 | 953.2522 | 505.8748 | 160.8464 | 0 | 0 | 0 | 87.5219 | 109.2267 | 85.6603 | 433.8641 | 106.5208 | 0 | 75.524 | 67.6311 | 15.0477 | 86.8056 | 34.6219 | 0 | 0 | 0 | 100.3459 | 0 | 0 | 164.7694 | 0 | 39.959 | 0 | 0 | 229.9225 | 85.364 | 34.6219 | 34.414 | 34.414 | 86.2186 | 173.9569 | 244.7522 | 162.873 | 357.178 | 202.1597 | 131.967 | 297.8718 | 313.3448 | 192.4483 | 170.3249 | 565.429 | 207.3342 | 240.7116 | 102.9381 | 96.7722 | 229.8508 | 255.8134 | 92.4462 | 96.7722 | 96.7722 | 197.6795 | 102.9381 | 102.9381 | 102.9381 | 209.8361 | 192.5033 | 217.1761 | 162.5159 | 162.5159 | 128.4978 | 240.5937 | 504.5135 | 162.3921 | 140.3475 | 889.2988 | 209.8166 | 140.3475 | 633.2061 | 1244.2825 | 186.0847 | 723.2307 | 475.7812 | 209.8166 | 134.3037 | 75.9378 | 274.4412 | 60.6351 | 60.6351 | 60.6351 | 205.1969 | 276.6538 | 98.8937 | 120.2681 | 253.4683 | 225.7299 | 123.4869 | 123.4869 | 150.1896 | 360.0524 | 60.6351 | 529.0344 | 245.0845 | 415.7876 | 152.6819 | 130.0182 | 484.9119 | 111.2839 | 180.8419 | 111.2839 | 290.3919 | 104.1376 | 125.731 | 72.7383 | 72.7383 | 104.1376 | 318.2607 | 281.2385 | 183.9814 | 263.3648 | 123.8481 | 104.1376 | 742.8691 | 208.8517 | 271.5127 | 606.1978 | 1074.1491 | 100.7268 | 107.8456 | 211.6184 | 408.8519 | 107.8456 | 66.618 | 159.2178 | 111.2659 | 107.9006 | 138.7365 | 64.6046 | 64.6046 | 103.9847 | 66.5391 | 203.9291 | 277.207 | 128.1366 | 180.8419 | 121.886 | 286.4319 | 199.3396 | 128.1366 | 121.886 | 101.9986 | 343.3803 | 198.4376 | 51.5504 | 35.5623 | 423.3318 | 93.9664 | 338.7713 | 96.6507 | 408.2911 | 1026.7957 | 49.2988 | 330.5886 | 343.3803 | 472.3749 | 96.6507 | 39.959 | 267.3437 | 338.4328 | 216.6503 | 202.3526 | 0 | 96.7722 | 168.5442 | 609.5675 | 0 | 100.7268 | 143.9879 | 229.8508 | 104.5671 | 157.3332 | 207.8334 | 99.7933 | 0 | 0 | 0 | 0 | 0 | 0 | 0 | 0 | 85.364 | 0 | 170.6579 | 183.8733 | 307.5851 | 194.1002 | 0 | 210.0258 | 73.8596 | 52.9675 | 30.4406 | 1059.6678 | 44.5637 | 165.999 | 67.4026 | 67.4026 | 138.6646 | 43.8803 | 73.8596 | 44.5637 | 43.7323 | 43.7323 | 74.3176 | 0 | 0 | 0 | 0 | 43.8803 | 43.8803 | 43.8803 | 66.7486 | 43.7323 | 140.762 | 0 | 0 | 32.4056 | 0 | 0 | 0 | 128.3492 | 47.1511 | 163.6093 | 58.8623 | 67.8608 | 32.4056 | 131.7316 | 234.0531 | 41.8493 | 171.7536 | 160.2897 | 688.596 | 131.9007 | 127.4579 | 163.2065 | 25.3669 | 30.1932 | 30.1932 | 25.3669 | 63.3534 | 99.657 | 217.0071 | 2408.0158 | 191.5808 | 99.657 | 92.7871 | 234.6089 | 141.4277 | 117.8443 | 120.6478 | 92.7871 | 220.0421 | 90.2496 | 47.1511 | 47.1511 | 190.8581 | 144.9679 | 0 | 0 | 0 | 30.1932 | 30.1932 | 38.5441 | 0 | 0 | 0 | 0 | 0 | 0 | 25.3669 | 47.1511 | 198.2869 | 30.1932 | 39.735 | 88.2571 | 0 | 0 | 0 | 0 | 0 | 0 | 0 | 0 | 0 | 0 | 0 | 0 | 0 | 0 | 0 | 0 | 0 | 0 | 0 | 0 | 0 | 0 | 0 | 0 | 0 | 0 | 0 | 0 | 0 | 0 | 0 | 0 | 0 | 0 | 0 | 0 | 0 | 0 | 0 | 0 | 0 | 0 | 0 | 0 | 0 | 0 | 0 | 0 | 0 | 0 | 0 | 0 | 0 | 0 | 0 | 0 | 0 | 0 | 0 | 0 | 0 | 0 | 0 | 0 | 0 | 0 | 0 | 0 | 0 | 0 | 0 | 0 | 0 | 0 | 0 | 0 | 0 | 0 | 0 | 0 | 0 | 0 | 0 | 0 | 0 | 0 | 0 | 0 | 0 | 0 | 0 | 0 | 0 | 0 | 0 | 0 | 0 | 0 | 0 | 0 | 0 | 0 | 0 | 0 | 0 | 0 | 0 | 0 | 0 | 2017-01-03 12:00
t0062 | 0 | 140.244 | 430.2767 | 161.0106 | 50.4121 | 344.1902 | 50.4121 | 486.2083 | 81.645 | 81.645 | 2527.1142 | 94.4886 | 91.397 | 361.2108 | 437.9261 | 63.3389 | 90.6629 | 413.2439 | 265.641 | 360.0914 | 0 | 0 | 529.0205 | 42.28 | 42.28 | 42.28 | 92.3444 | 181.7341 | 281.198 | 179.1282 | 410.9686 | 109.3415 | 255.8092 | 228.5305 | 314.6301 | 323.7736 | 153.6052 | 538.0529 | 384.8335 | 108.8434 | 220.7492 | 319.3582 | 120.4911 | 256.7568 | 488.4718 | 120.4911 | 48.4868 | 325.7549 | 863.102 | 172.1875 | 218.9867 | 114.4643 | 195.7052 | 48.4868 | 190.9704 | 296.3484 | 108.321 | 419.039 | 43.6853 | 186.7601 | 43.6853 | 120.4911 | 181.7341 | 72.9751 | 488.4718 | 0 | 0 | 0 | 0 | 0 | 0 | 0 | 0 | 184.098 | 0 | 0 | 0 | 0 | 289.6238 | 329.4585 | 30.3504 | 41.625 | 310.2514 | 179.8894 | 15.0506 | 101.1036 | 110.0734 | 321.1091 | 175.016 | 235.6136 | 127.2248 | 30.3504 | 372.064 | 54.5023 | 314.6028 | 152.1715 | 180.5418 | 56.7284 | 106.9208 | 611.4027 | 30.3011 | 177.4396 | 188.1986 | 15.0506 | 15.0506 | 82.9289 | 132.1147 | 76.8535 | 153.688 | 174.4684 | 124.6845 | 135.6313 | 922.5697 | 149.2985 | 101.1036 | 89.4153 | 89.4153 | 39.8043 | 66.5493 | 922.5697 | 495.73 | 162.824 | 0 | 0 | 0 | 88.3831 | 110.0734 | 86.2664 | 432.1218 | 106.9208 | 0 | 76.1288 | 66.5493 | 15.0506 | 85.3257 | 34.2156 | 0 | 0 | 0 | 100.5357 | 0 | 0 | 164.4443 | 0 | 39.8647 | 0 | 0 | 230.718 | 86.9463 | 34.2156 | 34.5096 | 34.5096 | 86.1214 | 172.9747 | 241.7201 | 162.914 | 353.4671 | 203.1419 | 131.61 | 298.4211 | 306.3383 | 190.5062 | 170.2672 | 542.7404 | 207.2587 | 237.7552 | 102.5288 | 96.6889 | 227.347 | 254.0152 | 91.8142 | 96.6889 | 96.6889 | 193.8231 | 102.5288 | 102.5288 | 102.5288 | 207.7028 | 191.9304 | 214.0395 | 161.5901 | 161.5901 | 127.4138 | 234.2082 | 503.1231 | 163.5514 | 137.8777 | 845.4226 | 208.0763 | 137.8777 | 603.7412 | 1201.5537 | 183.819 | 705.8102 | 471.3493 | 208.0763 | 132.3455 | 75.5707 | 271.907 | 60.8858 | 60.8858 | 60.8858 | 203.7916 | 269.5918 | 97.5414 | 123.201 | 253.5595 | 227.4996 | 124.5185 | 124.5185 | 149.048 | 367.4354 | 60.8858 | 520.9901 | 246.1601 | 417.2805 | 153.6955 | 130.7999 | 467.5316 | 110.9877 | 182.996 | 110.9877 | 287.0562 | 102.6245 | 125.1904 | 72.9751 | 72.9751 | 102.6245 | 322.0368 | 284.1544 | 181.7732 | 259.049 | 124.6366 | 102.6245 | 754.0541 | 209.5707 | 264.5163 | 592.1323 | 1029.051 | 101.045 | 108.441 | 208.5979 | 404.8743 | 108.441 | 66.8643 | 158.08 | 112.0601 | 107.9517 | 137.6293 | 64.4596 | 64.4596 | 103.8411 | 66.0093 | 198.8756 | 275.465 | 127.8941 | 182.996 | 121.0003 | 280.5463 | 200.3438 | 127.8941 | 121.0003 | 101.5044 | 333.7754 | 198.6564 | 52.6211 | 35.5828 | 424.2308 | 93.706 | 334.5574 | 96.159 | 411.0309 | 1015.2223 | 49.626 | 331.1958 | 333.7754 | 462.3616 | 96.159 | 39.8647 | 279.5087 | 334.7215 | 216.8353 | 205.9077 | 0 | 96.6889 | 169.7192 | 582.7535 | 0 | 101.045 | 143.147 | 227.347 | 102.559 | 156.5259 | 208.9835 | 98.8536 | 0 | 0 | 0 | 0 | 0 | 0 | 0 | 0 | 86.9463 | 0 | 171.8354 | 189.76 | 300.4733 | 190.5916 | 0 | 207.7796 | 72.3441 | 52.763 | 30.3011 | 1027.3075 | 44.6637 | 161.4771 | 66.5776 | 66.5776 | 135.4221 | 43.2194 | 72.3441 | 44.6637 | 43.6247 | 43.6247 | 73.9792 | 0 | 0 | 0 | 0 | 43.2194 | 43.2194 | 43.2194 | 66.292 | 43.6247 | 139.9657 | 0 | 0 | 31.5284 | 0 | 0 | 0 | 127.1158 | 47.5619 | 161.2688 | 59.2398 | 67.4685 | 31.5284 | 132.7959 | 226.8731 | 41.8805 | 172.336 | 158.8429 | 678.686 | 131.8692 | 127.4353 | 162.357 | 25.3101 | 30.2362 | 30.2362 | 25.3101 | 62.3778 | 98.5926 | 215.9959 | 2321.5639 | 186.9615 | 98.5926 | 91.847 | 225.5695 | 139.0638 | 116.7734 | 118.4418 | 91.847 | 215.5274 | 88.4712 | 47.5619 | 47.5619 | 189.4918 | 141.3599 | 0 | 0 | 0 | 30.2362 | 30.2362 | 38.1103 | 0 | 0 | 0 | 0 | 0 | 0 | 25.3101 | 47.5619 | 194.7527 | 30.2362 | 39.6374 | 87.4836 | 0 | 0 | 0 | 0 | 0 | 0 | 0 | 0 | 0 | 0 | 0 | 0 | 0 | 0 | 0 | 0 | 0 | 0 | 0 | 0 | 0 | 0 | 0 | 0 | 0 | 0 | 0 | 0 | 0 | 0 | 0 | 0 | 0 | 0 | 0 | 0 | 0 | 0 | 0 | 0 | 0 | 0 | 0 | 0 | 0 | 0 | 0 | 0 | 0 | 0 | 0 | 0 | 0 | 0 | 0 | 0 | 0 | 0 | 0 | 0 | 0 | 0 | 0 | 0 | 0 | 0 | 0 | 0 | 0 | 0 | 0 | 0 | 0 | 0 | 0 | 0 | 0 | 0 | 0 | 0 | 0 | 0 | 0 | 0 | 0 | 0 | 0 | 0 | 0 | 0 | 0 | 0 | 0 | 0 | 0 | 0 | 0 | 0 | 0 | 0 | 0 | 0 | 0 | 0 | 0 | 0 | 0 | 0 | 0 | 2017-01-03 13:00
t0063 | 0 | 145.813 | 423.1753 | 169.3048 | 49.1786 | 336.6885 | 49.1786 | 580.8972 | 78.8127 | 78.8127 | 2436.2997 | 89.667 | 95.6222 | 383.0388 | 465.1344 | 68.0623 | 91.8477 | 422.2835 | 268.7398 | 394.7864 | 0 | 0 | 521.3879 | 43.5262 | 43.5262 | 43.5262 | 97.3132 | 189.1487 | 306.5137 | 168.4273 | 411.566 | 108.956 | 275.1399 | 247.9537 | 325.6959 | 327.2103 | 162.5095 | 617.0018 | 410.9528 | 113.9058 | 243.2407 | 326.4521 | 127.1278 | 270.5253 | 506.2397 | 127.1278 | 51.5057 | 340.4018 | 909.2705 | 185.9143 | 220.9864 | 116.6392 | 208.635 | 51.5057 | 200.2613 | 322.457 | 114.8267 | 420.4486 | 43.956 | 203.3728 | 43.956 | 127.1278 | 189.1487 | 75.312 | 506.2397 | 0 | 0 | 0 | 0 | 0 | 0 | 0 | 0 | 191.3292 | 0 | 0 | 0 | 0 | 299.0424 | 338.3712 | 31.7529 | 41.1911 | 299.9062 | 184.4095 | 15.0428 | 101.3756 | 111.9289 | 322.8336 | 180.2836 | 244.1228 | 123.4736 | 31.7529 | 354.8885 | 54.8608 | 314.3565 | 152.8051 | 186.0364 | 57.6126 | 108.4324 | 601.1188 | 29.4461 | 181.3805 | 187.428 | 15.0428 | 15.0428 | 80.9287 | 137.5356 | 77.7426 | 154.9463 | 179.4584 | 115.2103 | 118.9097 | 851.2301 | 144.3958 | 101.3756 | 91.5818 | 91.5818 | 40.1065 | 63.1928 | 851.2301 | 474.6536 | 169.5471 | 0 | 0 | 0 | 91.1726 | 111.9289 | 88.5953 | 430.5786 | 108.4324 | 0 | 78.2894 | 63.1928 | 15.0428 | 81.8817 | 33.0747 | 0 | 0 | 0 | 102.4565 | 0 | 0 | 165.5415 | 0 | 39.2303 | 0 | 0 | 236.3694 | 93.8227 | 33.0747 | 35.0435 | 35.0435 | 84.6681 | 170.9236 | 234.9439 | 163.7323 | 352.8849 | 210.0494 | 132.4284 | 304.244 | 295.2379 | 186.1174 | 171.9733 | 501.7022 | 210.9171 | 229.7172 | 104.4295 | 98.5993 | 225.0168 | 249.0789 | 90.6016 | 98.5993 | 98.5993 | 185.295 | 104.4295 | 104.4295 | 104.4295 | 202.8963 | 194.9651 | 206.1994 | 159.9653 | 159.9653 | 125.3586 | 220.4033 | 509.439 | 172.8014 | 131.6438 | 767.4068 | 208.3368 | 131.6438 | 538.8784 | 1133.3413 | 177.1475 | 672.3285 | 467.1497 | 208.3368 | 129.0236 | 75.1791 | 263.7491 | 62.3832 | 62.3832 | 62.3832 | 199.8377 | 252.5915 | 93.1584 | 135.1175 | 257.6619 | 237.6295 | 130.9376 | 130.9376 | 148.4276 | 398.4214 | 62.3832 | 505.2553 | 254.3251 | 429.8183 | 159.7213 | 134.4652 | 430.8936 | 111.6368 | 196.0294 | 111.6368 | 284.3453 | 99.7666 | 127.3485 | 75.312 | 75.312 | 99.7666 | 346.9018 | 301.6869 | 179.4109 | 251.2982 | 130.9023 | 99.7666 | 822.7649 | 215.4614 | 252.3351 | 569.7054 | 951.791 | 103.8435 | 112.4313 | 201.0731 | 401.1574 | 112.4313 | 67.8597 | 157.2358 | 117.0385 | 109.5976 | 135.2581 | 65.384 | 65.384 | 106.0416 | 65.1911 | 191.8312 | 277.9335 | 128.5733 | 196.0294 | 120.7282 | 270.3219 | 206.8757 | 128.5733 | 120.7282 | 99.9221 | 315.2475 | 204.2797 | 56.8459 | 35.4185 | 432.1308 | 93.5089 | 326.1987 | 95.2813 | 422.4983 | 1021.0947 | 50.7412 | 331.3143 | 315.2475 | 443.9015 | 95.2813 | 39.2303 | 335.2601 | 327.5332 | 224.614 | 224.0422 | 0 | 98.5993 | 174.6042 | 542.7495 | 0 | 103.8435 | 143.1086 | 225.0168 | 99.8643 | 152.3075 | 215.1625 | 96.6323 | 0 | 0 | 0 | 0 | 0 | 0 | 0 | 0 | 93.8227 | 0 | 178.923 | 215.0822 | 287.674 | 185.808 | 0 | 202.4482 | 67.3461 | 52.3078 | 29.4461 | 949.9441 | 45.4467 | 151.3356 | 63.816 | 63.816 | 124.8213 | 41.3247 | 67.3461 | 45.4467 | 42.9658 | 42.9658 | 72.7966 | 0 | 0 | 0 | 0 | 41.3247 | 41.3247 | 41.3247 | 65.0797 | 42.9658 | 138.0974 | 0 | 0 | 29.7069 | 0 | 0 | 0 | 123.8282 | 50.0682 | 156.2756 | 63.1053 | 66.7056 | 29.7069 | 138.4303 | 210.6179 | 41.9244 | 178.9572 | 157.4793 | 671.8982 | 133.6265 | 129.2736 | 162.0521 | 25.5381 | 30.7774 | 30.7774 | 25.5381 | 59.6893 | 96.6913 | 214.5711 | 2169.9615 | 174.6809 | 96.6913 | 90.5675 | 206.5423 | 132.6251 | 112.6372 | 112.1583 | 90.5675 | 204.018 | 85.2493 | 50.0682 | 50.0682 | 186.1672 | 133.2333 | 0 | 0 | 0 | 30.7774 | 30.7774 | 36.9182 | 0 | 0 | 0 | 0 | 0 | 0 | 25.5381 | 50.0682 | 187.032 | 30.7774 | 39.8312 | 84.7375 | 0 | 0 | 0 | 0 | 0 | 0 | 0 | 0 | 0 | 0 | 0 | 0 | 0 | 0 | 0 | 0 | 0 | 0 | 0 | 0 | 0 | 0 | 0 | 0 | 0 | 0 | 0 | 0 | 0 | 0 | 0 | 0 | 0 | 0 | 0 | 0 | 0 | 0 | 0 | 0 | 0 | 0 | 0 | 0 | 0 | 0 | 0 | 0 | 0 | 0 | 0 | 0 | 0 | 0 | 0 | 0 | 0 | 0 | 0 | 0 | 0 | 0 | 0 | 0 | 0 | 0 | 0 | 0 | 0 | 0 | 0 | 0 | 0 | 0 | 0 | 0 | 0 | 0 | 0 | 0 | 0 | 0 | 0 | 0 | 0 | 0 | 0 | 0 | 0 | 0 | 0 | 0 | 0 | 0 | 0 | 0 | 0 | 0 | 0 | 0 | 0 | 0 | 0 | 0 | 0 | 0 | 0 | 0 | 0 | 2017-01-03 14:00
t0064 | 0 | 155.1175 | 424.1474 | 182.0138 | 48.7971 | 335.3191 | 48.7971 | 698.5294 | 77.422 | 77.422 | 2393.9461 | 86.1702 | 102.2393 | 415.5716 | 504.9692 | 74.6826 | 95.0375 | 441.0597 | 277.6959 | 441.5378 | 0 | 0 | 523.9792 | 45.7892 | 45.7892 | 45.7892 | 104.8548 | 201.3239 | 341.0527 | 160.5287 | 421.1849 | 110.7937 | 302.3236 | 274.6716 | 344.6441 | 337.7696 | 175.7028 | 717.988 | 449.0075 | 121.8752 | 273.3269 | 341.253 | 137.1668 | 291.4852 | 537.7495 | 137.1668 | 55.8813 | 363.7134 | 979.5717 | 205.0222 | 227.9284 | 121.418 | 227.3242 | 55.8813 | 214.6715 | 358.1467 | 124.3929 | 430.9978 | 45.1395 | 226.0584 | 45.1395 | 137.1668 | 201.3239 | 79.4704 | 537.7495 | 0 | 0 | 0 | 0 | 0 | 0 | 0 | 0 | 203.2864 | 0 | 0 | 0 | 0 | 315.7479 | 355.1688 | 33.9387 | 41.4832 | 294.592 | 193.0576 | 15.328 | 103.6618 | 116.1255 | 331.5148 | 189.8709 | 258.5866 | 121.7524 | 33.9387 | 343.4345 | 56.3182 | 320.5692 | 156.4888 | 195.8093 | 59.7134 | 112.2453 | 602.2511 | 29.0523 | 189.367 | 190.263 | 15.328 | 15.328 | 80.3258 | 146.3683 | 80.2598 | 159.3936 | 188.6823 | 107.1727 | 103.0397 | 790.5683 | 141.7203 | 103.6618 | 95.7844 | 95.7844 | 41.2261 | 60.7225 | 790.5683 | 461.3151 | 180.3367 | 0 | 0 | 0 | 96.0496 | 116.1255 | 92.9334 | 437.5544 | 112.2453 | 0 | 82.2292 | 60.7225 | 15.328 | 79.7524 | 32.4696 | 0 | 0 | 0 | 106.6704 | 0 | 0 | 170.1301 | 0 | 39.277 | 0 | 0 | 247.4462 | 103.3831 | 32.4696 | 36.3351 | 36.3351 | 84.6502 | 172.0696 | 232.2252 | 167.8893 | 359.8398 | 222.0406 | 136.0486 | 316.8991 | 289.4214 | 185.0181 | 177.3473 | 468.0156 | 219.3367 | 225.4087 | 108.7743 | 102.7782 | 227.1914 | 248.5467 | 91.0842 | 102.7782 | 102.7782 | 179.7172 | 108.7743 | 108.7743 | 108.7743 | 201.6751 | 202.44 | 201.6957 | 161.3832 | 161.3832 | 125.6263 | 209.8429 | 527.0668 | 186.7626 | 127.4246 | 699.8576 | 213.061 | 127.4246 | 479.4189 | 1084.1874 | 173.2701 | 649.7899 | 472.2611 | 213.061 | 128.0535 | 76.2667 | 259.8861 | 65.3055 | 65.3055 | 65.3055 | 199.411 | 239.0626 | 90.1296 | 151.11 | 267.4841 | 253.7706 | 140.7982 | 140.7982 | 150.8335 | 440.9757 | 65.3055 | 498.3463 | 268.6339 | 452.5911 | 169.6904 | 141.2287 | 399.9299 | 114.6402 | 214.6702 | 114.6402 | 287.3991 | 98.6785 | 132.4685 | 79.4704 | 79.4704 | 98.6785 | 381.9978 | 327.5035 | 180.5969 | 248.0105 | 140.63 | 98.6785 | 916.9399 | 226.4225 | 244.4139 | 557.4113 | 888.9746 | 109.0845 | 119.1782 | 196.8144 | 405.451 | 119.1782 | 70.3044 | 159.5524 | 124.9906 | 113.6575 | 135.3556 | 67.7727 | 67.7727 | 110.7168 | 65.6164 | 188.3449 | 286.6 | 131.9334 | 214.6702 | 122.9483 | 264.8229 | 218.3617 | 131.9334 | 122.9483 | 100.1293 | 301.655 | 214.806 | 62.685 | 35.9171 | 449.6498 | 95.1622 | 323.6501 | 96.2197 | 443.6373 | 1050.2018 | 52.9744 | 337.8299 | 301.655 | 432.989 | 96.2197 | 39.277 | 404.5614 | 326.2798 | 238.0615 | 248.9159 | 0 | 102.7782 | 183.5022 | 511.872 | 0 | 109.0845 | 146.0316 | 227.1914 | 99.0643 | 150.525 | 226.3711 | 96.1151 | 0 | 0 | 0 | 0 | 0 | 0 | 0 | 0 | 103.3831 | 0 | 190.4764 | 247.72 | 279.7464 | 184.5443 | 0 | 200.6271 | 63.1248 | 52.8413 | 29.0523 | 884.5101 | 47.2323 | 143.3375 | 62.0029 | 62.0029 | 115.5201 | 40.0508 | 63.1248 | 47.2323 | 43.0596 | 43.0596 | 72.9086 | 0 | 0 | 0 | 0 | 40.0508 | 40.0508 | 40.0508 | 65.0284 | 43.0596 | 138.7775 | 0 | 0 | 28.3324 | 0 | 0 | 0 | 122.6562 | 53.8959 | 153.9626 | 68.7818 | 67.1985 | 28.3324 | 147.5154 | 197.1587 | 42.7915 | 190.0818 | 159.2541 | 679.0604 | 138.3033 | 133.958 | 165.037 | 26.3157 | 32.004 | 32.004 | 26.3157 | 57.9095 | 96.573 | 217.3096 | 2052.2327 | 164.6623 | 96.573 | 91.031 | 190.1267 | 128.1657 | 110.2239 | 107.4483 | 91.031 | 195.4544 | 83.5029 | 53.8959 | 53.8959 | 186.1997 | 127.0558 | 0 | 0 | 0 | 32.004 | 32.004 | 36.3341 | 0 | 0 | 0 | 0 | 0 | 0 | 26.3157 | 53.8959 | 182.3686 | 32.004 | 40.8572 | 83.3425 | 0 | 0 | 0 | 0 | 0 | 0 | 0 | 0 | 0 | 0 | 0 | 0 | 0 | 0 | 0 | 0 | 0 | 0 | 0 | 0 | 0 | 0 | 0 | 0 | 0 | 0 | 0 | 0 | 0 | 0 | 0 | 0 | 0 | 0 | 0 | 0 | 0 | 0 | 0 | 0 | 0 | 0 | 0 | 0 | 0 | 0 | 0 | 0 | 0 | 0 | 0 | 0 | 0 | 0 | 0 | 0 | 0 | 0 | 0 | 0 | 0 | 0 | 0 | 0 | 0 | 0 | 0 | 0 | 0 | 0 | 0 | 0 | 0 | 0 | 0 | 0 | 0 | 0 | 0 | 0 | 0 | 0 | 0 | 0 | 0 | 0 | 0 | 0 | 0 | 0 | 0 | 0 | 0 | 0 | 0 | 0 | 0 | 0 | 0 | 0 | 0 | 0 | 0 | 0 | 0 | 0 | 0 | 0 | 0 | 2017-01-03 15:00
t0065 | 0 | 164.623 | 436.872 | 193.9882 | 49.953 | 344.1436 | 49.953 | 781.7895 | 79.0205 | 79.0205 | 2448.3319 | 86.7617 | 108.6319 | 445.1992 | 540.6452 | 80.3128 | 99.4232 | 463.6678 | 290.3495 | 479.1632 | 0 | 0 | 540.607 | 48.2808 | 48.2808 | 48.2808 | 111.8847 | 213.599 | 369.3205 | 161.4272 | 438.8096 | 114.9472 | 325.4926 | 296.7967 | 364.5084 | 353.0124 | 187.6991 | 793.0034 | 482.7321 | 129.5982 | 297.2766 | 359.0732 | 146.483 | 311.0727 | 571.3278 | 146.483 | 59.766 | 386.5417 | 1045.2967 | 221.0956 | 238.2974 | 127.3794 | 243.8057 | 59.766 | 228.436 | 387.4521 | 133.0134 | 449.2308 | 47.0302 | 244.6556 | 47.0302 | 146.483 | 213.599 | 83.9635 | 571.3278 | 0 | 0 | 0 | 0 | 0 | 0 | 0 | 0 | 215.4364 | 0 | 0 | 0 | 0 | 333.7398 | 374.1609 | 36.0431 | 42.7374 | 300.1196 | 202.9802 | 15.8986 | 107.7162 | 121.484 | 345.6989 | 200.415 | 273.6472 | 124.1851 | 36.0431 | 347.4073 | 58.6208 | 333.0096 | 162.7225 | 206.421 | 62.4594 | 117.3645 | 620.1534 | 29.6122 | 198.8788 | 197.0001 | 15.8986 | 15.8986 | 82.2334 | 155.2251 | 83.808 | 166.1458 | 198.9571 | 106.0427 | 97.7583 | 781.7296 | 144.0954 | 107.7162 | 100.6548 | 100.6548 | 42.9501 | 61.0796 | 781.7296 | 467.6097 | 191.0435 | 0 | 0 | 0 | 101.2781 | 121.484 | 97.8132 | 453.5203 | 117.3645 | 0 | 86.5931 | 61.0796 | 15.8986 | 80.8903 | 33.0481 | 0 | 0 | 0 | 111.921 | 0 | 0 | 177.3733 | 0 | 40.3564 | 0 | 0 | 260.3226 | 111.42 | 33.0481 | 38.0329 | 38.0329 | 86.8857 | 177.4663 | 237.3353 | 174.7464 | 374.1405 | 234.7502 | 141.8311 | 332.5811 | 295.0014 | 189.6236 | 185.1898 | 464.9937 | 230.0815 | 229.3879 | 114.2766 | 107.9602 | 234.9468 | 255.1289 | 93.8902 | 107.9602 | 107.9602 | 181.9257 | 114.2766 | 114.2766 | 114.2766 | 206.685 | 212.2827 | 204.9719 | 166.6479 | 166.6479 | 129.3042 | 210.4114 | 551.5926 | 199.6695 | 128.7821 | 687.1988 | 221.7948 | 128.7821 | 462.8615 | 1092.2472 | 175.9944 | 657.0692 | 488.5765 | 221.7948 | 131.2398 | 78.9866 | 264.9507 | 68.6951 | 68.6951 | 68.6951 | 204.6847 | 238.7856 | 90.9851 | 163.923 | 280.2884 | 269.603 | 150.1057 | 150.1057 | 156.4455 | 476.1765 | 68.6951 | 508.985 | 283.9159 | 477.6154 | 179.8255 | 148.7728 | 395.6654 | 119.4841 | 230.8701 | 119.4841 | 297.4216 | 100.9341 | 139.0769 | 83.9635 | 83.9635 | 100.9341 | 411.9708 | 350.7475 | 186.4853 | 253.4558 | 149.9032 | 100.9341 | 994.315 | 238.6928 | 247.5681 | 567.6286 | 884.3216 | 114.9782 | 126.1694 | 200.0835 | 419.4368 | 126.1694 | 73.5449 | 165.3404 | 132.8052 | 119.0288 | 139.1937 | 70.9915 | 70.9915 | 116.4119 | 67.6983 | 192.2505 | 299.5909 | 137.4315 | 230.8701 | 127.6664 | 269.7199 | 230.6726 | 137.4315 | 127.6664 | 102.9836 | 303.4926 | 226.6142 | 67.561 | 37.1515 | 471.6198 | 98.6913 | 331.5003 | 99.4013 | 467.2155 | 1097.2761 | 55.6185 | 350.4342 | 303.4926 | 439.9415 | 99.4013 | 40.3564 | 453.6102 | 334.8623 | 252.2091 | 269.41 | 0 | 107.9602 | 193.3375 | 512.4788 | 0 | 114.9782 | 151.7622 | 234.9468 | 101.5982 | 153.5951 | 238.7001 | 98.5257 | 0 | 0 | 0 | 0 | 0 | 0 | 0 | 0 | 111.42 | 0 | 202.059 | 272.2929 | 283.8492 | 189.352 | 0 | 205.2786 | 62.5999 | 54.5863 | 29.6122 | 875.6648 | 49.5068 | 143.2954 | 62.7298 | 62.7298 | 113.7243 | 40.4853 | 62.5999 | 49.5068 | 44.2689 | 44.2689 | 74.9597 | 0 | 0 | 0 | 0 | 40.4853 | 40.4853 | 40.4853 | 66.7996 | 44.2689 | 142.987 | 0 | 0 | 28.4424 | 0 | 0 | 0 | 125.4376 | 57.4869 | 157.1155 | 73.8601 | 69.3345 | 28.4424 | 156.5363 | 195.8439 | 44.4218 | 201.5197 | 164.7766 | 703.1132 | 144.7028 | 140.246 | 171.3056 | 27.4774 | 33.56 | 33.56 | 27.4774 | 58.5784 | 99.2554 | 224.8403 | 2054.0537 | 164.0103 | 99.2554 | 93.8855 | 187.255 | 129.3801 | 111.9147 | 107.9388 | 93.8855 | 196.4488 | 85.0243 | 57.4869 | 57.4869 | 191.3886 | 127.4763 | 0 | 0 | 0 | 33.56 | 33.56 | 37.0321 | 0 | 0 | 0 | 0 | 0 | 0 | 27.4774 | 57.4869 | 185.1214 | 33.56 | 42.5558 | 84.8669 | 0 | 0 | 0 | 0 | 0 | 0 | 0 | 0 | 0 | 0 | 0 | 0 | 0 | 0 | 0 | 0 | 0 | 0 | 0 | 0 | 0 | 0 | 0 | 0 | 0 | 0 | 0 | 0 | 0 | 0 | 0 | 0 | 0 | 0 | 0 | 0 | 0 | 0 | 0 | 0 | 0 | 0 | 0 | 0 | 0 | 0 | 0 | 0 | 0 | 0 | 0 | 0 | 0 | 0 | 0 | 0 | 0 | 0 | 0 | 0 | 0 | 0 | 0 | 0 | 0 | 0 | 0 | 0 | 0 | 0 | 0 | 0 | 0 | 0 | 0 | 0 | 0 | 0 | 0 | 0 | 0 | 0 | 0 | 0 | 0 | 0 | 0 | 0 | 0 | 0 | 0 | 0 | 0 | 0 | 0 | 0 | 0 | 0 | 0 | 0 | 0 | 0 | 0 | 0 | 0 | 0 | 0 | 0 | 0 | 2017-01-03 16:00
t0066 | 0 | 159.6667 | 438.7785 | 188.7416 | 50.9423 | 347.8623 | 50.9423 | 718.4705 | 78.9332 | 78.9332 | 2393.1456 | 89.3782 | 106.5877 | 426.6838 | 523.493 | 77.7822 | 98.8422 | 457.3197 | 288.4673 | 456.9987 | 0 | 0 | 540.3379 | 47.7138 | 47.7138 | 47.7138 | 108.5843 | 208.4116 | 352.5391 | 160.9873 | 431.8745 | 114.7736 | 313.0942 | 284.4845 | 358.2053 | 350.5608 | 182.7787 | 737.8194 | 459.3255 | 126.4494 | 282.4104 | 351.9554 | 141.7623 | 301.3597 | 542.9691 | 141.7623 | 58.4029 | 377.0316 | 1013.0475 | 212.3061 | 234.6947 | 126.4529 | 235.4831 | 58.4029 | 223.1157 | 370.9259 | 129.3297 | 443.7808 | 47.1056 | 233.966 | 47.1056 | 141.7623 | 208.4116 | 82.3384 | 542.9691 | 0 | 0 | 0 | 0 | 0 | 0 | 0 | 0 | 211.1129 | 0 | 0 | 0 | 0 | 326.71 | 369.3798 | 35.5053 | 43.8979 | 305.94 | 202.2607 | 16.0899 | 108.7662 | 122.4202 | 342.8195 | 196.7776 | 268.5064 | 127.5262 | 35.5053 | 353.2185 | 59.2466 | 332.6495 | 164.3083 | 205.0056 | 62.7346 | 117.6117 | 623.3673 | 30.7347 | 197.9435 | 199.4093 | 16.0899 | 16.0899 | 83.9455 | 152.1132 | 84.1039 | 167.0296 | 195.9728 | 110.1099 | 104.3295 | 809.8732 | 149.4532 | 108.7662 | 100.4095 | 100.4095 | 43.263 | 63.5634 | 809.8732 | 475.8374 | 189.0209 | 0 | 0 | 0 | 100.7797 | 122.4202 | 97.2629 | 456.2281 | 117.6117 | 0 | 86.1422 | 63.5634 | 16.0899 | 82.7231 | 33.9313 | 0 | 0 | 0 | 111.0416 | 0 | 0 | 177.0372 | 0 | 41.4127 | 0 | 0 | 257.5681 | 107.3462 | 33.9313 | 37.97 | 37.97 | 89.5385 | 179.7201 | 241.4976 | 175.66 | 369.829 | 230.497 | 141.4016 | 329.7771 | 295.7539 | 192.7647 | 184.7851 | 468.894 | 227.5105 | 235.3388 | 111.9687 | 106.3762 | 234.4393 | 260.0735 | 94.9753 | 106.3762 | 106.3762 | 185.7897 | 111.9687 | 111.9687 | 111.9687 | 210.0989 | 209.1224 | 209.946 | 168.3522 | 168.3522 | 130.786 | 215.395 | 545.7237 | 192.3366 | 132.4239 | 690.6263 | 219.5647 | 132.4239 | 481.8676 | 1089.8135 | 181.2416 | 665.9781 | 488.5723 | 219.5647 | 132.2764 | 79.465 | 272.4943 | 68.0609 | 68.0609 | 68.0609 | 208.7358 | 246.6824 | 94.5001 | 157.0163 | 278.0834 | 263.3651 | 145.7045 | 145.7045 | 156.161 | 458.1613 | 68.0609 | 515.7089 | 278.7476 | 469.7414 | 176.2305 | 147.4242 | 406.0441 | 119.1871 | 221.2742 | 119.1871 | 296.049 | 102.1196 | 136.3705 | 82.3384 | 82.3384 | 102.1196 | 392.5286 | 338.3226 | 186.2228 | 255.9248 | 145.1042 | 102.1196 | 940.8716 | 235.1927 | 249.2743 | 569.062 | 885.8684 | 113.2747 | 123.6788 | 204.8696 | 419.155 | 123.6788 | 73.6245 | 165.4619 | 129.5564 | 118.2519 | 141.1487 | 70.1709 | 70.1709 | 114.3828 | 68.2223 | 191.282 | 295.2508 | 137.4233 | 221.2742 | 127.2345 | 271.7956 | 226.9322 | 137.4233 | 127.2345 | 105.0031 | 307.8533 | 222.1035 | 65.2919 | 37.8277 | 468.4183 | 99.3883 | 335.8861 | 100.4449 | 463.7431 | 1072.7821 | 55.5421 | 355.6019 | 307.8533 | 444.6908 | 100.4449 | 41.4127 | 414.0303 | 338.961 | 245.0098 | 256.8724 | 0 | 106.3762 | 191.8156 | 505.3142 | 0 | 113.2747 | 151.3912 | 234.4393 | 101.3486 | 158.9205 | 235.88 | 100.2502 | 0 | 0 | 0 | 0 | 0 | 0 | 0 | 0 | 107.3462 | 0 | 197.6908 | 255.9326 | 286.4931 | 189.1457 | 0 | 209.1006 | 66.2246 | 55.2858 | 30.7347 | 908.7463 | 49.2466 | 147.2516 | 65.0701 | 65.0701 | 121.135 | 41.8285 | 66.2246 | 49.2466 | 45.368 | 45.368 | 76.5238 | 0 | 0 | 0 | 0 | 41.8285 | 41.8285 | 41.8285 | 68.0223 | 45.368 | 145.0792 | 0 | 0 | 29.0216 | 0 | 0 | 0 | 128.1568 | 55.7761 | 159.7258 | 70.4267 | 70.1423 | 29.0216 | 153.3361 | 201.9834 | 44.9249 | 196.2987 | 164.8229 | 695.3707 | 143.8528 | 139.2608 | 171.4833 | 27.332 | 33.3086 | 33.3086 | 27.332 | 60.4034 | 100.2514 | 226.7009 | 2065.6153 | 170.8141 | 100.2514 | 94.2981 | 192.4132 | 133.5642 | 116.0234 | 112.0715 | 94.2981 | 202.8333 | 85.8674 | 55.7761 | 55.7761 | 194.5486 | 130.8228 | 0 | 0 | 0 | 33.3086 | 33.3086 | 37.959 | 0 | 0 | 0 | 0 | 0 | 0 | 27.332 | 55.7761 | 188.7363 | 33.3086 | 42.5194 | 87.5556 | 0 | 0 | 0 | 0 | 0 | 0 | 0 | 0 | 0 | 0 | 0 | 0 | 0 | 0 | 0 | 0 | 0 | 0 | 0 | 0 | 0 | 0 | 0 | 0 | 0 | 0 | 0 | 0 | 0 | 0 | 0 | 0 | 0 | 0 | 0 | 0 | 0 | 0 | 0 | 0 | 0 | 0 | 0 | 0 | 0 | 0 | 0 | 0 | 0 | 0 | 0 | 0 | 0 | 0 | 0 | 0 | 0 | 0 | 0 | 0 | 0 | 0 | 0 | 0 | 0 | 0 | 0 | 0 | 0 | 0 | 0 | 0 | 0 | 0 | 0 | 0 | 0 | 0 | 0 | 0 | 0 | 0 | 0 | 0 | 0 | 0 | 0 | 0 | 0 | 0 | 0 | 0 | 0 | 0 | 0 | 0 | 0 | 0 | 0 | 0 | 0 | 0 | 0 | 0 | 0 | 0 | 0 | 0 | 0 | 2017-01-03 17:00
t0067 | 0 | 150.0029 | 437.3418 | 177.9231 | 51.9141 | 350.099 | 51.9141 | 607.0759 | 78.3018 | 78.3018 | 2301.0012 | 92.714 | 101.8359 | 392.4303 | 489.2133 | 72.6127 | 96.6868 | 441.6815 | 281.9681 | 415.3552 | 0 | 0 | 534.7307 | 46.1711 | 46.1711 | 46.1711 | 101.9354 | 197.5753 | 321.0743 | 160.0638 | 416.9664 | 113.2355 | 289.1344 | 260.9688 | 343.4967 | 342.481 | 172.3976 | 639.9526 | 417.1854 | 119.789 | 254.8788 | 336.7671 | 132.4815 | 282.1333 | 494.1344 | 132.4815 | 55.3536 | 357.0682 | 948.9974 | 195.4309 | 226.5773 | 123.3403 | 219.1085 | 55.3536 | 211.641 | 339.4848 | 121.6702 | 430.6962 | 46.6163 | 213.7401 | 46.6163 | 132.4815 | 197.5753 | 78.7408 | 494.1344 | 0 | 0 | 0 | 0 | 0 | 0 | 0 | 0 | 201.4844 | 0 | 0 | 0 | 0 | 311.5972 | 356.9954 | 34.124 | 45.0741 | 312.0425 | 198.1975 | 16.17 | 108.9185 | 122.0166 | 334.4848 | 188.5726 | 256.8652 | 131.2706 | 34.124 | 359.7661 | 59.3739 | 328.2631 | 164.5048 | 199.7886 | 62.2506 | 116.3488 | 622.0643 | 32.0751 | 193.7141 | 200.5566 | 16.17 | 16.17 | 85.6568 | 145.1491 | 83.3965 | 166.1158 | 188.7353 | 115.9289 | 114.8074 | 850.4322 | 155.9409 | 108.9185 | 98.5607 | 98.5607 | 43.1476 | 66.7995 | 850.4322 | 484.9119 | 182.9573 | 0 | 0 | 0 | 98.4789 | 122.0166 | 94.9991 | 454.8846 | 116.3488 | 0 | 84.1739 | 66.7995 | 16.17 | 84.8329 | 34.9408 | 0 | 0 | 0 | 108.2142 | 0 | 0 | 174.3175 | 0 | 42.5017 | 0 | 0 | 249.8293 | 99.3431 | 34.9408 | 37.3552 | 37.3552 | 92.423 | 181.0715 | 245.5018 | 174.7519 | 359.5091 | 220.787 | 139.012 | 321.0928 | 294.976 | 195.5549 | 181.7874 | 474.9426 | 220.6792 | 242.1133 | 107.1285 | 102.6166 | 231.3124 | 264.6837 | 95.5597 | 102.6166 | 102.6166 | 190.2917 | 107.1285 | 107.1285 | 107.1285 | 213.1298 | 201.7734 | 215.6193 | 169.0029 | 169.0029 | 131.6308 | 221.9034 | 530.1216 | 178.4059 | 136.9015 | 698.8934 | 213.8103 | 136.9015 | 512.5031 | 1083.6972 | 187.4625 | 675.6123 | 483.4363 | 213.8103 | 132.667 | 79.2588 | 281.0842 | 66.1467 | 66.1467 | 66.1467 | 212.5506 | 257.3858 | 98.9714 | 143.7035 | 271.1043 | 250.0039 | 136.8579 | 136.8579 | 154.0148 | 422.8787 | 66.1467 | 521.4097 | 266.9983 | 451.2958 | 168.2144 | 143.2508 | 421.2712 | 117.2702 | 203.2644 | 117.2702 | 291.0388 | 103.0054 | 130.6455 | 78.7408 | 78.7408 | 103.0054 | 356.9255 | 314.2957 | 184.0121 | 257.5273 | 135.7292 | 103.0054 | 844.5772 | 226.6354 | 250.5428 | 567.7036 | 889.0843 | 109.134 | 118.1338 | 210.2919 | 414.3755 | 118.1338 | 72.7212 | 163.8093 | 122.7314 | 115.5243 | 142.5825 | 68.0555 | 68.0555 | 109.8609 | 68.2757 | 188.7166 | 285.3157 | 135.6925 | 203.2644 | 125.1702 | 273.0267 | 218.0397 | 135.6925 | 125.1702 | 106.8359 | 313.1004 | 212.3218 | 60.7108 | 38.3555 | 457.2351 | 99.2253 | 339.3275 | 100.857 | 451.7045 | 1024.8991 | 54.6151 | 358.649 | 313.1004 | 448.8618 | 100.857 | 42.5017 | 345.3226 | 341.7895 | 230.8648 | 233.5569 | 0 | 102.6166 | 186.6949 | 495.251 | 0 | 109.134 | 149.0933 | 231.3124 | 100.2051 | 165.1494 | 228.2261 | 101.8199 | 0 | 0 | 0 | 0 | 0 | 0 | 0 | 0 | 99.3431 | 0 | 188.1791 | 226.1954 | 288.7312 | 187.3393 | 0 | 212.7942 | 71.2743 | 55.6841 | 32.0751 | 955.9662 | 48.1852 | 152.5763 | 67.9985 | 67.9985 | 131.684 | 43.5025 | 71.2743 | 48.1852 | 46.4741 | 46.4741 | 77.9934 | 0 | 0 | 0 | 0 | 43.5025 | 43.5025 | 43.5025 | 69.1173 | 46.4741 | 146.5844 | 0 | 0 | 29.7632 | 0 | 0 | 0 | 130.9524 | 52.3458 | 162.25 | 64.2044 | 70.5634 | 29.7632 | 146.202 | 210.6361 | 45.0955 | 185.6758 | 163.1495 | 677.3236 | 140.7047 | 135.965 | 169.7584 | 26.7722 | 32.4832 | 32.4832 | 26.7722 | 62.6527 | 100.7511 | 226.8539 | 2080.0374 | 180.1757 | 100.7511 | 93.9568 | 200.2133 | 138.82 | 121.0379 | 117.4852 | 93.9568 | 211.1148 | 86.5181 | 52.3458 | 52.3458 | 197.1862 | 135.1861 | 0 | 0 | 0 | 32.4832 | 32.4832 | 38.99 | 0 | 0 | 0 | 0 | 0 | 0 | 26.7722 | 52.3458 | 192.7339 | 32.4832 | 41.9389 | 90.706 | 0 | 0 | 0 | 0 | 0 | 0 | 0 | 0 | 0 | 0 | 0 | 0 | 0 | 0 | 0 | 0 | 0 | 0 | 0 | 0 | 0 | 0 | 0 | 0 | 0 | 0 | 0 | 0 | 0 | 0 | 0 | 0 | 0 | 0 | 0 | 0 | 0 | 0 | 0 | 0 | 0 | 0 | 0 | 0 | 0 | 0 | 0 | 0 | 0 | 0 | 0 | 0 | 0 | 0 | 0 | 0 | 0 | 0 | 0 | 0 | 0 | 0 | 0 | 0 | 0 | 0 | 0 | 0 | 0 | 0 | 0 | 0 | 0 | 0 | 0 | 0 | 0 | 0 | 0 | 0 | 0 | 0 | 0 | 0 | 0 | 0 | 0 | 0 | 0 | 0 | 0 | 0 | 0 | 0 | 0 | 0 | 0 | 0 | 0 | 0 | 0 | 0 | 0 | 0 | 0 | 0 | 0 | 0 | 0 | 2017-01-03 18:00
t0068 | 0 | 139.4699 | 417.7498 | 165.6857 | 50.0602 | 335.8176 | 50.0602 | 534.3459 | 74.6482 | 74.6482 | 2163.409 | 90.075 | 95.4267 | 361.1469 | 453.6783 | 67.3013 | 91.5853 | 415.9763 | 267.0048 | 379.9681 | 0 | 0 | 509.1867 | 43.5203 | 43.5203 | 43.5203 | 94.7378 | 184.4796 | 294.026 | 152.7716 | 392.681 | 107.6757 | 266.5941 | 239.8367 | 322.4374 | 324.2317 | 160.5775 | 571.4365 | 381.5586 | 111.809 | 232.3443 | 315.824 | 122.8632 | 261.8733 | 452.4479 | 122.8632 | 51.6743 | 333.2385 | 881.1058 | 179.9122 | 213.3654 | 116.6798 | 202.7692 | 51.6743 | 197.6608 | 311.6408 | 113.19 | 406.5589 | 44.3845 | 196.0315 | 44.3845 | 122.8632 | 184.4796 | 73.8215 | 452.4479 | 0 | 0 | 0 | 0 | 0 | 0 | 0 | 0 | 188.7163 | 0 | 0 | 0 | 0 | 291.7689 | 336.3156 | 32.0632 | 43.598 | 301.0224 | 187.8753 | 15.4991 | 104.2385 | 116.5296 | 316.4875 | 176.9621 | 240.8518 | 127.1156 | 32.0632 | 346.8868 | 56.8398 | 312.1707 | 157.4213 | 188.9176 | 59.3372 | 110.7569 | 594.5026 | 31.2345 | 183.5217 | 192.302 | 15.4991 | 15.4991 | 82.6423 | 135.9385 | 79.4707 | 158.5024 | 177.517 | 113.3246 | 114.2055 | 830.4618 | 151.8463 | 104.2385 | 93.4987 | 93.4987 | 41.2203 | 65.2399 | 830.4618 | 467.6444 | 172.4645 | 0 | 0 | 0 | 93.2314 | 116.5296 | 89.9207 | 434.5386 | 110.7569 | 0 | 79.6891 | 65.2399 | 15.4991 | 82.0256 | 33.8408 | 0 | 0 | 0 | 102.3308 | 0 | 0 | 165.6051 | 0 | 41.1027 | 0 | 0 | 235.742 | 91.6915 | 33.8408 | 35.4735 | 35.4735 | 89.5936 | 173.7556 | 236.4967 | 166.7671 | 339.618 | 207.1468 | 131.9736 | 303.5136 | 281.8728 | 188.2125 | 172.6323 | 456.9677 | 208.2444 | 234.4016 | 100.4646 | 96.5934 | 219.9692 | 255.0833 | 91.6466 | 96.5934 | 96.5934 | 183.9037 | 100.4646 | 100.4646 | 100.4646 | 205.1234 | 189.9519 | 208.6069 | 161.9221 | 161.9221 | 126.2589 | 214.9919 | 500.5955 | 164.8625 | 132.8158 | 672.2732 | 202.1349 | 132.8158 | 503.1284 | 1034.3599 | 181.8951 | 650.3377 | 460.3013 | 202.1349 | 127.0696 | 75.7258 | 272.4234 | 62.4723 | 62.4723 | 62.4723 | 204.8875 | 250.6714 | 96.5247 | 131.9112 | 256.4113 | 233.5734 | 127.2288 | 127.2288 | 146.4309 | 389.7993 | 62.4723 | 501.1383 | 250.5012 | 423.9994 | 157.5639 | 135.2796 | 409.3848 | 111.3736 | 186.9418 | 111.3736 | 276.323 | 98.9006 | 122.5927 | 73.8215 | 73.8215 | 98.9006 | 326.6169 | 290.6418 | 175.1049 | 247.0161 | 125.9327 | 98.9006 | 767.8532 | 213.2199 | 240.2211 | 542.5482 | 852.1036 | 102.6659 | 110.6902 | 203.4067 | 394.3908 | 110.6902 | 69.1789 | 156.0032 | 114.5562 | 109.3651 | 136.9777 | 64.2181 | 64.2181 | 103.2075 | 65.3298 | 179.483 | 268.7968 | 129.0703 | 186.9418 | 118.8739 | 261.7008 | 204.8572 | 129.0703 | 118.8739 | 102.9472 | 301.7246 | 199.0271 | 56.1621 | 36.9038 | 432.691 | 94.8399 | 326.0149 | 96.6406 | 427.0309 | 960.5608 | 51.8506 | 344.2892 | 301.7246 | 431.1333 | 96.6406 | 41.1027 | 301.7444 | 328.1115 | 214.9573 | 213.7071 | 0 | 96.5934 | 176.4367 | 469.7603 | 0 | 102.6659 | 141.6582 | 219.9692 | 95.3867 | 160.544 | 215.1114 | 98.0447 | 0 | 0 | 0 | 0 | 0 | 0 | 0 | 0 | 91.6915 | 0 | 176.039 | 203.9878 | 277.1491 | 178.4661 | 0 | 205.0777 | 70.2743 | 53.4263 | 31.2345 | 934.1724 | 45.6471 | 148.1769 | 66.2572 | 66.2572 | 130.345 | 42.3071 | 70.2743 | 45.6471 | 44.9094 | 44.9094 | 75.2088 | 0 | 0 | 0 | 0 | 42.3071 | 42.3071 | 42.3071 | 66.5652 | 44.9094 | 140.8322 | 0 | 0 | 28.782 | 0 | 0 | 0 | 126.4186 | 48.6434 | 156.2511 | 58.8304 | 67.6688 | 28.782 | 136.8745 | 205.1096 | 43.2024 | 173.19 | 155.3662 | 640.4517 | 133.2759 | 128.6813 | 161.6608 | 25.3754 | 30.7269 | 30.7269 | 25.3754 | 60.8643 | 96.5806 | 217.0491 | 1996.2065 | 176.2462 | 96.5806 | 89.733 | 194.8042 | 134.9719 | 117.8528 | 114.63 | 89.733 | 205.3902 | 83.0362 | 48.6434 | 48.6434 | 189.7045 | 131.1378 | 0 | 0 | 0 | 30.7269 | 30.7269 | 37.7229 | 0 | 0 | 0 | 0 | 0 | 0 | 25.3754 | 48.6434 | 186.0281 | 30.7269 | 39.8735 | 88.0673 | 0 | 0 | 0 | 0 | 0 | 0 | 0 | 0 | 0 | 0 | 0 | 0 | 0 | 0 | 0 | 0 | 0 | 0 | 0 | 0 | 0 | 0 | 0 | 0 | 0 | 0 | 0 | 0 | 0 | 0 | 0 | 0 | 0 | 0 | 0 | 0 | 0 | 0 | 0 | 0 | 0 | 0 | 0 | 0 | 0 | 0 | 0 | 0 | 0 | 0 | 0 | 0 | 0 | 0 | 0 | 0 | 0 | 0 | 0 | 0 | 0 | 0 | 0 | 0 | 0 | 0 | 0 | 0 | 0 | 0 | 0 | 0 | 0 | 0 | 0 | 0 | 0 | 0 | 0 | 0 | 0 | 0 | 0 | 0 | 0 | 0 | 0 | 0 | 0 | 0 | 0 | 0 | 0 | 0 | 0 | 0 | 0 | 0 | 0 | 0 | 0 | 0 | 0 | 0 | 0 | 0 | 0 | 0 | 0 | 2017-01-03 19:00
t0069 | 0 | 134.8193 | 395.9639 | 159.4931 | 46.9939 | 317.0936 | 46.9939 | 535.8396 | 71.2638 | 71.2638 | 2101.8528 | 84.3659 | 91.283 | 351.862 | 437.9513 | 64.8616 | 87.0899 | 397.5259 | 254.0757 | 370.3353 | 0 | 0 | 484.2251 | 41.4822 | 41.4822 | 41.4822 | 91.3662 | 177.4041 | 286.5413 | 146.7155 | 377.0207 | 102.3012 | 258.4331 | 232.9829 | 308.4869 | 308.689 | 154.3428 | 567.7991 | 373.8923 | 107.4433 | 227.1531 | 303.3233 | 118.7585 | 252.9442 | 445.6338 | 118.7585 | 49.4985 | 320.3735 | 850.7958 | 174.5912 | 204.5078 | 110.9832 | 196.0711 | 49.4985 | 189.7294 | 302.9654 | 108.907 | 389.0732 | 42.0097 | 190.7447 | 42.0097 | 118.7585 | 177.4041 | 70.7774 | 445.6338 | 0 | 0 | 0 | 0 | 0 | 0 | 0 | 0 | 180.8695 | 0 | 0 | 0 | 0 | 280.1184 | 320.9355 | 30.5735 | 40.6363 | 283.0849 | 178.0407 | 14.5738 | 98.1277 | 109.6376 | 301.8732 | 169.5393 | 230.6866 | 118.8615 | 30.5735 | 327.5618 | 53.4422 | 296.3696 | 148.1611 | 179.3576 | 55.9714 | 104.6727 | 563.1886 | 28.9948 | 174.1382 | 180.8926 | 14.5738 | 14.5738 | 77.5222 | 130.2544 | 75.0535 | 149.5685 | 169.6672 | 106.1054 | 106.2903 | 778.9433 | 141.13 | 98.1277 | 88.5407 | 88.5407 | 38.8449 | 60.6911 | 778.9433 | 441.0336 | 163.9847 | 0 | 0 | 0 | 88.3683 | 109.6376 | 85.3282 | 410.563 | 104.6727 | 0 | 75.5808 | 60.6911 | 14.5738 | 77.0609 | 31.6678 | 0 | 0 | 0 | 97.3777 | 0 | 0 | 157.1458 | 0 | 38.3678 | 0 | 0 | 224.6457 | 88.7247 | 31.6678 | 33.613 | 33.613 | 83.4074 | 163.5871 | 222.4877 | 157.4499 | 325.0992 | 198.3496 | 125.3486 | 288.9359 | 268.4253 | 177.0362 | 163.7708 | 436.6373 | 198.724 | 219.4806 | 96.5679 | 92.4095 | 209.3108 | 239.3319 | 86.3713 | 92.4095 | 92.4095 | 173.0517 | 96.5679 | 96.5679 | 96.5679 | 192.9526 | 181.8569 | 195.641 | 152.6708 | 152.6708 | 119.0545 | 202.5365 | 477.852 | 159.975 | 124.4186 | 646.4138 | 193.1824 | 124.4186 | 473.6741 | 992.3907 | 169.9562 | 615.6201 | 437.1932 | 193.1824 | 120.3015 | 71.5606 | 254.4938 | 59.4677 | 59.4677 | 59.4677 | 192.1808 | 234.879 | 89.8191 | 128.057 | 244.1019 | 224.2886 | 122.716 | 122.716 | 139.1681 | 377.405 | 59.4677 | 473.053 | 239.9062 | 405.6624 | 151.0042 | 128.6966 | 386.5392 | 105.7446 | 181.8976 | 105.7446 | 263.3962 | 93.4177 | 117.7869 | 70.7774 | 70.7774 | 93.4177 | 319.3009 | 281.515 | 166.5976 | 233.7385 | 121.775 | 93.4177 | 754.385 | 203.7494 | 228.4328 | 516.825 | 818.1359 | 98.1234 | 106.0931 | 190.7899 | 374.7947 | 106.0931 | 65.4216 | 148.007 | 110.1279 | 104.02 | 128.9489 | 61.3297 | 61.3297 | 98.9401 | 61.73 | 171.8871 | 257.5122 | 122.3321 | 181.8976 | 113.0797 | 248.2812 | 195.8875 | 122.3321 | 113.0797 | 96.516 | 285.8894 | 191.0028 | 54.1914 | 34.5733 | 411.4322 | 89.5162 | 307.4701 | 91.0884 | 405.7396 | 926.6742 | 49.0733 | 323.0774 | 285.8894 | 408.3632 | 91.0884 | 38.3678 | 304.8273 | 309.4852 | 207.6089 | 208.5329 | 0 | 92.4095 | 167.6773 | 456.0404 | 0 | 98.1234 | 134.6166 | 209.3108 | 91.0235 | 149.3045 | 205.0468 | 92.1543 | 0 | 0 | 0 | 0 | 0 | 0 | 0 | 0 | 88.7247 | 0 | 168.8954 | 200.8571 | 262.9181 | 170.0912 | 0 | 192.7101 | 64.9343 | 50.2705 | 28.9948 | 874.857 | 43.3595 | 139.3319 | 61.6678 | 61.6678 | 120.1681 | 39.4966 | 64.9343 | 43.3595 | 41.9533 | 41.9533 | 70.4548 | 0 | 0 | 0 | 0 | 39.4966 | 39.4966 | 39.4966 | 62.4894 | 41.9533 | 132.4417 | 0 | 0 | 27.1698 | 0 | 0 | 0 | 118.5514 | 46.9295 | 147.1623 | 57.5536 | 63.7504 | 27.1698 | 131.1712 | 192.7358 | 40.6339 | 166.8309 | 147.5268 | 613.6189 | 126.7324 | 122.4536 | 153.2591 | 24.1336 | 29.2361 | 29.2361 | 24.1336 | 56.8877 | 91.2085 | 204.8256 | 1907.1434 | 164.3502 | 91.2085 | 85.0164 | 184.0119 | 126.1292 | 109.6158 | 106.8474 | 85.0164 | 192.165 | 78.6514 | 46.9295 | 46.9295 | 178.2878 | 123.2932 | 0 | 0 | 0 | 29.2361 | 29.2361 | 35.3279 | 0 | 0 | 0 | 0 | 0 | 0 | 24.1336 | 46.9295 | 175.1191 | 29.2361 | 37.8168 | 82.119 | 0 | 0 | 0 | 0 | 0 | 0 | 0 | 0 | 0 | 0 | 0 | 0 | 0 | 0 | 0 | 0 | 0 | 0 | 0 | 0 | 0 | 0 | 0 | 0 | 0 | 0 | 0 | 0 | 0 | 0 | 0 | 0 | 0 | 0 | 0 | 0 | 0 | 0 | 0 | 0 | 0 | 0 | 0 | 0 | 0 | 0 | 0 | 0 | 0 | 0 | 0 | 0 | 0 | 0 | 0 | 0 | 0 | 0 | 0 | 0 | 0 | 0 | 0 | 0 | 0 | 0 | 0 | 0 | 0 | 0 | 0 | 0 | 0 | 0 | 0 | 0 | 0 | 0 | 0 | 0 | 0 | 0 | 0 | 0 | 0 | 0 | 0 | 0 | 0 | 0 | 0 | 0 | 0 | 0 | 0 | 0 | 0 | 0 | 0 | 0 | 0 | 0 | 0 | 0 | 0 | 0 | 0 | 0 | 0 | 2017-01-03 20:00
t0070 | 0 | 134.6329 | 373.647 | 158.3939 | 43.3193 | 296.2916 | 43.3193 | 592.5239 | 67.8695 | 67.8695 | 2073.3194 | 76.6922 | 89.3657 | 358.7702 | 438.5507 | 64.9204 | 83.4718 | 385.9387 | 243.7833 | 380.9528 | 0 | 0 | 460.4374 | 40.1361 | 40.1361 | 40.1361 | 91.1313 | 175.3457 | 294.2942 | 140.1995 | 367.4672 | 97.4041 | 261.7968 | 237.5067 | 301.2645 | 296.416 | 153.0449 | 612.2214 | 386.2263 | 106.1922 | 235.3612 | 297.5632 | 119.0335 | 253.0753 | 461.2866 | 119.0335 | 48.7866 | 316.8185 | 850.669 | 177.4084 | 199.0688 | 106.6088 | 197.1945 | 48.7866 | 187.186 | 309.5271 | 108.2731 | 376.8785 | 39.7893 | 195.2582 | 39.7893 | 119.0335 | 175.3457 | 69.3681 | 461.2866 | 0 | 0 | 0 | 0 | 0 | 0 | 0 | 0 | 177.4691 | 0 | 0 | 0 | 0 | 275.3484 | 311.0746 | 29.7323 | 37.0294 | 261.2095 | 169.9574 | 13.5818 | 91.7636 | 102.8108 | 290.5653 | 165.8252 | 225.86 | 108.4444 | 29.7323 | 303.6302 | 49.8979 | 281.9675 | 138.5461 | 172.1287 | 52.7629 | 99.039 | 530.7697 | 26.0349 | 166.5583 | 168.5493 | 13.5818 | 13.5818 | 71.3509 | 127.7979 | 70.8577 | 140.8203 | 165.067 | 95.4838 | 92.4384 | 703.3391 | 126.8848 | 91.7636 | 84.3702 | 84.3702 | 36.4604 | 54.3516 | 703.3391 | 408.2142 | 158.3226 | 0 | 0 | 0 | 84.5347 | 102.8108 | 81.7291 | 386.289 | 99.039 | 0 | 72.3409 | 54.3516 | 13.5818 | 70.7842 | 28.9053 | 0 | 0 | 0 | 93.6296 | 0 | 0 | 149.6763 | 0 | 35.0213 | 0 | 0 | 216.9541 | 89.6255 | 28.9053 | 31.9958 | 31.9958 | 75.6503 | 152.3558 | 205.8213 | 148.2758 | 314.6237 | 193.9829 | 119.6109 | 278.0758 | 254.1832 | 163.9819 | 156.0464 | 410.3997 | 192.135 | 200.5687 | 94.7997 | 89.8675 | 199.5355 | 220.712 | 80.5869 | 89.8675 | 89.8675 | 159.3177 | 94.7997 | 94.7997 | 94.7997 | 178.7384 | 176.9307 | 179.2483 | 142.7236 | 142.7236 | 111.1095 | 185.9301 | 461.6434 | 161.6596 | 113.3747 | 611.1775 | 186.4923 | 113.3747 | 425.6567 | 947.4787 | 154.4553 | 573.404 | 415.3263 | 186.4923 | 112.929 | 67.324 | 231.6634 | 57.3027 | 57.3027 | 57.3027 | 177.1195 | 212.7714 | 80.6412 | 130.7023 | 234.7245 | 221.2329 | 122.3639 | 122.3639 | 132.5741 | 382.1265 | 57.3027 | 440.5346 | 234.6619 | 395.6516 | 148.1456 | 123.9683 | 353.9202 | 100.8166 | 185.459 | 100.8166 | 252.0858 | 87.1829 | 115.4866 | 69.3681 | 69.3681 | 87.1829 | 329.0293 | 283.7984 | 158.6377 | 218.8284 | 122.0138 | 87.1829 | 787.3167 | 198.1142 | 214.933 | 489.4499 | 776.802 | 95.4348 | 104.043 | 174.8884 | 356.429 | 104.043 | 62.0009 | 140.4232 | 108.8798 | 99.8056 | 119.8721 | 59.3381 | 59.3381 | 96.667 | 57.9361 | 164.7338 | 250.3982 | 116.1777 | 185.459 | 107.9887 | 233.2344 | 190.9579 | 116.1777 | 107.9887 | 88.9626 | 266.0541 | 187.3863 | 54.4436 | 31.9219 | 394.9034 | 84.0756 | 286.2673 | 85.1151 | 389.7775 | 913.1935 | 46.6831 | 299.8219 | 266.0541 | 381.8426 | 85.1151 | 35.0213 | 341.858 | 288.5421 | 206.7538 | 214.6231 | 0 | 89.8675 | 161.1951 | 443.8189 | 0 | 95.4348 | 128.3546 | 199.5355 | 86.8528 | 134.6757 | 198.4165 | 85.236 | 0 | 0 | 0 | 0 | 0 | 0 | 0 | 0 | 89.6255 | 0 | 166.1609 | 212.3454 | 246.4273 | 161.9385 | 0 | 177.9669 | 56.8734 | 46.8054 | 26.0349 | 787.8774 | 41.514 | 127.2073 | 55.4595 | 55.4595 | 104.3296 | 35.7347 | 56.8734 | 41.514 | 38.369 | 38.369 | 64.8196 | 0 | 0 | 0 | 0 | 35.7347 | 35.7347 | 35.7347 | 57.7186 | 38.369 | 122.9909 | 0 | 0 | 25.0626 | 0 | 0 | 0 | 108.9824 | 46.8311 | 136.3447 | 59.2258 | 59.4684 | 25.0626 | 128.7832 | 175.1133 | 37.9075 | 165.3689 | 140.0819 | 593.449 | 121.4729 | 117.5906 | 145.3219 | 23.1123 | 28.0945 | 28.0945 | 23.1123 | 51.6173 | 85.3187 | 192.0399 | 1799.2966 | 147.1557 | 85.3187 | 80.2144 | 168.2272 | 114.2683 | 98.631 | 96.0216 | 80.2144 | 174.1226 | 73.6325 | 46.8311 | 46.8311 | 165.119 | 112.753 | 0 | 0 | 0 | 28.0945 | 28.0945 | 32.3233 | 0 | 0 | 0 | 0 | 0 | 0 | 23.1123 | 46.8311 | 161.5996 | 28.0945 | 35.9605 | 74.4094 | 0 | 0 | 0 | 0 | 0 | 0 | 0 | 0 | 0 | 0 | 0 | 0 | 0 | 0 | 0 | 0 | 0 | 0 | 0 | 0 | 0 | 0 | 0 | 0 | 0 | 0 | 0 | 0 | 0 | 0 | 0 | 0 | 0 | 0 | 0 | 0 | 0 | 0 | 0 | 0 | 0 | 0 | 0 | 0 | 0 | 0 | 0 | 0 | 0 | 0 | 0 | 0 | 0 | 0 | 0 | 0 | 0 | 0 | 0 | 0 | 0 | 0 | 0 | 0 | 0 | 0 | 0 | 0 | 0 | 0 | 0 | 0 | 0 | 0 | 0 | 0 | 0 | 0 | 0 | 0 | 0 | 0 | 0 | 0 | 0 | 0 | 0 | 0 | 0 | 0 | 0 | 0 | 0 | 0 | 0 | 0 | 0 | 0 | 0 | 0 | 0 | 0 | 0 | 0 | 0 | 0 | 0 | 0 | 0 | 2017-01-03 21:00
t0071 | 0 | 126.2657 | 346.7301 | 148.526 | 40.048 | 274.4842 | 40.048 | 565.9516 | 62.987 | 62.987 | 1933.035 | 70.6354 | 83.6202 | 337.6967 | 411.8692 | 60.9998 | 77.7545 | 360.2927 | 227.1016 | 359.516 | 0 | 0 | 427.7692 | 37.4664 | 37.4664 | 37.4664 | 85.5111 | 164.2368 | 277.6094 | 129.9446 | 342.849 | 90.5676 | 246.3776 | 223.7848 | 281.6544 | 276.1462 | 143.5238 | 582.1671 | 364.2548 | 99.491 | 222.3658 | 278.1787 | 111.7697 | 237.561 | 434.5225 | 111.7697 | 45.7241 | 296.8255 | 798.4465 | 167.0539 | 185.7796 | 99.3677 | 185.333 | 45.7241 | 175.3501 | 291.7622 | 101.5814 | 351.3783 | 36.9902 | 184.1035 | 36.9902 | 111.7697 | 164.2368 | 64.8734 | 434.5225 | 0 | 0 | 0 | 0 | 0 | 0 | 0 | 0 | 166.0538 | 0 | 0 | 0 | 0 | 257.6133 | 290.4172 | 27.7961 | 34.2062 | 241.3813 | 158.3293 | 12.5934 | 85.1417 | 95.5015 | 270.7052 | 155.0238 | 211.2392 | 100.0771 | 27.7961 | 280.5194 | 46.2969 | 262.1906 | 128.558 | 160.5109 | 49.0441 | 92.0986 | 492.4381 | 23.9729 | 155.1809 | 156.2474 | 12.5934 | 12.5934 | 65.95 | 119.5868 | 65.8631 | 130.8209 | 154.1941 | 87.6502 | 84.0676 | 645.8812 | 116.8221 | 85.1417 | 78.5751 | 78.5751 | 33.8559 | 49.9532 | 645.8812 | 377.1603 | 147.8346 | 0 | 0 | 0 | 78.7992 | 95.5015 | 76.1795 | 358.5901 | 92.0986 | 0 | 67.4269 | 49.9532 | 12.5934 | 65.3387 | 26.67 | 0 | 0 | 0 | 87.2819 | 0 | 0 | 139.2573 | 0 | 32.3484 | 0 | 0 | 202.422 | 84.3287 | 26.67 | 29.7802 | 29.7802 | 69.809 | 141.163 | 190.3313 | 137.7276 | 293.2171 | 181.38 | 111.3099 | 259.2617 | 235.6897 | 151.7154 | 145.2182 | 379.0581 | 179.2287 | 185.084 | 88.6152 | 83.9054 | 185.4888 | 204.1211 | 74.6795 | 83.9054 | 83.9054 | 147.0721 | 88.6152 | 88.6152 | 88.6152 | 165.3688 | 165.1676 | 165.44 | 132.3217 | 132.3217 | 102.95 | 171.3873 | 430.4711 | 151.964 | 104.4993 | 564.1682 | 173.7742 | 104.4993 | 389.5868 | 878.2635 | 142.3949 | 530.0694 | 385.9359 | 173.7742 | 104.6625 | 62.49 | 213.7122 | 53.4486 | 53.4486 | 53.4486 | 163.7915 | 195.6978 | 74.1711 | 123.2277 | 218.7797 | 207.1981 | 114.8012 | 114.8012 | 123.2732 | 359.7281 | 53.4486 | 407.7027 | 219.4117 | 369.7399 | 138.6136 | 115.645 | 325.6272 | 93.807 | 174.6469 | 93.807 | 234.4762 | 80.7217 | 107.9274 | 64.8734 | 64.8734 | 80.7217 | 310.3409 | 266.7573 | 147.4233 | 202.6728 | 114.5376 | 80.7217 | 744.198 | 185.046 | 198.9875 | 453.7955 | 718.5036 | 89.141 | 97.3321 | 161.4331 | 331.2495 | 97.3321 | 57.6712 | 130.4904 | 102.0031 | 92.9938 | 111.001 | 55.3477 | 55.3477 | 90.3163 | 53.7356 | 153.006 | 233.6474 | 108.0394 | 174.6469 | 100.4574 | 216.0245 | 178.4627 | 108.0394 | 100.4574 | 82.2887 | 245.7761 | 175.235 | 51.1927 | 29.5533 | 368.034 | 78.0345 | 265.012 | 78.9111 | 363.4726 | 853.4602 | 43.4627 | 277.8524 | 245.7761 | 353.3583 | 78.9111 | 32.3484 | 327.1021 | 267.228 | 193.7993 | 202.4924 | 0 | 83.9054 | 150.3376 | 412.081 | 0 | 89.141 | 119.391 | 185.4888 | 80.6695 | 124.1009 | 185.2226 | 78.8469 | 0 | 0 | 0 | 0 | 0 | 0 | 0 | 0 | 84.3287 | 0 | 155.5422 | 201.351 | 228.0781 | 150.3756 | 0 | 164.558 | 52.0286 | 43.3733 | 23.9729 | 723.3576 | 38.6741 | 117.1326 | 51.0342 | 51.0342 | 95.2478 | 32.9066 | 52.0286 | 38.6741 | 35.4523 | 35.4523 | 59.9396 | 0 | 0 | 0 | 0 | 32.9066 | 32.9066 | 32.9066 | 53.3955 | 35.4523 | 113.899 | 0 | 0 | 23.1201 | 0 | 0 | 0 | 100.7048 | 43.9435 | 126.0866 | 55.8236 | 55.1136 | 23.1201 | 120.5274 | 161.0238 | 35.157 | 154.9324 | 130.1631 | 552.7533 | 113.1549 | 109.5725 | 135.0588 | 21.5221 | 26.1861 | 26.1861 | 21.5221 | 47.5543 | 79.0635 | 178.152 | 1664.091 | 135.0929 | 79.0635 | 74.4461 | 154.6689 | 105.2275 | 90.8043 | 88.2796 | 74.4461 | 160.2698 | 68.1672 | 43.9435 | 43.9435 | 152.8162 | 103.8887 | 0 | 0 | 0 | 26.1861 | 26.1861 | 29.8379 | 0 | 0 | 0 | 0 | 0 | 0 | 21.5221 | 43.9435 | 149.2721 | 26.1861 | 33.4466 | 68.5922 | 0 | 0 | 0 | 0 | 0 | 0 | 0 | 0 | 0 | 0 | 0 | 0 | 0 | 0 | 0 | 0 | 0 | 0 | 0 | 0 | 0 | 0 | 0 | 0 | 0 | 0 | 0 | 0 | 0 | 0 | 0 | 0 | 0 | 0 | 0 | 0 | 0 | 0 | 0 | 0 | 0 | 0 | 0 | 0 | 0 | 0 | 0 | 0 | 0 | 0 | 0 | 0 | 0 | 0 | 0 | 0 | 0 | 0 | 0 | 0 | 0 | 0 | 0 | 0 | 0 | 0 | 0 | 0 | 0 | 0 | 0 | 0 | 0 | 0 | 0 | 0 | 0 | 0 | 0 | 0 | 0 | 0 | 0 | 0 | 0 | 0 | 0 | 0 | 0 | 0 | 0 | 0 | 0 | 0 | 0 | 0 | 0 | 0 | 0 | 0 | 0 | 0 | 0 | 0 | 0 | 0 | 0 | 0 | 0 | 2017-01-03 22:00
t0072 | 0 | 119.4896 | 323.1269 | 140.5302 | 37.1181 | 255.17 | 37.1181 | 549.468 | 58.7024 | 58.7024 | 1813.431 | 65.0996 | 78.8804 | 321.226 | 390.5628 | 57.8857 | 72.8693 | 338.7247 | 212.8534 | 343.2691 | 0 | 0 | 399.3261 | 35.2213 | 35.2213 | 35.2213 | 80.9845 | 155.1426 | 264.8941 | 120.8594 | 322.028 | 84.65 | 234.3187 | 213.1919 | 265.3554 | 258.8378 | 135.8187 | 561.7502 | 347.4446 | 94.0193 | 212.6493 | 262.0456 | 105.956 | 225.1089 | 413.7276 | 105.956 | 43.2336 | 280.4992 | 756.4965 | 159.005 | 174.567 | 93.2088 | 175.9285 | 43.2336 | 165.6767 | 278.1106 | 96.1872 | 329.7064 | 34.5665 | 175.5583 | 34.5665 | 105.956 | 155.1426 | 61.146 | 413.7276 | 0 | 0 | 0 | 0 | 0 | 0 | 0 | 0 | 156.6294 | 0 | 0 | 0 | 0 | 242.9536 | 273.0569 | 26.1877 | 31.6697 | 223.5712 | 148.4074 | 11.7237 | 79.3382 | 89.1453 | 253.7443 | 146.0398 | 199.1238 | 92.5124 | 26.1877 | 259.7172 | 43.1418 | 245.0813 | 119.8091 | 150.6682 | 45.8231 | 86.1029 | 458.7865 | 22.0891 | 145.4787 | 145.4058 | 11.7237 | 11.7237 | 61.1078 | 112.8126 | 61.5358 | 122.1253 | 145.096 | 80.3716 | 75.9887 | 592.572 | 107.6218 | 79.3382 | 73.6205 | 73.6205 | 31.5846 | 45.8953 | 592.572 | 349.2228 | 139.04 | 0 | 0 | 0 | 73.9275 | 89.1453 | 71.4624 | 334.3746 | 86.1029 | 0 | 63.2497 | 45.8953 | 11.7237 | 60.4178 | 24.6468 | 0 | 0 | 0 | 81.8879 | 0 | 0 | 130.2808 | 0 | 29.9451 | 0 | 0 | 190.1529 | 80.1784 | 24.6468 | 27.8774 | 27.8774 | 64.531 | 131.2649 | 176.4735 | 128.5449 | 274.9671 | 170.9149 | 104.1684 | 243.2911 | 219.3761 | 140.7738 | 135.9054 | 350.7397 | 168.3112 | 171.0772 | 83.4627 | 78.8948 | 173.3073 | 189.2949 | 69.4598 | 78.8948 | 78.8948 | 136.007 | 83.4627 | 83.4627 | 83.4627 | 153.4433 | 155.2683 | 152.9583 | 123.1566 | 123.1566 | 95.7336 | 158.1383 | 404.0232 | 144.2852 | 96.4191 | 521.5039 | 162.9214 | 96.4191 | 355.5878 | 816.9933 | 131.4335 | 491.1759 | 360.3884 | 162.9214 | 97.357 | 58.2608 | 197.4542 | 50.1878 | 50.1878 | 50.1878 | 151.8757 | 179.9818 | 68.2236 | 117.5009 | 205.2144 | 195.7031 | 108.7014 | 108.7014 | 115.2238 | 342.2749 | 50.1878 | 378.4481 | 206.7456 | 348.1258 | 130.7426 | 108.6111 | 299.5891 | 87.7708 | 166.2432 | 87.7708 | 219.2613 | 74.9794 | 101.6179 | 61.146 | 61.146 | 74.9794 | 296.0677 | 253.2561 | 137.677 | 188.3364 | 108.5373 | 74.9794 | 712.1191 | 174.1027 | 184.7899 | 422.3226 | 666.2105 | 83.8709 | 91.7823 | 149.2772 | 309.3792 | 91.7823 | 53.9372 | 121.8602 | 96.3847 | 87.1846 | 103.1278 | 51.9695 | 51.9695 | 85.0068 | 50.0426 | 142.7624 | 219.4987 | 101.006 | 166.2432 | 93.9587 | 200.7486 | 168.0466 | 101.006 | 93.9587 | 76.3313 | 227.5002 | 165.1512 | 48.6292 | 27.4505 | 345.1599 | 72.7487 | 246.1103 | 73.4449 | 341.1846 | 803.577 | 40.7031 | 258.4625 | 227.5002 | 327.9488 | 73.4449 | 29.9451 | 318.329 | 248.3211 | 183.2562 | 193.2654 | 0 | 78.8948 | 141.1477 | 384.2213 | 0 | 83.8709 | 111.6526 | 173.3073 | 75.2726 | 114.4744 | 174.1287 | 73.1429 | 0 | 0 | 0 | 0 | 0 | 0 | 0 | 0 | 80.1784 | 0 | 146.8077 | 193.5347 | 211.7191 | 140.2704 | 0 | 152.5583 | 47.4677 | 40.3414 | 22.0891 | 663.4522 | 36.2498 | 107.9061 | 46.9761 | 46.9761 | 86.6277 | 30.3211 | 47.4677 | 36.2498 | 32.8342 | 32.8342 | 55.5768 | 0 | 0 | 0 | 0 | 30.3211 | 30.3211 | 30.3211 | 49.5385 | 32.8342 | 105.8359 | 0 | 0 | 21.3569 | 0 | 0 | 0 | 93.2719 | 41.6177 | 116.9086 | 53.2032 | 51.2682 | 21.3569 | 113.7254 | 148.0323 | 32.7402 | 146.4056 | 121.5391 | 517.9023 | 106.0488 | 102.7374 | 126.1503 | 20.1601 | 24.5627 | 24.5627 | 20.1601 | 43.8478 | 73.5339 | 165.9609 | 1542.8542 | 123.897 | 73.5339 | 69.393 | 142.1461 | 96.9614 | 83.6454 | 81.1455 | 69.393 | 147.5699 | 63.3036 | 41.6177 | 41.6177 | 141.8651 | 95.7976 | 0 | 0 | 0 | 24.5627 | 24.5627 | 27.5938 | 0 | 0 | 0 | 0 | 0 | 0 | 20.1601 | 41.6177 | 138.1712 | 24.5627 | 31.276 | 63.3042 | 0 | 0 | 0 | 0 | 0 | 0 | 0 | 0 | 0 | 0 | 0 | 0 | 0 | 0 | 0 | 0 | 0 | 0 | 0 | 0 | 0 | 0 | 0 | 0 | 0 | 0 | 0 | 0 | 0 | 0 | 0 | 0 | 0 | 0 | 0 | 0 | 0 | 0 | 0 | 0 | 0 | 0 | 0 | 0 | 0 | 0 | 0 | 0 | 0 | 0 | 0 | 0 | 0 | 0 | 0 | 0 | 0 | 0 | 0 | 0 | 0 | 0 | 0 | 0 | 0 | 0 | 0 | 0 | 0 | 0 | 0 | 0 | 0 | 0 | 0 | 0 | 0 | 0 | 0 | 0 | 0 | 0 | 0 | 0 | 0 | 0 | 0 | 0 | 0 | 0 | 0 | 0 | 0 | 0 | 0 | 0 | 0 | 0 | 0 | 0 | 0 | 0 | 0 | 0 | 0 | 0 | 0 | 0 | 0 | 2017-01-03 23:00
t0073 | 0 | 118.4922 | 307.1896 | 139.0722 | 34.68 | 240.7812 | 34.68 | 580.8115 | 55.9989 | 55.9989 | 1768.6087 | 59.9446 | 77.3567 | 322.9789 | 388.7706 | 57.6699 | 70.2613 | 329.6085 | 205.3422 | 347.8689 | 0 | 0 | 381.6765 | 34.2301 | 34.2301 | 34.2301 | 80.3658 | 152.9367 | 268.081 | 115.075 | 313.3539 | 81.0993 | 235.0627 | 214.79 | 259.5379 | 249.7967 | 134.373 | 585.1942 | 352.0625 | 92.7343 | 216.4265 | 256.6402 | 105.457 | 223.7858 | 418.4615 | 105.457 | 42.6381 | 276.7132 | 751.7504 | 159.8406 | 169.8901 | 90.0646 | 175.6209 | 42.6381 | 163.2741 | 280.6056 | 95.328 | 319.6672 | 33.0441 | 177.3355 | 33.0441 | 105.457 | 152.9367 | 59.9157 | 418.4615 | 0 | 0 | 0 | 0 | 0 | 0 | 0 | 0 | 153.7025 | 0 | 0 | 0 | 0 | 238.5017 | 265.5956 | 25.5772 | 29.4068 | 208.7429 | 142.9294 | 11.0759 | 75.1633 | 84.7661 | 245.0957 | 142.8938 | 195.0809 | 85.7288 | 25.5772 | 242.7615 | 40.8486 | 234.7687 | 113.5232 | 145.6919 | 43.7192 | 82.3374 | 435.7648 | 20.2317 | 140.2383 | 137.287 | 11.0759 | 11.0759 | 57.0348 | 110.7208 | 58.7399 | 116.3137 | 141.4822 | 73.0883 | 66.4227 | 540.1169 | 98.5923 | 75.1633 | 70.8138 | 70.8138 | 30.017 | 41.79 | 540.1169 | 326.2868 | 135.1194 | 0 | 0 | 0 | 71.3482 | 84.7661 | 68.9889 | 317.8272 | 82.3374 | 0 | 61.0419 | 41.79 | 11.0759 | 56.1628 | 22.8327 | 0 | 0 | 0 | 79.1751 | 0 | 0 | 125.01 | 0 | 27.817 | 0 | 0 | 184.4831 | 80.3298 | 22.8327 | 26.7681 | 26.7681 | 59.6581 | 123.7626 | 165.2071 | 122.3973 | 266.2727 | 167.2929 | 100.0684 | 235.3832 | 208.428 | 132.0054 | 130.4946 | 329.2655 | 163.2778 | 158.6085 | 81.7411 | 76.8332 | 166.0204 | 177.0505 | 65.559 | 76.8332 | 76.8332 | 126.5576 | 81.7411 | 81.7411 | 81.7411 | 143.8913 | 151.1817 | 142.0124 | 116.4477 | 116.4477 | 90.335 | 146.4583 | 391.5077 | 144.2953 | 89.0341 | 489.9 | 157.58 | 89.0341 | 320.6753 | 777.8389 | 121.3108 | 460.5703 | 344.5097 | 157.58 | 92.1121 | 55.3623 | 182.6563 | 48.6229 | 48.6229 | 48.6229 | 141.99 | 164.9274 | 62.3039 | 118.5737 | 198.3568 | 192.7591 | 107.8285 | 107.8285 | 110.4183 | 343.5231 | 48.6229 | 355.8209 | 202.3656 | 340.033 | 128.2882 | 105.2427 | 275.8798 | 84.2646 | 167.3073 | 84.2646 | 210.6048 | 70.6272 | 99.4318 | 59.9157 | 59.9157 | 70.6272 | 299.8493 | 253.052 | 131.7407 | 177.734 | 107.9539 | 70.6272 | 726.9273 | 169.6983 | 174.5325 | 401.1683 | 629.8324 | 81.7588 | 90.0145 | 138.6561 | 295.945 | 90.0145 | 51.6384 | 116.4484 | 95.065 | 84.1443 | 97.0326 | 50.4179 | 50.4179 | 83.037 | 47.4284 | 136.7356 | 213.4731 | 96.7177 | 167.3073 | 90.2084 | 189.6945 | 164.1357 | 96.7177 | 90.2084 | 71.4094 | 212.8953 | 161.8602 | 48.5759 | 25.7519 | 333.3335 | 69.0802 | 231.544 | 69.4315 | 330.0321 | 787.6399 | 39.1004 | 243.4995 | 212.8953 | 308.7333 | 69.4315 | 27.817 | 338.7141 | 233.9716 | 181.3637 | 195.7806 | 0 | 76.8332 | 136.6092 | 369.6084 | 0 | 81.7588 | 107.1143 | 166.0204 | 71.9872 | 105.2316 | 169.2425 | 68.5234 | 0 | 0 | 0 | 0 | 0 | 0 | 0 | 0 | 80.3298 | 0 | 144.3249 | 199.484 | 199.5529 | 133.9761 | 0 | 142.6969 | 42.3088 | 38.0454 | 20.2317 | 603.7677 | 34.9473 | 99.4627 | 42.9811 | 42.9811 | 76.497 | 27.8572 | 42.3088 | 34.9473 | 30.5477 | 30.5477 | 51.921 | 0 | 0 | 0 | 0 | 27.8572 | 27.8572 | 27.8572 | 46.3938 | 30.5477 | 99.5647 | 0 | 0 | 19.8528 | 0 | 0 | 0 | 86.9564 | 41.3068 | 109.5115 | 53.787 | 48.395 | 19.8528 | 111.6779 | 135.7224 | 30.9597 | 144.534 | 116.153 | 500.7647 | 102.2593 | 99.1979 | 120.5575 | 19.4187 | 23.7368 | 23.7368 | 19.4187 | 40.3764 | 69.4655 | 157.3087 | 1454.9901 | 112.4694 | 69.4655 | 65.9887 | 130.5842 | 89.133 | 76.6413 | 74.0498 | 65.9887 | 135.4989 | 59.678 | 41.3068 | 41.3068 | 133.1256 | 88.4988 | 0 | 0 | 0 | 23.7368 | 23.7368 | 25.616 | 0 | 0 | 0 | 0 | 0 | 0 | 19.4187 | 41.3068 | 128.8818 | 23.7368 | 29.9718 | 58.3483 | 0 | 0 | 0 | 0 | 0 | 0 | 0 | 0 | 0 | 0 | 0 | 0 | 0 | 0 | 0 | 0 | 0 | 0 | 0 | 0 | 0 | 0 | 0 | 0 | 0 | 0 | 0 | 0 | 0 | 0 | 0 | 0 | 0 | 0 | 0 | 0 | 0 | 0 | 0 | 0 | 0 | 0 | 0 | 0 | 0 | 0 | 0 | 0 | 0 | 0 | 0 | 0 | 0 | 0 | 0 | 0 | 0 | 0 | 0 | 0 | 0 | 0 | 0 | 0 | 0 | 0 | 0 | 0 | 0 | 0 | 0 | 0 | 0 | 0 | 0 | 0 | 0 | 0 | 0 | 0 | 0 | 0 | 0 | 0 | 0 | 0 | 0 | 0 | 0 | 0 | 0 | 0 | 0 | 0 | 0 | 0 | 0 | 0 | 0 | 0 | 0 | 0 | 0 | 0 | 0 | 0 | 0 | 0 | 0 | 2017-01-04
t0074 | 0 | 119.5062 | 296.7182 | 139.9977 | 32.8759 | 230.7213 | 32.8759 | 621.4011 | 54.2732 | 54.2732 | 1753.3774 | 55.8937 | 77.1783 | 330.1252 | 393.6011 | 58.4404 | 68.8928 | 326.2364 | 201.4474 | 358.2804 | 0 | 0 | 370.7595 | 33.8393 | 33.8393 | 33.8393 | 81.1188 | 153.3575 | 275.7467 | 111.2687 | 310.0777 | 78.9826 | 239.7761 | 220 | 258.2317 | 245.1493 | 135.2384 | 618.0811 | 362.4921 | 93.0449 | 223.7977 | 255.6542 | 106.7489 | 226.2692 | 430.0222 | 106.7489 | 42.7818 | 277.6831 | 759.8 | 163.3695 | 168.1521 | 88.5084 | 178.2943 | 42.7818 | 163.6881 | 287.8122 | 96.1046 | 315.1787 | 32.1118 | 182.0849 | 32.1118 | 106.7489 | 153.3575 | 59.7215 | 430.0222 | 0 | 0 | 0 | 0 | 0 | 0 | 0 | 0 | 153.4361 | 0 | 0 | 0 | 0 | 238.1612 | 262.7794 | 25.415 | 27.6924 | 197.7116 | 139.9953 | 10.6294 | 72.3503 | 81.9248 | 240.7381 | 142.2232 | 194.4199 | 80.5304 | 25.415 | 230.1717 | 39.2981 | 228.6154 | 109.2955 | 143.2964 | 42.403 | 80.048 | 420.5082 | 18.7567 | 137.4856 | 131.6615 | 10.6294 | 10.6294 | 54.0063 | 110.5467 | 56.9991 | 112.5958 | 140.3333 | 67.1544 | 58.1121 | 497.5793 | 91.4202 | 72.3503 | 69.2698 | 69.2698 | 28.9918 | 38.4706 | 497.5793 | 309.2395 | 133.5832 | 0 | 0 | 0 | 70.0379 | 81.9248 | 67.7389 | 306.9828 | 80.048 | 0 | 59.9182 | 38.4706 | 10.6294 | 52.9326 | 21.4399 | 0 | 0 | 0 | 77.8567 | 0 | 0 | 121.9567 | 0 | 26.2056 | 0 | 0 | 182.0509 | 81.8431 | 21.4399 | 26.1354 | 26.1354 | 55.9023 | 118.503 | 156.9421 | 118.4501 | 262.1983 | 166.5729 | 97.7392 | 231.6165 | 201.1431 | 125.636 | 127.4002 | 313.5245 | 161.0998 | 149.0615 | 81.4244 | 76.1071 | 161.6576 | 168.0465 | 62.8429 | 76.1071 | 76.1071 | 119.4069 | 81.4244 | 81.4244 | 81.4244 | 136.9539 | 149.718 | 133.6703 | 111.8402 | 111.8402 | 86.5665 | 137.4309 | 385.8334 | 146.7354 | 83.2878 | 466.6814 | 154.9838 | 83.2878 | 291.5921 | 752.0896 | 113.4372 | 438.1913 | 334.7277 | 154.9838 | 88.5115 | 53.4568 | 171.2456 | 47.9137 | 47.9137 | 47.9137 | 134.7051 | 152.9089 | 57.5545 | 121.6439 | 194.9888 | 193.1372 | 108.7954 | 108.7954 | 107.5636 | 350.5886 | 47.9137 | 339.5972 | 201.4945 | 337.8501 | 128.0547 | 103.729 | 257.1371 | 82.251 | 171.1739 | 82.251 | 205.641 | 67.5438 | 98.9561 | 59.7215 | 59.7215 | 67.5438 | 308.6062 | 257.1268 | 128.1255 | 170.3089 | 109.202 | 67.5438 | 753.6857 | 168.2519 | 167.3541 | 387.0589 | 604.2824 | 81.0711 | 89.8046 | 130.5763 | 287.7408 | 89.8046 | 50.2637 | 113.1033 | 95.3794 | 82.5877 | 92.6964 | 49.7463 | 49.7463 | 82.5033 | 45.6651 | 133.0775 | 211.1448 | 94.1503 | 171.1739 | 88.048 | 182.0079 | 163.0814 | 94.1503 | 88.048 | 67.797 | 202.0835 | 161.362 | 49.3511 | 24.5263 | 327.3888 | 66.6545 | 221.1546 | 66.6723 | 324.7142 | 785.12 | 38.1959 | 232.9883 | 202.0835 | 295.0227 | 66.6723 | 26.2056 | 364.4289 | 223.841 | 182.5554 | 201.5579 | 0 | 76.1071 | 134.4845 | 361.179 | 0 | 81.0711 | 104.4691 | 161.6576 | 69.9604 | 97.9667 | 167.3245 | 65.1517 | 0 | 0 | 0 | 0 | 0 | 0 | 0 | 0 | 81.8431 | 0 | 144.3344 | 208.7042 | 190.9299 | 130.0315 | 0 | 135.4363 | 37.9646 | 36.4399 | 18.7567 | 555.2213 | 34.2631 | 92.8308 | 39.7926 | 39.7926 | 67.8524 | 25.9114 | 37.9646 | 34.2631 | 28.8274 | 28.8274 | 49.2196 | 0 | 0 | 0 | 0 | 25.9114 | 25.9114 | 25.9114 | 44.0969 | 28.8274 | 95.1034 | 0 | 0 | 18.7062 | 0 | 0 | 0 | 82.235 | 41.7003 | 104.0978 | 55.2616 | 46.3972 | 18.7062 | 111.564 | 125.8903 | 29.7416 | 145.135 | 112.824 | 492.2958 | 100.2741 | 97.4053 | 117.1086 | 19.0198 | 23.329 | 23.329 | 19.0198 | 37.6531 | 66.6455 | 151.4885 | 1392.4736 | 103.1432 | 66.6455 | 63.76 | 121.3706 | 82.9573 | 71.0778 | 68.3384 | 63.76 | 125.9319 | 57.1164 | 41.7003 | 41.7003 | 126.8109 | 82.8122 | 0 | 0 | 0 | 23.329 | 23.329 | 24.1097 | 0 | 0 | 0 | 0 | 0 | 0 | 19.0198 | 41.7003 | 121.9303 | 23.329 | 29.2001 | 54.4804 | 0 | 0 | 0 | 0 | 0 | 0 | 0 | 0 | 0 | 0 | 0 | 0 | 0 | 0 | 0 | 0 | 0 | 0 | 0 | 0 | 0 | 0 | 0 | 0 | 0 | 0 | 0 | 0 | 0 | 0 | 0 | 0 | 0 | 0 | 0 | 0 | 0 | 0 | 0 | 0 | 0 | 0 | 0 | 0 | 0 | 0 | 0 | 0 | 0 | 0 | 0 | 0 | 0 | 0 | 0 | 0 | 0 | 0 | 0 | 0 | 0 | 0 | 0 | 0 | 0 | 0 | 0 | 0 | 0 | 0 | 0 | 0 | 0 | 0 | 0 | 0 | 0 | 0 | 0 | 0 | 0 | 0 | 0 | 0 | 0 | 0 | 0 | 0 | 0 | 0 | 0 | 0 | 0 | 0 | 0 | 0 | 0 | 0 | 0 | 0 | 0 | 0 | 0 | 0 | 0 | 0 | 0 | 0 | 0 | 2017-01-04 01:00
t0075 | 0 | 122.4012 | 294.3366 | 143.3526 | 32.1798 | 227.536 | 32.1798 | 663.1052 | 53.8458 | 53.8458 | 1764.8063 | 53.9042 | 78.575 | 341.284 | 404.6967 | 60.1698 | 69.2031 | 329.8825 | 202.3946 | 372.8283 | 0 | 0 | 369.2196 | 34.214 | 34.214 | 34.214 | 83.2091 | 156.5446 | 286.6284 | 109.8759 | 312.9274 | 78.873 | 247.8329 | 228.0633 | 262.2444 | 246.3355 | 138.5253 | 653.8205 | 376.5041 | 95.0532 | 233.4829 | 259.5418 | 109.6938 | 232.3313 | 445.1951 | 109.6938 | 43.7552 | 283.6704 | 779.9718 | 169.0961 | 169.8414 | 89.079 | 183.6653 | 43.7552 | 167.1665 | 298.6535 | 98.5536 | 317.4127 | 32.0533 | 189.0687 | 32.0533 | 109.6938 | 156.5446 | 60.7008 | 445.1951 | 0 | 0 | 0 | 0 | 0 | 0 | 0 | 0 | 156.1842 | 0 | 0 | 0 | 0 | 242.343 | 265.7707 | 25.8114 | 27.0283 | 193.2036 | 140.6813 | 10.5174 | 71.7514 | 81.571 | 241.9131 | 144.4044 | 197.6541 | 78.289 | 25.8114 | 224.7138 | 38.9738 | 228.3441 | 108.4202 | 144.4385 | 42.3104 | 79.9834 | 416.8584 | 18.0718 | 138.2039 | 130.1663 | 10.5174 | 10.5174 | 52.8246 | 112.5527 | 56.8709 | 112.1336 | 142.1679 | 63.8377 | 52.6588 | 473.8119 | 88.0397 | 71.7514 | 69.5469 | 69.5469 | 28.829 | 36.7683 | 473.8119 | 301.9671 | 135.1956 | 0 | 0 | 0 | 70.5169 | 81.571 | 68.1866 | 304.9271 | 79.9834 | 0 | 60.3101 | 36.7683 | 10.5174 | 51.5054 | 20.8275 | 0 | 0 | 0 | 78.3906 | 0 | 0 | 122.0422 | 0 | 25.5679 | 0 | 0 | 183.7868 | 84.5537 | 20.8275 | 26.1885 | 26.1885 | 54.3371 | 116.9382 | 153.7719 | 117.9053 | 263.7198 | 169.2211 | 97.8767 | 233.3093 | 198.9635 | 123.3257 | 127.5888 | 305.7042 | 162.524 | 144.8812 | 82.6352 | 76.9811 | 161.3044 | 164.7219 | 62.0496 | 76.9811 | 76.9811 | 116.2178 | 82.6352 | 82.6352 | 82.6352 | 134.4375 | 151.3638 | 130.0127 | 110.6072 | 110.6072 | 85.4294 | 132.9797 | 388.7848 | 151.2053 | 80.5714 | 453.9622 | 155.8095 | 80.5714 | 273.433 | 742.9563 | 109.8382 | 428.7325 | 333.5758 | 155.8095 | 87.4185 | 53.0794 | 166.2448 | 48.3283 | 48.3283 | 48.3283 | 131.9985 | 146.6117 | 55.1881 | 126.3041 | 196.2344 | 197.1131 | 111.5547 | 111.5547 | 107.4251 | 362.6714 | 48.3283 | 333.6929 | 204.684 | 342.6667 | 130.3406 | 104.6704 | 246.8848 | 82.3305 | 177.1827 | 82.3305 | 205.574 | 66.4779 | 100.3604 | 60.7008 | 60.7008 | 66.4779 | 320.6472 | 264.9293 | 127.7109 | 167.7999 | 112.1315 | 66.4779 | 787.0021 | 170.402 | 164.6357 | 382.7317 | 592.3175 | 82.1101 | 91.3621 | 127.0558 | 286.8701 | 91.3621 | 50.2655 | 112.7304 | 97.4205 | 83.0278 | 91.2797 | 50.1719 | 50.1719 | 83.6176 | 45.2239 | 132.3788 | 213.1721 | 94.0737 | 177.1827 | 88.0611 | 179.3422 | 165.4403 | 94.0737 | 88.0611 | 66.4976 | 197.1954 | 163.9747 | 50.9059 | 24.1359 | 329.3723 | 66.1739 | 217.5538 | 65.9359 | 327.3006 | 796.237 | 38.31 | 230.1026 | 197.1954 | 289.7894 | 65.9359 | 25.5679 | 390.0901 | 220.5267 | 186.7036 | 209.5936 | 0 | 76.9811 | 135.6137 | 358.7216 | 0 | 82.1101 | 104.454 | 161.3044 | 69.6007 | 94.6798 | 169.1876 | 63.9149 | 0 | 0 | 0 | 0 | 0 | 0 | 0 | 0 | 84.5537 | 0 | 147.1014 | 219.5053 | 187.6376 | 129.2689 | 0 | 132.6577 | 35.5002 | 35.9787 | 18.0718 | 528.1888 | 34.429 | 89.4338 | 38.235 | 38.235 | 62.7813 | 24.9712 | 35.5002 | 34.429 | 28.1613 | 28.1613 | 48.2248 | 0 | 0 | 0 | 0 | 24.9712 | 24.9712 | 24.9712 | 43.2713 | 28.1613 | 93.6824 | 0 | 0 | 18.1555 | 0 | 0 | 0 | 80.3499 | 42.7754 | 102.002 | 57.3176 | 45.8256 | 18.1555 | 113.6386 | 120.5834 | 29.4522 | 148.249 | 112.4195 | 494.2362 | 100.7321 | 97.944 | 116.7723 | 19.0852 | 23.4787 | 23.4787 | 19.0852 | 36.3563 | 65.7978 | 150.1353 | 1364.5289 | 98.0797 | 65.7978 | 63.2792 | 116.1795 | 79.9542 | 68.4343 | 65.4067 | 63.2792 | 121.1297 | 56.186 | 42.7754 | 42.7754 | 124.629 | 79.9902 | 0 | 0 | 0 | 23.4787 | 23.4787 | 23.4648 | 0 | 0 | 0 | 0 | 0 | 0 | 19.0852 | 42.7754 | 118.9621 | 23.4787 | 29.1904 | 52.731 | 0 | 0 | 0 | 0 | 0 | 0 | 0 | 0 | 0 | 0 | 0 | 0 | 0 | 0 | 0 | 0 | 0 | 0 | 0 | 0 | 0 | 0 | 0 | 0 | 0 | 0 | 0 | 0 | 0 | 0 | 0 | 0 | 0 | 0 | 0 | 0 | 0 | 0 | 0 | 0 | 0 | 0 | 0 | 0 | 0 | 0 | 0 | 0 | 0 | 0 | 0 | 0 | 0 | 0 | 0 | 0 | 0 | 0 | 0 | 0 | 0 | 0 | 0 | 0 | 0 | 0 | 0 | 0 | 0 | 0 | 0 | 0 | 0 | 0 | 0 | 0 | 0 | 0 | 0 | 0 | 0 | 0 | 0 | 0 | 0 | 0 | 0 | 0 | 0 | 0 | 0 | 0 | 0 | 0 | 0 | 0 | 0 | 0 | 0 | 0 | 0 | 0 | 0 | 0 | 0 | 0 | 0 | 0 | 0 | 2017-01-04 02:00
t0076 | 0 | 125.892 | 297.9164 | 147.5927 | 32.3925 | 229.6968 | 32.3925 | 696.1095 | 54.3624 | 54.3624 | 1789.8989 | 53.7489 | 80.7308 | 352.5646 | 417.5249 | 62.1644 | 70.5801 | 337.4381 | 206.4007 | 386.8885 | 0 | 0 | 374.2814 | 35.0249 | 35.0249 | 35.0249 | 85.7293 | 160.8743 | 297.218 | 110.3141 | 319.1703 | 80.1376 | 256.33 | 236.2364 | 268.957 | 251.191 | 142.7185 | 683.3498 | 389.67 | 97.7566 | 242.5385 | 265.8043 | 113.0834 | 239.4291 | 459.1194 | 113.0834 | 45.0783 | 291.6941 | 803.7388 | 175.015 | 173.4285 | 90.965 | 189.6458 | 45.0783 | 171.9398 | 309.5069 | 101.5871 | 323.613 | 32.6021 | 195.9851 | 32.6021 | 113.0834 | 160.8743 | 62.2497 | 459.1194 | 0 | 0 | 0 | 0 | 0 | 0 | 0 | 0 | 160.3533 | 0 | 0 | 0 | 0 | 248.6204 | 272.0246 | 26.5013 | 27.2374 | 194.1072 | 143.6921 | 10.6595 | 72.8025 | 83.0107 | 246.5329 | 148.0159 | 202.7948 | 78.5656 | 26.5013 | 225.2246 | 39.5644 | 232.0995 | 110.0381 | 147.7455 | 43.0785 | 81.4552 | 421.8207 | 18.0841 | 141.1297 | 131.8287 | 10.6595 | 10.6595 | 53.1637 | 115.5845 | 57.8746 | 114.0014 | 145.6073 | 63.0064 | 50.302 | 467.8146 | 88.0182 | 72.8025 | 71.0096 | 71.0096 | 29.2934 | 36.5479 | 467.8146 | 302.8572 | 138.6066 | 0 | 0 | 0 | 72.1166 | 83.0107 | 69.6947 | 309.2992 | 81.4552 | 0 | 61.652 | 36.5479 | 10.6595 | 51.6125 | 20.8829 | 0 | 0 | 0 | 80.0609 | 0 | 0 | 124.2347 | 0 | 25.7422 | 0 | 0 | 187.9601 | 87.4665 | 20.8829 | 26.6973 | 26.6973 | 54.6319 | 118.2372 | 154.7561 | 119.8044 | 268.6051 | 173.5496 | 99.6509 | 238.3228 | 200.6254 | 124.2841 | 129.9633 | 304.6504 | 166.0566 | 145.2821 | 84.5877 | 78.7333 | 163.7083 | 166.0121 | 62.7391 | 78.7333 | 78.7333 | 116.3996 | 84.5877 | 84.5877 | 84.5877 | 135.4807 | 154.7198 | 130.3443 | 111.9424 | 111.9424 | 86.3291 | 132.5641 | 396.8686 | 156.0158 | 80.5094 | 450.4805 | 158.7285 | 80.5094 | 266.4001 | 746.3899 | 109.9542 | 429.9408 | 338.4719 | 158.7285 | 88.2493 | 53.8231 | 166.7388 | 49.4136 | 49.4136 | 49.4136 | 133.0192 | 145.5541 | 54.9766 | 130.9981 | 200.3221 | 202.6263 | 114.8976 | 114.8976 | 109.142 | 375.4457 | 49.4136 | 336.0399 | 209.8979 | 351.1274 | 133.8166 | 107.0734 | 244.4776 | 83.808 | 183.2632 | 83.808 | 208.7817 | 67.0056 | 102.6971 | 62.2497 | 62.2497 | 67.0056 | 332.1345 | 273.4704 | 129.5243 | 169.1392 | 115.5234 | 67.0056 | 817.0834 | 174.5009 | 165.4484 | 385.7878 | 591.4826 | 84.0825 | 93.7631 | 127.4094 | 291.1086 | 93.7631 | 51.2079 | 114.443 | 100.1665 | 84.7219 | 92.1616 | 51.2392 | 51.2392 | 85.5841 | 45.7754 | 133.7516 | 217.6414 | 95.7037 | 183.2632 | 89.53 | 180.6003 | 169.5796 | 95.7037 | 89.53 | 67.0696 | 197.295 | 168.0853 | 52.6431 | 24.4067 | 336.2931 | 67.1246 | 219.3365 | 66.7398 | 334.7034 | 813.7346 | 39.0965 | 233.1013 | 197.295 | 291.3535 | 66.7398 | 25.7422 | 409.8638 | 222.5572 | 191.8785 | 217.3271 | 0 | 78.7333 | 138.7113 | 360.3419 | 0 | 84.0825 | 106.2129 | 163.7083 | 70.4177 | 94.8629 | 173.2024 | 64.404 | 0 | 0 | 0 | 0 | 0 | 0 | 0 | 0 | 87.4665 | 0 | 151.1096 | 228.9347 | 188.6027 | 130.7769 | 0 | 133.5403 | 34.8683 | 36.4008 | 18.0841 | 521.5336 | 35.1355 | 88.949 | 38.1394 | 38.1394 | 61.2783 | 24.9246 | 34.8683 | 35.1355 | 28.3682 | 28.3682 | 48.6199 | 0 | 0 | 0 | 0 | 24.9246 | 24.9246 | 24.9246 | 43.633 | 28.3682 | 94.6498 | 0 | 0 | 18.1225 | 0 | 0 | 0 | 80.8158 | 44.0667 | 102.6112 | 59.2876 | 46.3515 | 18.1225 | 116.7298 | 119.4644 | 29.8637 | 152.3425 | 114.0693 | 502.5823 | 102.7414 | 99.939 | 118.6143 | 19.4496 | 23.9726 | 23.9726 | 19.4496 | 36.3175 | 66.4703 | 152.1198 | 1364.9114 | 97.0218 | 66.4703 | 64.0813 | 114.7675 | 79.773 | 68.3827 | 65.0161 | 64.0813 | 120.6147 | 56.5485 | 44.0667 | 44.0667 | 125.7475 | 79.7112 | 0 | 0 | 0 | 23.9726 | 23.9726 | 23.5499 | 0 | 0 | 0 | 0 | 0 | 0 | 19.4496 | 44.0667 | 119.334 | 23.9726 | 29.699 | 52.822 | 0 | 0 | 0 | 0 | 0 | 0 | 0 | 0 | 0 | 0 | 0 | 0 | 0 | 0 | 0 | 0 | 0 | 0 | 0 | 0 | 0 | 0 | 0 | 0 | 0 | 0 | 0 | 0 | 0 | 0 | 0 | 0 | 0 | 0 | 0 | 0 | 0 | 0 | 0 | 0 | 0 | 0 | 0 | 0 | 0 | 0 | 0 | 0 | 0 | 0 | 0 | 0 | 0 | 0 | 0 | 0 | 0 | 0 | 0 | 0 | 0 | 0 | 0 | 0 | 0 | 0 | 0 | 0 | 0 | 0 | 0 | 0 | 0 | 0 | 0 | 0 | 0 | 0 | 0 | 0 | 0 | 0 | 0 | 0 | 0 | 0 | 0 | 0 | 0 | 0 | 0 | 0 | 0 | 0 | 0 | 0 | 0 | 0 | 0 | 0 | 0 | 0 | 0 | 0 | 0 | 0 | 0 | 0 | 0 | 2017-01-04 03:00
t0077 | 0 | 132.5551 | 310.372 | 155.431 | 33.6009 | 238.8367 | 33.6009 | 742.3356 | 56.6038 | 56.6038 | 1871.6713 | 55.434 | 84.8752 | 372.3094 | 440.2792 | 65.5911 | 73.8654 | 353.8911 | 216.0127 | 409.5064 | 0 | 0 | 390.4091 | 36.7382 | 36.7382 | 36.7382 | 90.3294 | 169.2364 | 314.4728 | 114.5906 | 334.3721 | 83.6865 | 270.7438 | 249.7537 | 282.4993 | 262.8919 | 150.3306 | 726.8062 | 412.058 | 102.8724 | 256.9094 | 279.0794 | 119.2115 | 252.344 | 484.7972 | 119.2115 | 47.4671 | 306.9472 | 847.0362 | 184.9379 | 181.7692 | 95.2665 | 200.0966 | 47.4671 | 180.9294 | 327.3173 | 107.0431 | 338.8404 | 34.0509 | 207.3016 | 34.0509 | 119.2115 | 169.2364 | 65.3948 | 484.7972 | 0 | 0 | 0 | 0 | 0 | 0 | 0 | 0 | 168.5516 | 0 | 0 | 0 | 0 | 261.2677 | 285.3399 | 27.8429 | 28.2423 | 201.1791 | 150.4439 | 11.1022 | 75.8851 | 86.6616 | 257.9841 | 155.4422 | 213.0742 | 81.3081 | 27.8429 | 233.2461 | 41.2446 | 242.4113 | 114.7115 | 154.8419 | 44.9997 | 85.1187 | 439.3654 | 18.6631 | 147.7639 | 137.2553 | 11.1022 | 11.1022 | 55.1353 | 121.5064 | 60.448 | 118.9944 | 152.8119 | 64.5921 | 50.4957 | 479.8329 | 90.8052 | 75.8851 | 74.3255 | 74.3255 | 30.5623 | 37.5834 | 479.8329 | 313.7086 | 145.4665 | 0 | 0 | 0 | 75.5584 | 86.6616 | 73.0081 | 322.488 | 85.1187 | 0 | 64.584 | 37.5834 | 11.1022 | 53.4067 | 21.6036 | 0 | 0 | 0 | 83.8568 | 0 | 0 | 129.8529 | 0 | 26.6838 | 0 | 0 | 197.0466 | 92.3791 | 21.6036 | 27.9219 | 27.9219 | 56.5622 | 123.0049 | 160.5582 | 125.0221 | 281.1025 | 182.3012 | 104.1774 | 249.6567 | 208.6959 | 129.04 | 135.8836 | 314.9743 | 174.0209 | 150.3182 | 88.7963 | 82.5751 | 170.884 | 172.3111 | 65.2778 | 82.5751 | 82.5751 | 120.4385 | 88.7963 | 88.7963 | 88.7963 | 140.6653 | 162.2312 | 134.8777 | 116.5404 | 116.5404 | 89.7997 | 136.8196 | 415.7094 | 164.5989 | 83.137 | 465.0072 | 166.1041 | 83.137 | 271.2761 | 775.5065 | 113.6177 | 445.5364 | 353.1906 | 166.1041 | 91.7918 | 56.1093 | 172.4791 | 51.7897 | 51.7897 | 51.7897 | 138.0531 | 149.7483 | 56.6092 | 138.5776 | 209.7763 | 213.164 | 121.0445 | 121.0445 | 113.9765 | 396.7037 | 51.7897 | 348.9205 | 220.4742 | 368.6341 | 140.6557 | 112.2447 | 251.4459 | 87.6028 | 193.6283 | 87.6028 | 218.058 | 69.6147 | 107.783 | 65.3948 | 65.3948 | 69.6147 | 351.3043 | 288.5339 | 135.1483 | 175.7699 | 121.7478 | 69.6147 | 865.5559 | 183.1181 | 171.7515 | 401.2409 | 612.5792 | 88.2347 | 98.5364 | 131.8608 | 303.8026 | 98.5364 | 53.5252 | 119.4375 | 105.3986 | 88.6915 | 95.7997 | 53.688 | 53.688 | 89.8139 | 47.6719 | 139.3742 | 228.0788 | 99.9837 | 193.6283 | 93.5404 | 187.6417 | 178.0553 | 99.9837 | 93.5404 | 69.637 | 204.2121 | 176.5529 | 55.5779 | 25.3756 | 352.1533 | 69.9792 | 227.8644 | 69.4828 | 350.7579 | 853.7838 | 40.9085 | 242.654 | 204.2121 | 302.3801 | 69.4828 | 26.6838 | 437.4249 | 231.3441 | 201.9366 | 229.9602 | 0 | 82.5751 | 145.3854 | 374.85 | 0 | 88.2347 | 110.9673 | 170.884 | 73.4027 | 98.0007 | 181.6786 | 66.8574 | 0 | 0 | 0 | 0 | 0 | 0 | 0 | 0 | 92.3791 | 0 | 158.8964 | 243.1045 | 195.7517 | 136.2958 | 0 | 138.545 | 35.5559 | 37.8789 | 18.6631 | 534.8131 | 36.7788 | 91.6577 | 39.3042 | 39.3042 | 62.2169 | 25.708 | 35.5559 | 36.7788 | 29.4181 | 29.4181 | 50.4639 | 0 | 0 | 0 | 0 | 25.708 | 25.708 | 25.708 | 45.3054 | 29.4181 | 98.4092 | 0 | 0 | 18.7236 | 0 | 0 | 0 | 83.7799 | 46.4304 | 106.4492 | 62.668 | 48.2345 | 18.7236 | 122.729 | 122.8134 | 31.1131 | 160.2821 | 119.0257 | 525.5593 | 107.5266 | 104.6253 | 123.8188 | 20.3466 | 25.1053 | 25.1053 | 20.3466 | 37.4833 | 69.1441 | 158.4855 | 1414.0754 | 99.5277 | 69.1441 | 66.7757 | 117.8811 | 82.274 | 70.5355 | 66.8814 | 66.7757 | 124.2761 | 58.7231 | 46.4304 | 46.4304 | 130.6322 | 82.2287 | 0 | 0 | 0 | 25.1053 | 25.1053 | 24.3788 | 0 | 0 | 0 | 0 | 0 | 0 | 20.3466 | 46.4304 | 123.5907 | 25.1053 | 31.0312 | 54.5856 | 0 | 0 | 0 | 0 | 0 | 0 | 0 | 0 | 0 | 0 | 0 | 0 | 0 | 0 | 0 | 0 | 0 | 0 | 0 | 0 | 0 | 0 | 0 | 0 | 0 | 0 | 0 | 0 | 0 | 0 | 0 | 0 | 0 | 0 | 0 | 0 | 0 | 0 | 0 | 0 | 0 | 0 | 0 | 0 | 0 | 0 | 0 | 0 | 0 | 0 | 0 | 0 | 0 | 0 | 0 | 0 | 0 | 0 | 0 | 0 | 0 | 0 | 0 | 0 | 0 | 0 | 0 | 0 | 0 | 0 | 0 | 0 | 0 | 0 | 0 | 0 | 0 | 0 | 0 | 0 | 0 | 0 | 0 | 0 | 0 | 0 | 0 | 0 | 0 | 0 | 0 | 0 | 0 | 0 | 0 | 0 | 0 | 0 | 0 | 0 | 0 | 0 | 0 | 0 | 0 | 0 | 0 | 0 | 0 | 2017-01-04 04:00
t0078 | 0 | 146.9879 | 340.8629 | 172.3847 | 36.7559 | 261.8348 | 36.7559 | 832.5323 | 62.1297 | 62.1297 | 2062.3227 | 60.3131 | 93.9918 | 413.9271 | 488.8821 | 72.8714 | 81.461 | 391.0267 | 238.2286 | 456.2389 | 0 | 0 | 429.2419 | 40.5996 | 40.5996 | 40.5996 | 100.229 | 187.5137 | 350.2389 | 125.4955 | 369.0852 | 92.1085 | 301.0736 | 277.9645 | 312.5751 | 289.9313 | 166.7621 | 813.2183 | 458.6773 | 114.0177 | 286.4168 | 308.6752 | 132.3355 | 280.0651 | 538.9303 | 132.3355 | 52.6405 | 340.1896 | 940.0315 | 205.7367 | 200.7231 | 105.1307 | 222.3 | 52.6405 | 200.5242 | 364.3893 | 118.7805 | 373.8356 | 37.4836 | 230.8187 | 37.4836 | 132.3355 | 187.5137 | 72.367 | 538.9303 | 0 | 0 | 0 | 0 | 0 | 0 | 0 | 0 | 186.6202 | 0 | 0 | 0 | 0 | 289.2084 | 315.3371 | 30.8149 | 30.8843 | 219.8927 | 165.9813 | 12.1906 | 83.3832 | 95.3633 | 284.4824 | 171.9631 | 235.8266 | 88.7526 | 30.8149 | 254.7468 | 45.3254 | 266.842 | 126.0607 | 170.9879 | 49.5442 | 93.745 | 482.4372 | 20.3196 | 163.0262 | 150.6603 | 12.1906 | 12.1906 | 60.3006 | 134.5444 | 66.5443 | 130.9189 | 168.9534 | 69.8773 | 53.5233 | 519.3396 | 98.8323 | 83.3832 | 81.981 | 81.981 | 33.6109 | 40.7806 | 519.3396 | 342.696 | 160.8384 | 0 | 0 | 0 | 83.4157 | 95.3633 | 80.5867 | 354.4384 | 93.745 | 0 | 71.2893 | 40.7806 | 12.1906 | 58.2868 | 23.5729 | 0 | 0 | 0 | 92.5494 | 0 | 0 | 143.0403 | 0 | 29.1715 | 0 | 0 | 217.6481 | 102.7227 | 23.5729 | 30.7755 | 30.7755 | 61.767 | 134.9162 | 175.6604 | 137.5203 | 309.9903 | 201.7221 | 114.7771 | 275.5706 | 228.868 | 141.2762 | 149.7274 | 343.4406 | 192.1495 | 164.0435 | 98.1964 | 91.2425 | 188.0044 | 188.5989 | 71.6074 | 91.2425 | 91.2425 | 131.4346 | 98.1964 | 98.1964 | 98.1964 | 154.0039 | 179.2204 | 147.2067 | 127.9102 | 127.9102 | 98.4837 | 148.9574 | 458.8187 | 182.846 | 90.5607 | 506.2525 | 183.166 | 90.5607 | 291.5684 | 849.4982 | 123.8424 | 486.887 | 388.4607 | 183.166 | 100.6605 | 61.6593 | 188.1907 | 57.1919 | 57.1919 | 57.1919 | 151.0895 | 162.5491 | 61.5018 | 154.3153 | 231.4773 | 236.1927 | 134.2916 | 134.2916 | 125.4478 | 441.2936 | 57.1919 | 382.019 | 243.9531 | 407.7053 | 155.7314 | 123.9762 | 272.8441 | 96.504 | 215.3762 | 96.504 | 240.0289 | 76.2596 | 119.1693 | 72.367 | 72.367 | 76.2596 | 391.1418 | 320.5417 | 148.6342 | 192.5907 | 135.1148 | 76.2596 | 965.0109 | 202.4439 | 187.9948 | 439.9558 | 669.0018 | 97.5467 | 109.0786 | 143.9345 | 334.1752 | 109.0786 | 58.9638 | 131.3836 | 116.8075 | 97.8377 | 104.997 | 59.2718 | 59.2718 | 99.2944 | 52.3385 | 153.0875 | 251.8323 | 110.0899 | 215.3762 | 102.9995 | 205.5556 | 196.9486 | 110.0899 | 102.9995 | 76.243 | 222.9187 | 195.3505 | 61.7796 | 27.8183 | 388.5743 | 76.905 | 249.6041 | 76.2634 | 387.309 | 943.7061 | 45.1084 | 266.3138 | 222.9187 | 330.9119 | 76.2634 | 29.1715 | 490.907 | 253.5521 | 223.8261 | 256.1294 | 0 | 91.2425 | 160.5562 | 411.0477 | 0 | 97.5467 | 122.1861 | 188.0044 | 80.6519 | 106.8009 | 200.7775 | 73.1861 | 0 | 0 | 0 | 0 | 0 | 0 | 0 | 0 | 102.7227 | 0 | 175.9908 | 271.6271 | 214.2312 | 149.7325 | 0 | 151.5758 | 38.2739 | 41.5575 | 20.3196 | 578.7317 | 40.5689 | 99.6397 | 42.7342 | 42.7342 | 66.695 | 27.9736 | 38.2739 | 40.5689 | 32.173 | 32.173 | 55.2338 | 0 | 0 | 0 | 0 | 27.9736 | 27.9736 | 27.9736 | 49.6049 | 32.173 | 107.8813 | 0 | 0 | 20.4043 | 0 | 0 | 0 | 91.5953 | 51.5179 | 116.4517 | 69.7325 | 52.9193 | 20.4043 | 135.917 | 133.2122 | 34.1723 | 177.612 | 130.9081 | 579.1537 | 118.5861 | 115.4182 | 136.2324 | 22.4303 | 27.7037 | 27.7037 | 22.4303 | 40.8112 | 75.8315 | 174.0659 | 1544.8647 | 107.7417 | 75.8315 | 73.3514 | 127.7499 | 89.5173 | 76.7574 | 72.5933 | 73.3514 | 135.0924 | 64.2993 | 51.5179 | 51.5179 | 143.0945 | 89.4825 | 0 | 0 | 0 | 27.7037 | 27.7037 | 26.6177 | 0 | 0 | 0 | 0 | 0 | 0 | 22.4303 | 51.5179 | 134.993 | 27.7037 | 34.1717 | 59.5027 | 0 | 0 | 0 | 0 | 0 | 0 | 0 | 0 | 0 | 0 | 0 | 0 | 0 | 0 | 0 | 0 | 0 | 0 | 0 | 0 | 0 | 0 | 0 | 0 | 0 | 0 | 0 | 0 | 0 | 0 | 0 | 0 | 0 | 0 | 0 | 0 | 0 | 0 | 0 | 0 | 0 | 0 | 0 | 0 | 0 | 0 | 0 | 0 | 0 | 0 | 0 | 0 | 0 | 0 | 0 | 0 | 0 | 0 | 0 | 0 | 0 | 0 | 0 | 0 | 0 | 0 | 0 | 0 | 0 | 0 | 0 | 0 | 0 | 0 | 0 | 0 | 0 | 0 | 0 | 0 | 0 | 0 | 0 | 0 | 0 | 0 | 0 | 0 | 0 | 0 | 0 | 0 | 0 | 0 | 0 | 0 | 0 | 0 | 0 | 0 | 0 | 0 | 0 | 0 | 0 | 0 | 0 | 0 | 0 | 2017-01-04 05:00
t0079 | 0 | 162.3524 | 375.7029 | 190.3099 | 40.4501 | 288.4336 | 40.4501 | 921.3906 | 68.5567 | 68.5567 | 2280.4868 | 66.3471 | 103.6957 | 457.479 | 539.845 | 80.4498 | 89.8172 | 431.394 | 262.6919 | 504.1596 | 0 | 0 | 473.335 | 44.7751 | 44.7751 | 44.7751 | 110.6712 | 207.0007 | 387.0348 | 138.618 | 407.4607 | 101.5519 | 332.5707 | 307.0886 | 344.8693 | 319.7267 | 184.0676 | 899.7056 | 507.1636 | 125.8533 | 316.5731 | 340.7395 | 146.1549 | 309.2919 | 596.2815 | 146.1549 | 58.0805 | 375.5247 | 1038.0985 | 227.2777 | 221.5384 | 115.9165 | 245.5095 | 58.0805 | 221.3103 | 402.5897 | 131.1198 | 412.5386 | 41.303 | 255.0353 | 41.303 | 146.1549 | 207.0007 | 79.8645 | 596.2815 | 0 | 0 | 0 | 0 | 0 | 0 | 0 | 0 | 205.9392 | 0 | 0 | 0 | 0 | 319.2198 | 347.8211 | 33.9835 | 33.9435 | 242.072 | 182.9151 | 13.4193 | 91.8044 | 104.9832 | 313.8007 | 189.7648 | 260.2238 | 97.6017 | 33.9835 | 280.6499 | 49.8929 | 294.1662 | 138.7869 | 188.4762 | 54.5637 | 103.2721 | 531.7048 | 22.3119 | 179.6915 | 165.8573 | 13.4193 | 13.4193 | 66.3524 | 148.4672 | 73.3 | 144.1932 | 186.3926 | 76.8616 | 58.7695 | 571.4652 | 108.5497 | 91.8044 | 90.3361 | 90.3361 | 37.0112 | 44.7957 | 571.4652 | 377.4563 | 177.3172 | 0 | 0 | 0 | 91.9268 | 104.9832 | 88.8241 | 390.4619 | 103.2721 | 0 | 78.5706 | 44.7957 | 13.4193 | 64.155 | 25.927 | 0 | 0 | 0 | 102.0504 | 0 | 0 | 157.6722 | 0 | 32.07 | 0 | 0 | 240.0293 | 113.4479 | 25.927 | 33.9157 | 33.9157 | 67.8678 | 148.5479 | 193.3893 | 151.4771 | 342.1047 | 222.5861 | 126.5343 | 303.8751 | 252.4579 | 155.5294 | 165.0353 | 379.1479 | 211.9527 | 180.4463 | 108.4091 | 100.6761 | 207.3297 | 207.5345 | 78.8558 | 100.6761 | 100.6761 | 144.7102 | 108.4091 | 108.4091 | 108.4091 | 169.5427 | 197.7714 | 161.9749 | 140.867 | 140.867 | 108.4626 | 164.0427 | 506.1363 | 202.0142 | 99.6242 | 559.5132 | 202.0978 | 99.6242 | 321.1102 | 938.1771 | 136.1687 | 536.616 | 428.2792 | 202.0978 | 110.9332 | 67.9283 | 206.9159 | 63.0644 | 63.0644 | 63.0644 | 166.2506 | 178.8253 | 67.5629 | 170.4641 | 255.2571 | 260.6925 | 148.2861 | 148.2861 | 138.316 | 487.3835 | 63.0644 | 420.8166 | 269.1918 | 449.8396 | 171.8517 | 136.6938 | 300.6228 | 106.3843 | 237.9947 | 106.3843 | 264.7638 | 84.0126 | 131.5579 | 79.8645 | 79.8645 | 84.0126 | 432.3801 | 354.0738 | 163.9118 | 212.2322 | 149.2343 | 84.0126 | 1067.0943 | 223.3349 | 207.3411 | 485.3295 | 739.0624 | 107.6154 | 120.3725 | 158.3783 | 368.4577 | 120.3725 | 64.9623 | 144.8259 | 128.9398 | 107.8762 | 115.6049 | 65.3877 | 65.3877 | 109.5863 | 57.6601 | 168.9957 | 277.9317 | 121.3316 | 237.9947 | 113.5781 | 226.6173 | 217.2852 | 121.3316 | 113.5781 | 83.8864 | 245.7349 | 215.6171 | 68.211 | 30.6032 | 428.4223 | 84.7078 | 274.9097 | 83.9839 | 426.9699 | 1042.3605 | 49.7019 | 293.0571 | 245.7349 | 364.7324 | 83.9839 | 32.07 | 543.5151 | 279.261 | 247.2062 | 283.072 | 0 | 100.6761 | 177.0021 | 454.6813 | 0 | 107.6154 | 134.7154 | 207.3297 | 88.9848 | 117.3202 | 221.4275 | 80.5594 | 0 | 0 | 0 | 0 | 0 | 0 | 0 | 0 | 113.4479 | 0 | 194.2304 | 300.3452 | 236.1867 | 165.1735 | 0 | 166.8403 | 41.964 | 45.7518 | 22.3119 | 636.6074 | 44.7232 | 109.6932 | 46.9487 | 46.9487 | 73.0666 | 30.752 | 41.964 | 44.7232 | 35.375 | 35.375 | 60.7624 | 0 | 0 | 0 | 0 | 30.752 | 30.752 | 30.752 | 54.5906 | 35.375 | 118.7595 | 0 | 0 | 22.4788 | 0 | 0 | 0 | 100.7825 | 56.8877 | 128.2305 | 77.0946 | 58.2723 | 22.4788 | 149.9834 | 146.6362 | 37.6182 | 196.1083 | 144.3209 | 639.2565 | 130.7504 | 127.2693 | 150.1527 | 24.7321 | 30.5474 | 30.5474 | 24.7321 | 44.8756 | 83.5362 | 191.7229 | 1705.2755 | 118.4064 | 83.5362 | 80.8427 | 140.772 | 98.4281 | 84.3169 | 79.7749 | 80.8427 | 148.575 | 70.8699 | 56.8877 | 56.8877 | 157.5071 | 98.5076 | 0 | 0 | 0 | 30.5474 | 30.5474 | 29.2802 | 0 | 0 | 0 | 0 | 0 | 0 | 24.7321 | 56.8877 | 148.637 | 30.5474 | 37.6646 | 65.3987 | 0 | 0 | 0 | 0 | 0 | 0 | 0 | 0 | 0 | 0 | 0 | 0 | 0 | 0 | 0 | 0 | 0 | 0 | 0 | 0 | 0 | 0 | 0 | 0 | 0 | 0 | 0 | 0 | 0 | 0 | 0 | 0 | 0 | 0 | 0 | 0 | 0 | 0 | 0 | 0 | 0 | 0 | 0 | 0 | 0 | 0 | 0 | 0 | 0 | 0 | 0 | 0 | 0 | 0 | 0 | 0 | 0 | 0 | 0 | 0 | 0 | 0 | 0 | 0 | 0 | 0 | 0 | 0 | 0 | 0 | 0 | 0 | 0 | 0 | 0 | 0 | 0 | 0 | 0 | 0 | 0 | 0 | 0 | 0 | 0 | 0 | 0 | 0 | 0 | 0 | 0 | 0 | 0 | 0 | 0 | 0 | 0 | 0 | 0 | 0 | 0 | 0 | 0 | 0 | 0 | 0 | 0 | 0 | 0 | 2017-01-04 06:00
t0080 | 0 | 169.4261 | 394.2884 | 198.6538 | 42.57 | 303.0548 | 42.57 | 955.5391 | 71.9104 | 71.9104 | 2384.5616 | 70.0095 | 108.3626 | 476.6678 | 563.1335 | 83.9134 | 94.0676 | 451.2501 | 275.1028 | 524.8887 | 0 | 0 | 496.3499 | 46.8442 | 46.8442 | 46.8442 | 115.4857 | 216.1756 | 403.0022 | 145.44 | 426.2068 | 106.4534 | 346.6167 | 319.9107 | 360.5077 | 334.8147 | 192.1459 | 934.2078 | 527.9968 | 131.4235 | 329.4434 | 356.1247 | 152.4605 | 322.6794 | 620.86 | 152.4605 | 60.6532 | 392.1361 | 1083.0824 | 236.8236 | 231.7282 | 121.3667 | 256.0176 | 60.6532 | 231.1301 | 419.3345 | 136.8463 | 431.7291 | 43.3105 | 265.6104 | 43.3105 | 152.4605 | 216.1756 | 83.4661 | 620.86 | 0 | 0 | 0 | 0 | 0 | 0 | 0 | 0 | 215.1883 | 0 | 0 | 0 | 0 | 333.5382 | 363.8528 | 35.5314 | 35.7598 | 254.7906 | 191.6038 | 14.0968 | 96.3972 | 110.1734 | 328.5677 | 198.3588 | 271.9667 | 102.8645 | 35.5314 | 295.3439 | 52.3935 | 308.3711 | 145.7265 | 197.32 | 57.2325 | 108.2869 | 558.0845 | 23.566 | 188.2025 | 174.2477 | 14.0968 | 14.0968 | 69.842 | 155.1326 | 76.8794 | 151.2851 | 194.9204 | 81.313 | 62.8144 | 604.2769 | 114.6477 | 96.3972 | 94.6439 | 94.6439 | 38.8441 | 47.372 | 604.2769 | 397.2455 | 185.5147 | 0 | 0 | 0 | 96.2658 | 110.1734 | 93.0127 | 409.7888 | 108.2869 | 0 | 82.2792 | 47.372 | 14.0968 | 67.5781 | 27.3267 | 0 | 0 | 0 | 106.8394 | 0 | 0 | 165.2463 | 0 | 33.7839 | 0 | 0 | 251.178 | 118.257 | 27.3267 | 35.5416 | 35.5416 | 71.5559 | 156.0977 | 203.4574 | 158.933 | 358.0759 | 232.6569 | 132.5908 | 318.1074 | 264.9712 | 163.5803 | 172.9468 | 398.7185 | 221.7986 | 190.1614 | 113.3035 | 105.2985 | 217.3393 | 218.3701 | 82.8497 | 105.2985 | 105.2985 | 152.4049 | 113.3035 | 113.3035 | 113.3035 | 178.3179 | 206.8563 | 170.6531 | 147.9599 | 147.9599 | 113.9606 | 172.9164 | 529.7246 | 210.6136 | 105.0669 | 588.3377 | 211.5682 | 105.0669 | 340.3915 | 984.3601 | 143.617 | 564.4087 | 449.0947 | 211.5682 | 116.5076 | 71.2935 | 218.1417 | 66.0061 | 66.0061 | 66.0061 | 174.9436 | 188.8797 | 71.405 | 177.5535 | 267.2462 | 272.2766 | 154.7438 | 154.7438 | 144.9867 | 507.948 | 66.0061 | 442.4087 | 281.3708 | 470.3173 | 179.5719 | 143.0671 | 317.2404 | 111.4861 | 247.9561 | 111.4861 | 277.4391 | 88.2965 | 137.5131 | 83.4661 | 83.4661 | 88.2965 | 450.1733 | 369.1862 | 171.8531 | 222.9879 | 155.6838 | 88.2965 | 1110.1152 | 233.565 | 217.8212 | 509.4006 | 776.3067 | 112.5431 | 125.7876 | 166.8505 | 386.3278 | 125.7876 | 68.1053 | 151.8733 | 134.6466 | 112.9663 | 121.5212 | 68.4245 | 68.4245 | 114.5727 | 60.541 | 177.1568 | 290.7415 | 127.1982 | 247.9561 | 119.0238 | 238.053 | 227.178 | 127.1982 | 119.0238 | 88.2626 | 258.5524 | 225.3339 | 71.1267 | 32.1846 | 448.5996 | 88.914 | 288.984 | 88.2151 | 446.9822 | 1089.2881 | 52.0815 | 307.9883 | 258.5524 | 383.3695 | 88.2151 | 33.7839 | 563.3436 | 293.4869 | 258.0373 | 294.7188 | 0 | 105.2985 | 185.2845 | 476.3222 | 0 | 112.5431 | 141.1902 | 217.3393 | 93.303 | 123.8278 | 231.6574 | 84.7427 | 0 | 0 | 0 | 0 | 0 | 0 | 0 | 0 | 118.257 | 0 | 202.9082 | 312.1723 | 248.2073 | 173.2221 | 0 | 175.5509 | 44.5911 | 48.075 | 23.566 | 673.3721 | 46.8407 | 115.73 | 49.5995 | 49.5995 | 77.8271 | 32.4628 | 44.5911 | 46.8407 | 37.2555 | 37.2555 | 63.9472 | 0 | 0 | 0 | 0 | 32.4628 | 32.4628 | 32.4628 | 57.4284 | 37.2555 | 124.8402 | 0 | 0 | 23.6789 | 0 | 0 | 0 | 106.1037 | 59.3612 | 134.8929 | 80.2808 | 61.2224 | 23.6789 | 156.7063 | 154.8695 | 39.5116 | 204.7632 | 151.3412 | 669.2346 | 136.9367 | 133.2665 | 157.4576 | 25.9061 | 31.9832 | 31.9832 | 25.9061 | 47.3516 | 87.7551 | 201.2987 | 1791.9273 | 125.3038 | 87.7551 | 84.8383 | 148.6253 | 103.8931 | 89.0513 | 84.3264 | 84.8383 | 156.8623 | 74.4741 | 59.3612 | 59.3612 | 165.6398 | 103.884 | 0 | 0 | 0 | 31.9832 | 31.9832 | 30.8493 | 0 | 0 | 0 | 0 | 0 | 0 | 25.9061 | 59.3612 | 156.4739 | 31.9832 | 39.4812 | 68.9927 | 0 | 0 | 0 | 0 | 0 | 0 | 0 | 0 | 0 | 0 | 0 | 0 | 0 | 0 | 0 | 0 | 0 | 0 | 0 | 0 | 0 | 0 | 0 | 0 | 0 | 0 | 0 | 0 | 0 | 0 | 0 | 0 | 0 | 0 | 0 | 0 | 0 | 0 | 0 | 0 | 0 | 0 | 0 | 0 | 0 | 0 | 0 | 0 | 0 | 0 | 0 | 0 | 0 | 0 | 0 | 0 | 0 | 0 | 0 | 0 | 0 | 0 | 0 | 0 | 0 | 0 | 0 | 0 | 0 | 0 | 0 | 0 | 0 | 0 | 0 | 0 | 0 | 0 | 0 | 0 | 0 | 0 | 0 | 0 | 0 | 0 | 0 | 0 | 0 | 0 | 0 | 0 | 0 | 0 | 0 | 0 | 0 | 0 | 0 | 0 | 0 | 0 | 0 | 0 | 0 | 0 | 0 | 0 | 0 | 2017-01-04 07:00
t0081 | 0 | 169.5076 | 406.4081 | 199.7054 | 44.6965 | 314.6004 | 44.6965 | 926.4384 | 73.3532 | 73.3532 | 2372.9183 | 74.1553 | 109.8228 | 472.724 | 564.1427 | 84.2094 | 96.2722 | 458.323 | 281.2761 | 520.3665 | 0 | 0 | 508.7706 | 47.7378 | 47.7378 | 47.7378 | 115.8354 | 217.6382 | 399.5706 | 147.1884 | 430.4236 | 109.2026 | 345.5752 | 318.2277 | 365.4153 | 342.0849 | 193.494 | 911.0958 | 520.6407 | 132.4151 | 325.6338 | 359.2799 | 152.5181 | 323.0723 | 608.9928 | 152.5181 | 61.3333 | 394.8827 | 1084.798 | 235.8371 | 234.5058 | 124.1207 | 255.9718 | 61.3333 | 233.191 | 416.7968 | 137.6292 | 437.949 | 44.6712 | 263.7616 | 44.6712 | 152.5181 | 217.6382 | 84.3727 | 608.9928 | 0 | 0 | 0 | 0 | 0 | 0 | 0 | 0 | 217.5826 | 0 | 0 | 0 | 0 | 336.5602 | 370.2266 | 36.1653 | 38.0295 | 266.8856 | 196.9944 | 14.7143 | 100.3809 | 114.6929 | 334.8711 | 200.7214 | 275.2542 | 108.9596 | 36.1653 | 307.3856 | 54.6587 | 316.6507 | 151.7859 | 202.2437 | 59.324 | 111.902 | 575.79 | 25.373 | 193.1478 | 181.8153 | 14.7143 | 14.7143 | 73.4371 | 156.9008 | 79.5521 | 156.805 | 197.887 | 86.6328 | 69.2203 | 641.2584 | 123.1909 | 100.3809 | 97.4213 | 97.4213 | 40.3563 | 50.9798 | 641.2584 | 414.2675 | 189.6211 | 0 | 0 | 0 | 98.9074 | 114.6929 | 95.4222 | 424.237 | 111.902 | 0 | 84.4694 | 50.9798 | 14.7143 | 70.9958 | 28.9157 | 0 | 0 | 0 | 109.1915 | 0 | 0 | 169.7331 | 0 | 35.8429 | 0 | 0 | 256.1175 | 118.1301 | 28.9157 | 36.5694 | 36.5694 | 76.3749 | 162.7493 | 212.8172 | 164.6271 | 363.1688 | 235.5703 | 135.9967 | 324.9159 | 271.4049 | 171.0547 | 177.6793 | 407.3321 | 225.7686 | 200.9778 | 114.1953 | 106.7964 | 222.5074 | 229.3716 | 86.2308 | 106.7964 | 106.7964 | 159.6705 | 114.1953 | 114.1953 | 114.1953 | 186.45 | 209.6178 | 179.83 | 153.8245 | 153.8245 | 118.5316 | 181.1277 | 539.0957 | 209.7758 | 111.1365 | 595.3294 | 215.0471 | 111.1365 | 360.5375 | 997.5526 | 152.5454 | 584.7842 | 461.0796 | 215.0471 | 120.4186 | 73.7941 | 231.5582 | 67.4091 | 67.4091 | 67.4091 | 183.8604 | 200.3301 | 76.6984 | 176.7337 | 273.0014 | 274.5961 | 155.1949 | 155.1949 | 148.6592 | 507.0623 | 67.4091 | 459.9156 | 284.8331 | 476.7891 | 181.5833 | 146.2114 | 331.7504 | 114.4167 | 246.2382 | 114.4167 | 283.25 | 91.6603 | 138.6784 | 84.3727 | 84.3727 | 91.6603 | 444.9448 | 368.44 | 176.0081 | 230.7871 | 155.678 | 91.6603 | 1092.1986 | 237.1912 | 223.8254 | 521.5645 | 786.5962 | 114.2639 | 127.1879 | 175.7589 | 396.3003 | 127.1879 | 70.2996 | 156.1679 | 135.6 | 115.5618 | 126.7944 | 69.5821 | 69.5821 | 115.8729 | 62.7149 | 179.8348 | 294.4263 | 130.9106 | 246.2382 | 121.8523 | 245.3959 | 230.4593 | 130.9106 | 121.8523 | 92.8054 | 267.6508 | 227.5202 | 71.2738 | 33.8439 | 459.0111 | 92.1986 | 300.7474 | 91.759 | 457.659 | 1093.0525 | 53.6638 | 322.6664 | 267.6508 | 396.4618 | 91.759 | 35.8429 | 543.5916 | 305.2525 | 258.4397 | 291.8385 | 0 | 106.7964 | 189.6385 | 474.6124 | 0 | 114.2639 | 144.7573 | 222.5074 | 95.1896 | 132.7131 | 236.0605 | 88.7356 | 0 | 0 | 0 | 0 | 0 | 0 | 0 | 0 | 118.1301 | 0 | 204.8783 | 306.652 | 256.0411 | 177.0581 | 0 | 183.9817 | 49.1435 | 50.1606 | 25.373 | 716.9289 | 48.0056 | 121.7808 | 53.2095 | 53.2095 | 86.6899 | 34.5939 | 49.1435 | 48.0056 | 39.4577 | 39.4577 | 67.348 | 0 | 0 | 0 | 0 | 34.5939 | 34.5939 | 34.5939 | 60.2474 | 39.4577 | 130.4526 | 0 | 0 | 24.6967 | 0 | 0 | 0 | 111.6577 | 59.5161 | 140.8398 | 79.288 | 63.7511 | 24.6967 | 158.455 | 163.469 | 41.2162 | 205.7255 | 155.444 | 678.1211 | 140.1468 | 136.2316 | 162.0689 | 26.5128 | 32.6951 | 32.6951 | 26.5128 | 50.319 | 91.0528 | 208.8886 | 1829.516 | 134.5217 | 91.0528 | 87.4922 | 155.438 | 110.5163 | 95.5692 | 90.3634 | 87.4922 | 166.6275 | 76.9897 | 59.5161 | 59.5161 | 173.3799 | 109.2509 | 0 | 0 | 0 | 32.6951 | 32.6951 | 32.5794 | 0 | 0 | 0 | 0 | 0 | 0 | 26.5128 | 59.5161 | 163.7096 | 32.6951 | 40.5918 | 73.5547 | 0 | 0 | 0 | 0 | 0 | 0 | 0 | 0 | 0 | 0 | 0 | 0 | 0 | 0 | 0 | 0 | 0 | 0 | 0 | 0 | 0 | 0 | 0 | 0 | 0 | 0 | 0 | 0 | 0 | 0 | 0 | 0 | 0 | 0 | 0 | 0 | 0 | 0 | 0 | 0 | 0 | 0 | 0 | 0 | 0 | 0 | 0 | 0 | 0 | 0 | 0 | 0 | 0 | 0 | 0 | 0 | 0 | 0 | 0 | 0 | 0 | 0 | 0 | 0 | 0 | 0 | 0 | 0 | 0 | 0 | 0 | 0 | 0 | 0 | 0 | 0 | 0 | 0 | 0 | 0 | 0 | 0 | 0 | 0 | 0 | 0 | 0 | 0 | 0 | 0 | 0 | 0 | 0 | 0 | 0 | 0 | 0 | 0 | 0 | 0 | 0 | 0 | 0 | 0 | 0 | 0 | 0 | 0 | 0 | 2017-01-04 08:00
t0082 | 0 | 165.8906 | 421.8366 | 196.7253 | 47.822 | 330.5876 | 47.822 | 844.3375 | 75.1781 | 75.1781 | 2333.2176 | 80.9203 | 109.7396 | 454.3723 | 551.6803 | 82.4673 | 98.2478 | 461.2873 | 286.6653 | 497.8028 | 0 | 0 | 523.1915 | 48.253 | 48.253 | 48.253 | 113.6364 | 215.2387 | 382.5692 | 149.8793 | 430.6291 | 112.197 | 334.622 | 306.6048 | 365.7979 | 348.3013 | 190.9958 | 842.3956 | 494.9357 | 131.0208 | 309.7072 | 357.5633 | 148.9238 | 315.972 | 575.875 | 148.9238 | 60.9308 | 390.4561 | 1061.6392 | 227.793 | 235.1067 | 126.3937 | 249.3531 | 60.9308 | 231.1953 | 400.8811 | 135.5215 | 441.2648 | 46.2126 | 253.2616 | 46.2126 | 148.9238 | 215.2387 | 84.1203 | 575.875 | 0 | 0 | 0 | 0 | 0 | 0 | 0 | 0 | 216.7943 | 0 | 0 | 0 | 0 | 334.5295 | 373.427 | 36.3944 | 41.3482 | 285.1044 | 202.1194 | 15.527 | 105.4749 | 120.161 | 339.8975 | 200.5248 | 274.8172 | 118.2626 | 36.3944 | 326.1908 | 57.5542 | 325.6857 | 159.5057 | 206.3085 | 61.7508 | 115.9516 | 598.5954 | 28.1911 | 197.6927 | 191.8804 | 15.527 | 15.527 | 78.7383 | 156.3629 | 82.6403 | 163.413 | 198.8098 | 96.082 | 82.1782 | 707.3846 | 136.6292 | 105.4749 | 100.1578 | 100.1578 | 42.2161 | 56.9194 | 707.3846 | 440.5531 | 192.2673 | 0 | 0 | 0 | 101.2706 | 120.161 | 97.537 | 442.248 | 115.9516 | 0 | 86.4192 | 56.9194 | 15.527 | 76.3142 | 31.3644 | 0 | 0 | 0 | 111.0703 | 0 | 0 | 174.4216 | 0 | 38.8789 | 0 | 0 | 259.3267 | 114.7215 | 31.3644 | 37.6254 | 37.6254 | 83.5931 | 171.8146 | 226.5797 | 171.4906 | 366.1463 | 235.4376 | 139.4453 | 330.1633 | 280.1282 | 181.8302 | 182.5398 | 423.3628 | 228.2035 | 217.6329 | 113.5303 | 107.2711 | 228.1735 | 245.2924 | 90.8163 | 107.2711 | 107.2711 | 171.0711 | 113.5303 | 113.5303 | 113.5303 | 198.1743 | 210.3855 | 194.0101 | 161.6185 | 161.6185 | 124.78 | 194.805 | 545.1925 | 203.2583 | 120.8407 | 612.7749 | 217.4764 | 120.8407 | 401.3964 | 1017.2281 | 166.5115 | 616.4334 | 474.8562 | 217.4764 | 125.7658 | 76.9294 | 252.1479 | 68.4259 | 68.4259 | 68.4259 | 196.7879 | 219.7953 | 85.2782 | 170.2549 | 277.6212 | 272.2209 | 152.2651 | 152.2651 | 152.6356 | 491.5711 | 68.4259 | 485.2691 | 284.6066 | 477.7706 | 180.9495 | 148.5073 | 358.0954 | 117.4359 | 236.927 | 117.4359 | 289.1156 | 96.4478 | 138.0387 | 84.1203 | 84.1203 | 96.4478 | 424.2754 | 357.9711 | 180.7033 | 241.8152 | 151.9981 | 96.4478 | 1031.3904 | 238.4338 | 232.7837 | 538.2015 | 806.4455 | 114.826 | 126.7741 | 189.4887 | 407.6066 | 126.7741 | 72.7051 | 161.1204 | 134.107 | 117.8041 | 134.1601 | 70.2602 | 70.2602 | 115.8138 | 65.5554 | 182.8757 | 295.5224 | 134.9847 | 236.927 | 124.7588 | 255.8986 | 231.1017 | 134.9847 | 124.7588 | 99.3216 | 282.3698 | 226.5332 | 69.5807 | 36.1452 | 467.8276 | 96.3307 | 317.487 | 96.4677 | 466.2577 | 1080.996 | 55.2746 | 342.3519 | 282.3698 | 415.8818 | 96.4677 | 38.8789 | 490.8561 | 321.6989 | 253.5326 | 278.8575 | 0 | 107.2711 | 193.0573 | 471.9291 | 0 | 114.826 | 148.5052 | 228.1735 | 97.3927 | 146.4473 | 238.5786 | 94.5101 | 0 | 0 | 0 | 0 | 0 | 0 | 0 | 0 | 114.7215 | 0 | 203.6016 | 287.5883 | 267.7016 | 181.6643 | 0 | 196.3511 | 57.0252 | 52.9805 | 28.1911 | 794.1346 | 49.0645 | 132.0385 | 59.0026 | 59.0026 | 102.3443 | 38.0144 | 57.0252 | 49.0645 | 42.6833 | 42.6833 | 72.2596 | 0 | 0 | 0 | 0 | 38.0144 | 38.0144 | 38.0144 | 64.2935 | 42.6833 | 138.2368 | 0 | 0 | 26.3779 | 0 | 0 | 0 | 119.914 | 58.3533 | 149.6277 | 75.6104 | 67.1643 | 26.3779 | 157.8183 | 178.5544 | 43.4373 | 202.8218 | 160.1836 | 683.7265 | 143.0177 | 138.7346 | 167.3595 | 27.0752 | 33.277 | 33.277 | 27.0752 | 55.0577 | 95.5538 | 218.6895 | 1893.3512 | 150.3439 | 95.5538 | 90.8412 | 168.1643 | 121.2057 | 105.873 | 100.3506 | 90.8412 | 182.7182 | 80.6457 | 58.3533 | 58.3533 | 184.3624 | 118.1621 | 0 | 0 | 0 | 33.277 | 33.277 | 35.2185 | 0 | 0 | 0 | 0 | 0 | 0 | 27.0752 | 58.3533 | 174.8402 | 33.277 | 41.7897 | 80.6325 | 0 | 0 | 0 | 0 | 0 | 0 | 0 | 0 | 0 | 0 | 0 | 0 | 0 | 0 | 0 | 0 | 0 | 0 | 0 | 0 | 0 | 0 | 0 | 0 | 0 | 0 | 0 | 0 | 0 | 0 | 0 | 0 | 0 | 0 | 0 | 0 | 0 | 0 | 0 | 0 | 0 | 0 | 0 | 0 | 0 | 0 | 0 | 0 | 0 | 0 | 0 | 0 | 0 | 0 | 0 | 0 | 0 | 0 | 0 | 0 | 0 | 0 | 0 | 0 | 0 | 0 | 0 | 0 | 0 | 0 | 0 | 0 | 0 | 0 | 0 | 0 | 0 | 0 | 0 | 0 | 0 | 0 | 0 | 0 | 0 | 0 | 0 | 0 | 0 | 0 | 0 | 0 | 0 | 0 | 0 | 0 | 0 | 0 | 0 | 0 | 0 | 0 | 0 | 0 | 0 | 0 | 0 | 0 | 0 | 2017-01-04 09:00
t0083 | 0 | 162.6048 | 435.345 | 193.3986 | 50.4158 | 344.3332 | 50.4158 | 768.6821 | 77.2612 | 77.2612 | 2330.4241 | 86.9265 | 109.0839 | 438.0256 | 538.6217 | 80.4627 | 99.6548 | 462.7042 | 290.5807 | 475.8926 | 0 | 0 | 536.368 | 48.4831 | 48.4831 | 48.4831 | 111.3401 | 212.556 | 366.2537 | 154.425 | 431.7891 | 114.6905 | 323.7095 | 295.1255 | 364.7125 | 352.8935 | 187.8663 | 779.5084 | 472.6001 | 129.3194 | 294.5513 | 355.8073 | 145.3847 | 308.9005 | 550.2711 | 145.3847 | 60.1737 | 385.2862 | 1038.3916 | 219.83 | 235.7337 | 127.8774 | 242.6215 | 60.1737 | 228.4461 | 385.2146 | 133.0248 | 444.4797 | 47.367 | 243.0248 | 47.367 | 145.3847 | 212.556 | 83.6738 | 550.2711 | 0 | 0 | 0 | 0 | 0 | 0 | 0 | 0 | 215.2925 | 0 | 0 | 0 | 0 | 332.0023 | 374.8046 | 36.358 | 43.8934 | 300.9033 | 205.3258 | 16.144 | 109.2957 | 123.9524 | 343.9862 | 199.8105 | 273.4489 | 125.936 | 36.358 | 343.9475 | 59.6769 | 332.9827 | 165.2488 | 208.5723 | 63.443 | 118.802 | 618.4519 | 30.4362 | 200.5993 | 199.6611 | 16.144 | 16.144 | 83.1121 | 155.2583 | 84.8542 | 168.2497 | 198.9401 | 105.002 | 95.0625 | 770.9588 | 147.5145 | 109.2957 | 101.9011 | 101.9011 | 43.5783 | 61.9713 | 770.9588 | 464.7168 | 193.2336 | 0 | 0 | 0 | 102.6223 | 123.9524 | 98.8001 | 456.4674 | 118.802 | 0 | 87.5717 | 61.9713 | 16.144 | 80.997 | 33.4171 | 0 | 0 | 0 | 112.2882 | 0 | 0 | 177.9652 | 0 | 41.2599 | 0 | 0 | 261.0935 | 111.1727 | 33.4171 | 38.359 | 38.359 | 89.2191 | 179.1048 | 238.3257 | 176.6217 | 369.3416 | 234.5163 | 142.079 | 333.5216 | 289.3643 | 190.846 | 186.0986 | 444.4292 | 229.7594 | 231.6639 | 112.9619 | 107.4891 | 233.2701 | 258.2264 | 94.5509 | 107.4891 | 107.4891 | 181.3696 | 112.9619 | 112.9619 | 112.9619 | 207.9915 | 210.8474 | 206.1884 | 167.894 | 167.894 | 129.9563 | 207.8832 | 549.6166 | 197.2491 | 129.3258 | 643.1095 | 219.7137 | 129.3258 | 444.9492 | 1048.1498 | 178.2204 | 647.4577 | 486.7284 | 219.7137 | 130.5742 | 79.4304 | 269.0751 | 69.0109 | 69.0109 | 69.0109 | 207.2723 | 237.6997 | 92.4861 | 163.6256 | 280.7583 | 269.1359 | 149.2502 | 149.2502 | 155.9792 | 475.42 | 69.0109 | 507.7705 | 283.4851 | 477.0955 | 179.7152 | 149.7525 | 385.3513 | 119.7434 | 228.2385 | 119.7434 | 294.5945 | 100.6857 | 137.499 | 83.6738 | 83.6738 | 100.6857 | 405.5736 | 347.8402 | 184.995 | 251.8745 | 148.4847 | 100.6857 | 976.7296 | 238.7057 | 242.2875 | 556.0908 | 838.8323 | 114.9393 | 125.9792 | 201.2706 | 417.4541 | 125.9792 | 74.3879 | 165.2232 | 132.3616 | 119.3544 | 140.217 | 70.7311 | 70.7311 | 115.6165 | 67.9075 | 186.9879 | 296.5607 | 138.0777 | 228.2385 | 127.1997 | 266.1436 | 230.7954 | 138.0777 | 127.1997 | 104.5205 | 297.4078 | 225.2547 | 67.6815 | 37.9012 | 473.6355 | 99.5464 | 331.9095 | 100.234 | 471.1582 | 1074.1073 | 56.3248 | 357.1407 | 297.4078 | 434.5802 | 100.234 | 41.2599 | 443.1894 | 335.6795 | 249.1033 | 266.6161 | 0 | 107.4891 | 194.9576 | 479.6859 | 0 | 114.9393 | 151.5542 | 233.2701 | 99.7731 | 157.4238 | 239.6914 | 99.3064 | 0 | 0 | 0 | 0 | 0 | 0 | 0 | 0 | 111.1727 | 0 | 201.7501 | 269.563 | 279.3367 | 186.4042 | 0 | 206.7294 | 63.7943 | 55.2085 | 30.4362 | 867.031 | 49.7781 | 141.7651 | 63.8316 | 63.8316 | 115.9014 | 40.9296 | 63.7943 | 49.7781 | 45.2135 | 45.2135 | 76.1691 | 0 | 0 | 0 | 0 | 40.9296 | 40.9296 | 40.9296 | 67.5769 | 45.2135 | 144.4946 | 0 | 0 | 28.0181 | 0 | 0 | 0 | 126.7548 | 57.16 | 157.2811 | 72.4006 | 69.9137 | 28.0181 | 156.6029 | 193.099 | 45.1123 | 199.9166 | 164.2426 | 690.9228 | 145.0555 | 140.4841 | 171.6044 | 27.4964 | 33.6626 | 33.6626 | 27.4964 | 59.1159 | 99.386 | 226.4919 | 1975.3064 | 164.4994 | 99.386 | 93.7164 | 181.597 | 130.4308 | 114.3015 | 108.9918 | 93.7164 | 196.9872 | 84.1188 | 57.16 | 57.16 | 193.3077 | 126.4775 | 0 | 0 | 0 | 33.6626 | 33.6626 | 37.4266 | 0 | 0 | 0 | 0 | 0 | 0 | 27.4964 | 57.16 | 184.7883 | 33.6626 | 42.7059 | 86.4231 | 0 | 0 | 0 | 0 | 0 | 0 | 0 | 0 | 0 | 0 | 0 | 0 | 0 | 0 | 0 | 0 | 0 | 0 | 0 | 0 | 0 | 0 | 0 | 0 | 0 | 0 | 0 | 0 | 0 | 0 | 0 | 0 | 0 | 0 | 0 | 0 | 0 | 0 | 0 | 0 | 0 | 0 | 0 | 0 | 0 | 0 | 0 | 0 | 0 | 0 | 0 | 0 | 0 | 0 | 0 | 0 | 0 | 0 | 0 | 0 | 0 | 0 | 0 | 0 | 0 | 0 | 0 | 0 | 0 | 0 | 0 | 0 | 0 | 0 | 0 | 0 | 0 | 0 | 0 | 0 | 0 | 0 | 0 | 0 | 0 | 0 | 0 | 0 | 0 | 0 | 0 | 0 | 0 | 0 | 0 | 0 | 0 | 0 | 0 | 0 | 0 | 0 | 0 | 0 | 0 | 0 | 0 | 0 | 0 | 2017-01-04 10:00
t0084 | 0 | 157.8462 | 440.9261 | 188.2436 | 51.915 | 351.2757 | 51.915 | 696.9122 | 77.9708 | 77.9708 | 2297.0692 | 90.7572 | 107.188 | 419.0431 | 521.1531 | 77.8163 | 99.5621 | 458.0532 | 290.15 | 451.9438 | 0 | 0 | 540.3689 | 48.0673 | 48.0673 | 48.0673 | 108.0571 | 207.681 | 348.2612 | 156.1003 | 427.2186 | 115.2911 | 310.6934 | 282.0052 | 359.2591 | 352.2307 | 182.9539 | 718.0491 | 448.2348 | 126.3025 | 278.4117 | 349.8612 | 140.6491 | 299.2079 | 522.0834 | 140.6491 | 58.8067 | 376.2081 | 1006.2446 | 210.5377 | 233.2535 | 127.4982 | 234.0531 | 58.8067 | 223.3343 | 367.529 | 129.315 | 441.4685 | 47.7241 | 231.5748 | 47.7241 | 140.6491 | 207.681 | 82.2557 | 522.0834 | 0 | 0 | 0 | 0 | 0 | 0 | 0 | 0 | 211.3643 | 0 | 0 | 0 | 0 | 325.7474 | 371.2481 | 35.8779 | 45.4456 | 310.0803 | 205.4163 | 16.4507 | 111.0798 | 125.5429 | 342.9975 | 196.7134 | 268.9006 | 130.6681 | 35.8779 | 354.1204 | 60.6839 | 334.7851 | 167.9207 | 207.8474 | 64.0493 | 119.6703 | 626.9334 | 31.9061 | 200.4935 | 203.5721 | 16.4507 | 16.4507 | 85.6656 | 152.4099 | 85.6203 | 170.1353 | 196.5546 | 110.9724 | 104.3762 | 813.1737 | 154.6323 | 111.0798 | 102.0718 | 102.0718 | 44.1575 | 65.3448 | 813.1737 | 478.6308 | 191.6392 | 0 | 0 | 0 | 102.4649 | 125.5429 | 98.6124 | 462.4372 | 119.6703 | 0 | 87.4339 | 65.3448 | 16.4507 | 83.8176 | 34.6847 | 0 | 0 | 0 | 111.8847 | 0 | 0 | 178.6465 | 0 | 42.7066 | 0 | 0 | 259.2819 | 106.8713 | 34.6847 | 38.4843 | 38.4843 | 92.7444 | 182.8554 | 244.972 | 178.6398 | 367.2548 | 230.821 | 142.4593 | 332.1083 | 293.211 | 195.8557 | 186.6955 | 455.7803 | 228.1503 | 240.2845 | 111.0607 | 106.3138 | 234.4937 | 265.6294 | 96.4344 | 106.3138 | 106.3138 | 187.5196 | 111.0607 | 111.0607 | 111.0607 | 213.4437 | 208.5618 | 213.5946 | 170.9481 | 170.9481 | 132.5765 | 215.9452 | 546.3227 | 189.8207 | 134.6607 | 659.1842 | 218.7601 | 134.6607 | 474.7439 | 1059.6319 | 185.6087 | 664.5921 | 490.3214 | 218.7601 | 132.8644 | 80.4899 | 279.6276 | 68.6304 | 68.6304 | 68.6304 | 213.3002 | 249.3621 | 97.2521 | 156.1445 | 279.8173 | 263.2321 | 144.8991 | 144.8991 | 156.7553 | 456.2316 | 68.6304 | 519.8114 | 279.0094 | 470.5589 | 176.452 | 148.9119 | 402.6725 | 120.1367 | 218.2253 | 120.1367 | 295.3447 | 102.8898 | 135.3098 | 82.2557 | 82.2557 | 102.8898 | 385.082 | 335.1438 | 186.1674 | 256.9293 | 143.7261 | 102.8898 | 919.4691 | 235.9386 | 246.9486 | 563.5864 | 854.1133 | 113.5918 | 123.7476 | 208.4135 | 420.2552 | 123.7476 | 74.8472 | 166.5104 | 129.2679 | 119.1337 | 143.4354 | 70.2265 | 70.2265 | 113.9942 | 68.9858 | 187.9283 | 293.6479 | 138.8905 | 218.2253 | 127.5972 | 271.1399 | 227.6559 | 138.8905 | 127.5972 | 107.4918 | 305.8961 | 221.365 | 65.2809 | 38.8759 | 472.4898 | 100.9455 | 339.5653 | 102.075 | 469.3314 | 1054.6455 | 56.4902 | 364.8807 | 305.8961 | 444.3584 | 102.075 | 42.7066 | 398.4513 | 342.9329 | 242.3078 | 253.2111 | 0 | 106.3138 | 194.0973 | 479.505 | 0 | 113.5918 | 152.1487 | 234.4937 | 100.4429 | 164.4987 | 237.616 | 102.0014 | 0 | 0 | 0 | 0 | 0 | 0 | 0 | 0 | 106.8713 | 0 | 197.7025 | 251.3872 | 285.2908 | 187.9027 | 0 | 212.6592 | 68.5555 | 56.3509 | 31.9061 | 915.708 | 49.743 | 147.9274 | 67.0028 | 67.0028 | 125.5825 | 42.8105 | 68.5555 | 49.743 | 46.7335 | 46.7335 | 78.4348 | 0 | 0 | 0 | 0 | 42.8105 | 42.8105 | 42.8105 | 69.4307 | 46.7335 | 147.8315 | 0 | 0 | 29.0031 | 0 | 0 | 0 | 130.7883 | 55.4619 | 161.5789 | 68.8428 | 71.298 | 29.0031 | 153.6476 | 202.5431 | 45.9294 | 195.0089 | 165.4996 | 687.9656 | 144.9125 | 140.1605 | 172.9346 | 27.497 | 33.5582 | 33.5582 | 27.497 | 61.7061 | 101.2804 | 230.0685 | 2016.4004 | 174.0348 | 101.2804 | 94.8937 | 190.2286 | 136.3657 | 119.8075 | 114.7173 | 94.8937 | 206.2093 | 85.8939 | 55.4619 | 55.4619 | 198.2399 | 131.6845 | 0 | 0 | 0 | 33.5582 | 33.5582 | 38.7717 | 0 | 0 | 0 | 0 | 0 | 0 | 27.497 | 55.4619 | 190.6122 | 33.5582 | 42.9234 | 90.1057 | 0 | 0 | 0 | 0 | 0 | 0 | 0 | 0 | 0 | 0 | 0 | 0 | 0 | 0 | 0 | 0 | 0 | 0 | 0 | 0 | 0 | 0 | 0 | 0 | 0 | 0 | 0 | 0 | 0 | 0 | 0 | 0 | 0 | 0 | 0 | 0 | 0 | 0 | 0 | 0 | 0 | 0 | 0 | 0 | 0 | 0 | 0 | 0 | 0 | 0 | 0 | 0 | 0 | 0 | 0 | 0 | 0 | 0 | 0 | 0 | 0 | 0 | 0 | 0 | 0 | 0 | 0 | 0 | 0 | 0 | 0 | 0 | 0 | 0 | 0 | 0 | 0 | 0 | 0 | 0 | 0 | 0 | 0 | 0 | 0 | 0 | 0 | 0 | 0 | 0 | 0 | 0 | 0 | 0 | 0 | 0 | 0 | 0 | 0 | 0 | 0 | 0 | 0 | 0 | 0 | 0 | 0 | 0 | 0 | 2017-01-04 11:00
t0085 | 0 | 153.1027 | 438.3561 | 182.7482 | 52.0532 | 350.5738 | 52.0532 | 646.7107 | 77.4706 | 77.4706 | 2255.849 | 91.7541 | 104.6035 | 402.8908 | 504.1063 | 75.2136 | 98.1484 | 449.245 | 285.9711 | 432.1498 | 0 | 0 | 535.7489 | 47.1616 | 47.1616 | 47.1616 | 104.7298 | 202.1222 | 333.3201 | 155.5181 | 419.344 | 114.1075 | 299.0591 | 270.6881 | 351.2236 | 347.1072 | 177.6125 | 673.6022 | 428.782 | 122.8637 | 265.4652 | 341.9352 | 136.0792 | 289.6958 | 500.2576 | 136.0792 | 57.1858 | 365.9452 | 974.4857 | 202.3832 | 228.8642 | 125.5203 | 225.9973 | 57.1858 | 217.3447 | 352.4427 | 125.4093 | 434.1341 | 47.263 | 221.9077 | 47.263 | 136.0792 | 202.1222 | 80.3432 | 500.2576 | 0 | 0 | 0 | 0 | 0 | 0 | 0 | 0 | 206.2377 | 0 | 0 | 0 | 0 | 317.8474 | 364.1224 | 35.09 | 45.648 | 311.1895 | 202.5185 | 16.3887 | 110.4998 | 124.5861 | 337.9325 | 192.3046 | 262.6415 | 131.5291 | 35.09 | 355.5468 | 60.3709 | 331.3264 | 167.0186 | 204.4567 | 63.463 | 118.4519 | 623.561 | 32.2687 | 197.5962 | 202.9013 | 16.3887 | 16.3887 | 85.9311 | 148.6934 | 84.8317 | 168.778 | 192.517 | 113.0377 | 108.6079 | 827.6584 | 156.431 | 110.4998 | 100.6988 | 100.6988 | 43.8513 | 66.3611 | 827.6584 | 480.5158 | 187.9571 | 0 | 0 | 0 | 100.8878 | 124.5861 | 97.0974 | 459.4558 | 118.4519 | 0 | 86.0992 | 66.3611 | 16.3887 | 84.3238 | 34.9275 | 0 | 0 | 0 | 110.1132 | 0 | 0 | 176.5902 | 0 | 42.904 | 0 | 0 | 254.672 | 102.9433 | 34.9275 | 38.0133 | 38.0133 | 93.3677 | 182.4499 | 245.4675 | 177.2629 | 361.463 | 225.575 | 140.742 | 326.7362 | 291.9405 | 196.0411 | 184.4569 | 457.8544 | 224.163 | 241.8939 | 108.5584 | 104.2328 | 232.1775 | 266.1237 | 96.1813 | 104.2328 | 104.2328 | 188.6204 | 108.5584 | 108.5584 | 108.5584 | 213.6435 | 204.5309 | 214.9383 | 170.3276 | 170.3276 | 132.2663 | 217.9308 | 537.1947 | 183.1215 | 135.9132 | 663.101 | 215.4184 | 135.9132 | 487.1058 | 1055.4763 | 187.2405 | 666.3709 | 485.9521 | 215.4184 | 132.4606 | 79.9883 | 281.6889 | 67.4593 | 67.4593 | 67.4593 | 213.7378 | 252.8836 | 98.6026 | 149.7033 | 275.4617 | 256.2802 | 140.4771 | 140.4771 | 155.1316 | 438.9588 | 67.4593 | 519.9191 | 272.6746 | 460.4486 | 172.1809 | 146.339 | 408.1444 | 118.7269 | 209.6533 | 118.7269 | 292.022 | 102.8073 | 132.3333 | 80.3432 | 80.3432 | 102.8073 | 368.4474 | 323.4539 | 184.4581 | 256.5363 | 139.1262 | 102.8073 | 875.0736 | 231.1455 | 246.7484 | 561.2583 | 855.0497 | 111.2787 | 120.7941 | 209.6759 | 416.3789 | 120.7941 | 74.0407 | 165.026 | 125.7573 | 117.3744 | 143.2987 | 69.0064 | 69.0064 | 111.5745 | 68.6684 | 186.3534 | 288.229 | 137.4424 | 209.6533 | 126.1458 | 270.6765 | 222.7487 | 137.4424 | 126.1458 | 107.6554 | 307.1948 | 216.2207 | 62.9926 | 38.8618 | 465.2981 | 100.3342 | 339.4197 | 101.7077 | 461.6354 | 1030.8933 | 55.7705 | 363.9532 | 307.1948 | 444.4868 | 101.7077 | 42.904 | 367.8177 | 342.4757 | 235.3236 | 242.2034 | 0 | 104.2328 | 190.8542 | 475.4896 | 0 | 111.2787 | 150.4611 | 232.1775 | 99.6218 | 166.1076 | 233.1272 | 102.1368 | 0 | 0 | 0 | 0 | 0 | 0 | 0 | 0 | 102.9433 | 0 | 192.7033 | 237.6185 | 285.2678 | 186.4734 | 0 | 213.1367 | 70.3138 | 56.2089 | 32.2687 | 932.4112 | 49.0312 | 149.6447 | 67.8624 | 67.8624 | 129.3633 | 43.2952 | 70.3138 | 49.0312 | 46.9162 | 46.9162 | 78.6043 | 0 | 0 | 0 | 0 | 43.2952 | 43.2952 | 43.2952 | 69.5151 | 46.9162 | 147.667 | 0 | 0 | 29.2194 | 0 | 0 | 0 | 131.2742 | 53.7503 | 161.8936 | 65.9551 | 71.099 | 29.2194 | 149.8494 | 205.5317 | 45.7329 | 189.6454 | 164.0437 | 677.9199 | 142.8489 | 138.0647 | 171.3564 | 27.1254 | 33.0372 | 33.0372 | 27.1254 | 62.3425 | 101.0095 | 228.9243 | 2019.307 | 177.2092 | 101.0095 | 94.3142 | 193.1363 | 137.9055 | 121.2165 | 116.4265 | 94.3142 | 208.7637 | 85.8415 | 53.7503 | 53.7503 | 198.2939 | 133.0226 | 0 | 0 | 0 | 33.0372 | 33.0372 | 39.0025 | 0 | 0 | 0 | 0 | 0 | 0 | 27.1254 | 53.7503 | 191.464 | 33.0372 | 42.4601 | 90.9168 | 0 | 0 | 0 | 0 | 0 | 0 | 0 | 0 | 0 | 0 | 0 | 0 | 0 | 0 | 0 | 0 | 0 | 0 | 0 | 0 | 0 | 0 | 0 | 0 | 0 | 0 | 0 | 0 | 0 | 0 | 0 | 0 | 0 | 0 | 0 | 0 | 0 | 0 | 0 | 0 | 0 | 0 | 0 | 0 | 0 | 0 | 0 | 0 | 0 | 0 | 0 | 0 | 0 | 0 | 0 | 0 | 0 | 0 | 0 | 0 | 0 | 0 | 0 | 0 | 0 | 0 | 0 | 0 | 0 | 0 | 0 | 0 | 0 | 0 | 0 | 0 | 0 | 0 | 0 | 0 | 0 | 0 | 0 | 0 | 0 | 0 | 0 | 0 | 0 | 0 | 0 | 0 | 0 | 0 | 0 | 0 | 0 | 0 | 0 | 0 | 0 | 0 | 0 | 0 | 0 | 0 | 0 | 0 | 0 | 2017-01-04 12:00
t0086 | 0 | 152.2192 | 426.6806 | 180.7852 | 50.091 | 339.7225 | 50.091 | 664.9338 | 76.0911 | 76.0911 | 2262.5594 | 88.0829 | 102.7626 | 403.8095 | 500.1139 | 74.4589 | 95.8369 | 441.0981 | 279.4704 | 432.8264 | 0 | 0 | 523.4983 | 46.1607 | 46.1607 | 46.1607 | 103.8132 | 199.7793 | 333.8651 | 153.9926 | 414.1952 | 111.3468 | 297.9521 | 270.2314 | 345.194 | 339.4258 | 175.3802 | 687.3289 | 432.3514 | 121.3232 | 266.7156 | 337.6532 | 135.2227 | 287.6564 | 507.8992 | 135.2227 | 56.2464 | 361.5571 | 967.2918 | 201.8458 | 225.5584 | 122.5879 | 224.6024 | 56.2464 | 214.3369 | 352.1072 | 123.9686 | 427.1586 | 45.9058 | 221.9052 | 45.9058 | 135.2227 | 199.7793 | 79.1607 | 507.8992 | 0 | 0 | 0 | 0 | 0 | 0 | 0 | 0 | 203.0827 | 0 | 0 | 0 | 0 | 313.6494 | 356.8851 | 34.3485 | 43.5444 | 300.1419 | 196.9167 | 15.7969 | 106.6499 | 120.144 | 331.2057 | 189.3235 | 258.452 | 125.9775 | 34.3485 | 344.7301 | 58.1802 | 323.0095 | 161.1554 | 199.204 | 61.3858 | 114.8317 | 606.5587 | 30.6335 | 192.4261 | 195.6764 | 15.7969 | 15.7969 | 82.6168 | 146.3721 | 82.1761 | 163.3448 | 189.0259 | 108.5071 | 103.513 | 796.2893 | 148.7296 | 106.6499 | 97.8335 | 97.8335 | 42.3732 | 63.1718 | 796.2893 | 465.1433 | 183.4087 | 0 | 0 | 0 | 98.1084 | 120.144 | 94.5551 | 445.4133 | 114.8317 | 0 | 83.7937 | 63.1718 | 15.7969 | 81.2406 | 33.486 | 0 | 0 | 0 | 107.5954 | 0 | 0 | 172.0322 | 0 | 41.0025 | 0 | 0 | 249.2222 | 102.3507 | 33.486 | 36.9637 | 36.9637 | 88.9403 | 176.1535 | 236.8407 | 171.6711 | 355.8169 | 221.9189 | 137.2594 | 319.4071 | 285.9002 | 189.1011 | 179.6284 | 450.8363 | 219.7586 | 232.081 | 107.3116 | 102.4759 | 227.0058 | 255.9113 | 92.9772 | 102.4759 | 102.4759 | 182.0932 | 107.3116 | 107.3116 | 107.3116 | 206.0932 | 201.2727 | 206.6296 | 164.7339 | 164.7339 | 127.9475 | 210.7448 | 526.8855 | 182.7457 | 130.4919 | 658.6103 | 211.6391 | 130.4919 | 471.1848 | 1043.7549 | 179.1858 | 648.0617 | 474.0822 | 211.6391 | 128.7756 | 77.5625 | 269.4912 | 65.9337 | 65.9337 | 65.9337 | 205.4651 | 242.9294 | 93.8919 | 149.2962 | 269.3098 | 252.8705 | 139.2754 | 139.2754 | 151.4394 | 436.6472 | 65.9337 | 503.7228 | 268.3157 | 452.6089 | 169.5367 | 142.9216 | 395.9751 | 115.7413 | 209.7584 | 115.7413 | 286.1031 | 99.677 | 130.7537 | 79.1607 | 79.1607 | 99.677 | 370.4479 | 322.0954 | 180.3322 | 249.2707 | 138.3324 | 99.677 | 884.106 | 226.9032 | 241.292 | 549.8774 | 846.9938 | 109.2599 | 118.9602 | 201.6025 | 406.4712 | 118.9602 | 71.8319 | 160.7716 | 124.2439 | 114.6342 | 138.3489 | 67.7165 | 67.7165 | 109.9486 | 66.5864 | 183.733 | 283.9067 | 133.7128 | 209.7584 | 123.2686 | 263.8797 | 218.8026 | 133.7128 | 123.2686 | 103.4237 | 299.1635 | 213.2909 | 62.4345 | 37.2971 | 454.2608 | 97.1486 | 328.4616 | 98.3265 | 450.2034 | 1023.734 | 54.1496 | 349.9631 | 299.1635 | 432.5131 | 98.3265 | 41.0025 | 380.8596 | 331.4467 | 233.7644 | 242.9473 | 0 | 102.4759 | 186.1728 | 477.2981 | 0 | 109.2599 | 146.8474 | 227.0058 | 97.7737 | 158.042 | 228.1909 | 98.4323 | 0 | 0 | 0 | 0 | 0 | 0 | 0 | 0 | 102.3507 | 0 | 189.9701 | 240.3068 | 278.123 | 182.7373 | 0 | 205.3556 | 66.3744 | 54.2289 | 30.6335 | 895.2814 | 47.8119 | 144.3862 | 64.6363 | 64.6363 | 121.7636 | 41.3926 | 66.3744 | 47.8119 | 44.8778 | 44.8778 | 75.4432 | 0 | 0 | 0 | 0 | 41.3926 | 41.3926 | 41.3926 | 66.891 | 44.8778 | 142.3832 | 0 | 0 | 28.3264 | 0 | 0 | 0 | 126.169 | 53.3033 | 156.4259 | 66.3916 | 68.6985 | 28.3264 | 147.5303 | 198.1749 | 44.0946 | 187.8189 | 159.9847 | 668.1903 | 139.4817 | 134.9224 | 166.7786 | 26.4937 | 32.2782 | 32.2782 | 26.4937 | 59.6885 | 97.895 | 221.6216 | 1987.2383 | 169.218 | 97.895 | 91.7497 | 187.5082 | 132.008 | 115.354 | 111.1042 | 91.7497 | 200.1499 | 83.5231 | 53.3033 | 53.3033 | 191.0629 | 128.3141 | 0 | 0 | 0 | 32.2782 | 32.2782 | 37.4272 | 0 | 0 | 0 | 0 | 0 | 0 | 26.4937 | 53.3033 | 184.9125 | 32.2782 | 41.3402 | 86.7848 | 0 | 0 | 0 | 0 | 0 | 0 | 0 | 0 | 0 | 0 | 0 | 0 | 0 | 0 | 0 | 0 | 0 | 0 | 0 | 0 | 0 | 0 | 0 | 0 | 0 | 0 | 0 | 0 | 0 | 0 | 0 | 0 | 0 | 0 | 0 | 0 | 0 | 0 | 0 | 0 | 0 | 0 | 0 | 0 | 0 | 0 | 0 | 0 | 0 | 0 | 0 | 0 | 0 | 0 | 0 | 0 | 0 | 0 | 0 | 0 | 0 | 0 | 0 | 0 | 0 | 0 | 0 | 0 | 0 | 0 | 0 | 0 | 0 | 0 | 0 | 0 | 0 | 0 | 0 | 0 | 0 | 0 | 0 | 0 | 0 | 0 | 0 | 0 | 0 | 0 | 0 | 0 | 0 | 0 | 0 | 0 | 0 | 0 | 0 | 0 | 0 | 0 | 0 | 0 | 0 | 0 | 0 | 0 | 0 | 2017-01-04 13:00
t0087 | 0 | 155.437 | 415.2119 | 183.6254 | 47.7111 | 327.6604 | 47.7111 | 732.4145 | 74.7273 | 74.7273 | 2295.0049 | 82.842 | 103.1103 | 419.3445 | 511.3645 | 76.0629 | 94.4919 | 439.7717 | 275.8289 | 452.0193 | 0 | 0 | 512.9654 | 45.8699 | 45.8699 | 45.8699 | 105.8291 | 202.1773 | 348.3187 | 151.886 | 414.7556 | 109.1949 | 307.4822 | 280.2381 | 345.7663 | 335.2509 | 177.8516 | 744.0108 | 453.7705 | 122.7447 | 280.1458 | 339.7459 | 138.4213 | 294.0266 | 535.0056 | 138.4213 | 56.7327 | 365.9936 | 988.1511 | 208.8039 | 225.5257 | 121.0823 | 230.4689 | 56.7327 | 216.4931 | 365.7667 | 125.9871 | 425.3399 | 44.7907 | 230.8834 | 44.7907 | 138.4213 | 202.1773 | 79.5517 | 535.0056 | 0 | 0 | 0 | 0 | 0 | 0 | 0 | 0 | 204.227 | 0 | 0 | 0 | 0 | 316.0052 | 355.2283 | 34.2644 | 41.0233 | 286.2021 | 193.3767 | 15.1908 | 102.8719 | 116.1382 | 327.8997 | 189.9334 | 259.4496 | 118.8521 | 34.2644 | 330.2351 | 56.0338 | 316.5178 | 155.4348 | 196.5183 | 59.6232 | 111.9125 | 589.5707 | 28.4694 | 189.3154 | 188.1524 | 15.1908 | 15.1908 | 78.5784 | 147.1785 | 79.934 | 158.5096 | 188.7566 | 101.0919 | 93.1721 | 744.3319 | 138.3936 | 102.8719 | 95.9246 | 95.9246 | 41.0049 | 58.5686 | 744.3319 | 444.9288 | 181.8323 | 0 | 0 | 0 | 96.5066 | 116.1382 | 93.1288 | 432.1076 | 111.9125 | 0 | 82.4733 | 58.5686 | 15.1908 | 77.1496 | 31.6072 | 0 | 0 | 0 | 106.3647 | 0 | 0 | 168.7023 | 0 | 38.6921 | 0 | 0 | 247.2919 | 105.3548 | 31.6072 | 36.2179 | 36.2179 | 83.434 | 169.3421 | 226.3543 | 166.6398 | 354.0893 | 222.5765 | 134.8287 | 316.0136 | 279.3108 | 180.9204 | 176.193 | 438.0727 | 218.3302 | 219.3019 | 108.0607 | 102.3295 | 222.9207 | 243.8238 | 89.5339 | 102.3295 | 102.3295 | 173.3081 | 108.0607 | 108.0607 | 108.0607 | 197.1919 | 201.0952 | 195.7395 | 158.9039 | 158.9039 | 123.2474 | 200.1007 | 523.1965 | 188.3682 | 122.9985 | 644.154 | 210.1144 | 122.9985 | 438.5142 | 1028.4684 | 168.4455 | 623.6652 | 464.0546 | 210.1144 | 124.7463 | 75.2431 | 253.709 | 65.2925 | 65.2925 | 65.2925 | 195.6476 | 227.7517 | 87.2589 | 154.8996 | 266.2758 | 255.4093 | 141.9578 | 141.9578 | 148.5851 | 450.2448 | 65.2925 | 484.4364 | 269.1575 | 452.9355 | 170.4728 | 141.4709 | 375.1992 | 113.604 | 217.6989 | 113.604 | 281.9535 | 96.0458 | 131.5296 | 79.5517 | 79.5517 | 96.0458 | 387.8085 | 331.2435 | 176.9228 | 240.9098 | 141.5935 | 96.0458 | 934.7161 | 226.4724 | 234.416 | 537.2859 | 831.0059 | 109.0797 | 119.5869 | 191.0625 | 398.2644 | 119.5869 | 70.1065 | 157.1674 | 125.7452 | 113.1254 | 132.7884 | 67.3274 | 67.3274 | 110.238 | 64.467 | 181.498 | 283.5996 | 130.7854 | 217.6989 | 121.2082 | 255.8896 | 218.8418 | 130.7854 | 121.2082 | 98.4853 | 287.7382 | 214.5662 | 63.967 | 35.5644 | 448.3708 | 94.0914 | 315.7725 | 94.805 | 444.5673 | 1035.0149 | 53.016 | 335.2334 | 287.7382 | 417.656 | 94.805 | 38.6921 | 423.9959 | 319.0209 | 238.1822 | 253.9321 | 0 | 102.3295 | 183.9524 | 479.1781 | 0 | 109.0797 | 144.1781 | 222.9207 | 96.1558 | 147.5089 | 226.7765 | 94.0467 | 0 | 0 | 0 | 0 | 0 | 0 | 0 | 0 | 105.3548 | 0 | 191.4687 | 256.2072 | 269.1898 | 179.3395 | 0 | 195.9373 | 60.2224 | 52.1138 | 28.4694 | 834.7113 | 47.0887 | 136.3856 | 60.1648 | 60.1648 | 109.5104 | 38.7512 | 60.2224 | 47.0887 | 42.4257 | 42.4257 | 71.7169 | 0 | 0 | 0 | 0 | 38.7512 | 38.7512 | 38.7512 | 63.8233 | 42.4257 | 136.5165 | 0 | 0 | 27.019 | 0 | 0 | 0 | 119.8709 | 54.3635 | 149.7218 | 69.467 | 66.1381 | 27.019 | 148.4212 | 186.3505 | 42.4413 | 190.5688 | 156.5317 | 664.7897 | 137.5286 | 133.25 | 162.9352 | 26.1067 | 31.8938 | 31.8938 | 26.1067 | 56.0316 | 94.5083 | 214.3308 | 1937.0418 | 156.8721 | 94.5083 | 89.2655 | 177.4317 | 123.7447 | 107.4215 | 103.356 | 89.2655 | 187.6672 | 80.7362 | 54.3635 | 54.3635 | 182.7515 | 121.3861 | 0 | 0 | 0 | 31.8938 | 31.8938 | 35.4055 | 0 | 0 | 0 | 0 | 0 | 0 | 26.1067 | 54.3635 | 176.363 | 31.8938 | 40.4827 | 81.3511 | 0 | 0 | 0 | 0 | 0 | 0 | 0 | 0 | 0 | 0 | 0 | 0 | 0 | 0 | 0 | 0 | 0 | 0 | 0 | 0 | 0 | 0 | 0 | 0 | 0 | 0 | 0 | 0 | 0 | 0 | 0 | 0 | 0 | 0 | 0 | 0 | 0 | 0 | 0 | 0 | 0 | 0 | 0 | 0 | 0 | 0 | 0 | 0 | 0 | 0 | 0 | 0 | 0 | 0 | 0 | 0 | 0 | 0 | 0 | 0 | 0 | 0 | 0 | 0 | 0 | 0 | 0 | 0 | 0 | 0 | 0 | 0 | 0 | 0 | 0 | 0 | 0 | 0 | 0 | 0 | 0 | 0 | 0 | 0 | 0 | 0 | 0 | 0 | 0 | 0 | 0 | 0 | 0 | 0 | 0 | 0 | 0 | 0 | 0 | 0 | 0 | 0 | 0 | 0 | 0 | 0 | 0 | 0 | 0 | 2017-01-04 14:00
t0088 | 0 | 161.0871 | 414.1777 | 190.0741 | 46.8858 | 324.7003 | 46.8858 | 803.2889 | 74.6458 | 74.6458 | 2335.4163 | 80.2288 | 105.9133 | 439.9577 | 532.0974 | 79.2395 | 95.5528 | 448.3033 | 279.0218 | 477.8809 | 0 | 0 | 514.0492 | 46.7301 | 46.7301 | 46.7301 | 109.8056 | 208.5099 | 367.7695 | 151.1353 | 422.3009 | 109.7232 | 322.1598 | 294.7478 | 354.2047 | 339.214 | 184.1052 | 805.6318 | 479.277 | 126.6799 | 297.271 | 348.1903 | 143.9797 | 305.5194 | 563.5951 | 143.9797 | 58.5853 | 377.7554 | 1026.4322 | 219.1752 | 229.7608 | 122.6992 | 240.4125 | 58.5853 | 223.2992 | 385.2061 | 130.6134 | 431.829 | 44.9555 | 243.3893 | 44.9555 | 143.9797 | 208.5099 | 81.6042 | 563.5951 | 0 | 0 | 0 | 0 | 0 | 0 | 0 | 0 | 209.822 | 0 | 0 | 0 | 0 | 324.6568 | 362.0939 | 35.0783 | 40.1584 | 280.8679 | 195.4986 | 15.0931 | 102.4665 | 116.1385 | 331.9095 | 194.5822 | 266.1558 | 115.9593 | 35.0783 | 323.9799 | 55.8025 | 318.0721 | 154.8589 | 199.3884 | 59.7826 | 112.411 | 587.6496 | 27.5164 | 191.5057 | 186.7998 | 15.0931 | 15.0931 | 77.1557 | 151.2414 | 80.1602 | 158.6299 | 192.8139 | 96.5951 | 85.39 | 712.4604 | 133.7215 | 102.4665 | 96.8724 | 96.8724 | 40.9624 | 56.2038 | 712.4604 | 436.506 | 185.3452 | 0 | 0 | 0 | 97.7677 | 116.1385 | 94.3444 | 431.3805 | 112.411 | 0 | 83.5355 | 56.2038 | 15.0931 | 75.3865 | 30.8189 | 0 | 0 | 0 | 107.8412 | 0 | 0 | 169.8497 | 0 | 37.8716 | 0 | 0 | 251.5057 | 110.2804 | 30.8189 | 36.505 | 36.505 | 81.3399 | 167.8334 | 222.7294 | 166.6972 | 359.0192 | 228.1357 | 135.8696 | 320.5776 | 278.0281 | 178.3438 | 177.5268 | 429.9694 | 221.9497 | 213.9602 | 110.7253 | 104.372 | 223.8756 | 239.9204 | 88.8038 | 104.372 | 104.372 | 169.4289 | 110.7253 | 110.7253 | 110.7253 | 194.388 | 205.0315 | 191.1434 | 157.8774 | 157.8774 | 122.1895 | 194.5463 | 531.23 | 196.7214 | 119.4702 | 631.2832 | 212.866 | 119.4702 | 414.0192 | 1023.6222 | 163.7009 | 613.3953 | 465.2759 | 212.866 | 123.8581 | 75.0909 | 247.168 | 66.3287 | 66.3287 | 66.3287 | 192.4474 | 219.3761 | 83.9899 | 163.1953 | 269.8601 | 263.2718 | 147.2305 | 147.2305 | 149.3285 | 472.0563 | 66.3287 | 478.2894 | 275.8704 | 463.354 | 175.1298 | 143.7633 | 362.181 | 114.4207 | 228.6629 | 114.4207 | 283.8057 | 94.9919 | 134.6624 | 81.6042 | 81.6042 | 94.9919 | 409.5541 | 345.7484 | 177.4812 | 238.5903 | 147.1696 | 94.9919 | 994.0123 | 231.2581 | 231.9833 | 534.6557 | 820.5821 | 111.3931 | 122.7895 | 186.6543 | 399.5248 | 122.7895 | 70.4891 | 157.5729 | 129.762 | 114.4999 | 131.3259 | 68.4335 | 68.4335 | 112.729 | 64.1636 | 181.9003 | 288.7601 | 131.4378 | 228.6629 | 122.0184 | 253.556 | 223.8996 | 131.4378 | 122.0184 | 96.957 | 282.2922 | 220.0977 | 66.7962 | 35.1227 | 454.1433 | 93.8666 | 312.0714 | 94.1853 | 451.1281 | 1060.5153 | 53.4774 | 332.3399 | 282.2922 | 412.4305 | 94.1853 | 37.8716 | 467.6021 | 315.7611 | 246.3896 | 268.3118 | 0 | 104.372 | 186.7604 | 480.5859 | 0 | 111.3931 | 145.0697 | 223.8756 | 96.3188 | 143.0122 | 231.0463 | 92.6411 | 0 | 0 | 0 | 0 | 0 | 0 | 0 | 0 | 110.2804 | 0 | 197.0251 | 274.9328 | 266.0215 | 179.468 | 0 | 192.7046 | 56.6519 | 51.6732 | 27.5164 | 798.1373 | 47.6243 | 132.017 | 58.0222 | 58.0222 | 102.0927 | 37.4884 | 56.6519 | 47.6243 | 41.581 | 41.581 | 70.5216 | 0 | 0 | 0 | 0 | 37.4884 | 37.4884 | 37.4884 | 62.8739 | 41.581 | 135.0372 | 0 | 0 | 26.3536 | 0 | 0 | 0 | 117.573 | 56.4115 | 147.3596 | 73.2259 | 65.6152 | 26.3536 | 152.597 | 179.3834 | 42.2049 | 196.753 | 156.9126 | 672.8289 | 139.0816 | 134.9108 | 163.4053 | 26.3711 | 32.3207 | 32.3207 | 26.3711 | 54.3112 | 93.7606 | 213.4341 | 1910.7719 | 149.8789 | 93.7606 | 89.081 | 170.7918 | 119.7365 | 103.7827 | 99.3322 | 89.081 | 181.2729 | 79.8445 | 56.4115 | 56.4115 | 180.3396 | 117.7888 | 0 | 0 | 0 | 32.3207 | 32.3207 | 34.5882 | 0 | 0 | 0 | 0 | 0 | 0 | 26.3711 | 56.4115 | 172.834 | 32.3207 | 40.7101 | 79.0088 | 0 | 0 | 0 | 0 | 0 | 0 | 0 | 0 | 0 | 0 | 0 | 0 | 0 | 0 | 0 | 0 | 0 | 0 | 0 | 0 | 0 | 0 | 0 | 0 | 0 | 0 | 0 | 0 | 0 | 0 | 0 | 0 | 0 | 0 | 0 | 0 | 0 | 0 | 0 | 0 | 0 | 0 | 0 | 0 | 0 | 0 | 0 | 0 | 0 | 0 | 0 | 0 | 0 | 0 | 0 | 0 | 0 | 0 | 0 | 0 | 0 | 0 | 0 | 0 | 0 | 0 | 0 | 0 | 0 | 0 | 0 | 0 | 0 | 0 | 0 | 0 | 0 | 0 | 0 | 0 | 0 | 0 | 0 | 0 | 0 | 0 | 0 | 0 | 0 | 0 | 0 | 0 | 0 | 0 | 0 | 0 | 0 | 0 | 0 | 0 | 0 | 0 | 0 | 0 | 0 | 0 | 0 | 0 | 0 | 2017-01-04 15:00
t0089 | 0 | 168.5127 | 422.3441 | 198.7853 | 47.3406 | 329.6453 | 47.3406 | 870.7098 | 76.1053 | 76.1053 | 2408.1328 | 80.1102 | 110.2475 | 463.8503 | 558.3807 | 83.244 | 98.4016 | 464.093 | 287.3824 | 506.585 | 0 | 0 | 525.7416 | 48.3729 | 48.3729 | 48.3729 | 115.0059 | 217.5118 | 389.5038 | 153.4681 | 436.4628 | 112.4698 | 339.5615 | 311.4404 | 367.9524 | 349.4129 | 192.5916 | 866.4557 | 507.3529 | 132.2328 | 315.829 | 361.6073 | 151.0222 | 320.2565 | 595.0662 | 151.0222 | 61.2084 | 394.3082 | 1075.7298 | 231.2873 | 237.633 | 126.5515 | 252.6843 | 61.2084 | 233.0233 | 407.3598 | 136.7637 | 445.5753 | 46.0699 | 257.534 | 46.0699 | 151.0222 | 217.5118 | 84.8293 | 595.0662 | 0 | 0 | 0 | 0 | 0 | 0 | 0 | 0 | 218.3772 | 0 | 0 | 0 | 0 | 337.801 | 374.9128 | 36.4416 | 40.4797 | 283.196 | 201.4028 | 15.3655 | 104.4951 | 118.807 | 341.8893 | 202.1017 | 276.7271 | 116.5101 | 36.4416 | 326.335 | 56.9112 | 326.0925 | 157.9594 | 205.9011 | 61.2533 | 115.2945 | 598.9388 | 27.4804 | 197.3352 | 190.0458 | 15.3655 | 15.3655 | 77.8648 | 157.4375 | 82.1251 | 162.2858 | 199.9061 | 95.4124 | 81.5142 | 704.4829 | 133.4825 | 104.4951 | 99.7287 | 99.7287 | 41.8588 | 55.7841 | 704.4829 | 439.7869 | 192.0155 | 0 | 0 | 0 | 100.8736 | 118.807 | 97.3222 | 440.4041 | 115.2945 | 0 | 86.1683 | 55.7841 | 15.3655 | 75.768 | 30.9458 | 0 | 0 | 0 | 111.2624 | 0 | 0 | 174.3956 | 0 | 38.16 | 0 | 0 | 260.0313 | 116.1879 | 30.9458 | 37.5227 | 37.5227 | 81.7449 | 170.4955 | 225.0306 | 170.4698 | 370.0648 | 237.0578 | 139.5808 | 330.8643 | 282.8169 | 180.4452 | 182.3916 | 432.2958 | 229.3435 | 214.9174 | 114.9609 | 108.0738 | 229.3236 | 242.5197 | 90.249 | 108.0738 | 108.0738 | 170.2992 | 114.9609 | 114.9609 | 114.9609 | 196.68 | 212.219 | 192.0764 | 160.6452 | 160.6452 | 124.1247 | 194.6465 | 548.4047 | 206.8326 | 119.5712 | 633.1831 | 219.3373 | 119.5712 | 404.4195 | 1039.7896 | 163.9911 | 618.8002 | 476.1482 | 219.3373 | 125.8734 | 76.6391 | 248.0968 | 68.5301 | 68.5301 | 68.5301 | 194.4889 | 218.0806 | 83.5623 | 172.6621 | 278.3161 | 274.5925 | 154.1533 | 154.1533 | 153.077 | 497.8823 | 68.5301 | 484.2063 | 286.6437 | 480.8479 | 182.2618 | 148.5851 | 360.12 | 117.5061 | 241.3248 | 117.5061 | 291.1301 | 96.2861 | 139.7377 | 84.8293 | 84.8293 | 96.2861 | 433.6428 | 363.4726 | 181.6485 | 242.0192 | 154.2753 | 96.2861 | 1057.0227 | 239.7087 | 234.9695 | 543.7067 | 828.2635 | 115.4669 | 127.7385 | 187.6226 | 408.989 | 127.7385 | 72.3439 | 161.2791 | 135.4305 | 117.9904 | 133.1918 | 70.6966 | 70.6966 | 116.9144 | 65.3525 | 185.8296 | 298.5488 | 134.7981 | 241.3248 | 125.2214 | 257.1824 | 232.3916 | 134.7981 | 125.2214 | 98.0594 | 284.1665 | 228.7589 | 70.2799 | 35.6135 | 468.26 | 95.795 | 316.2245 | 95.8365 | 465.8573 | 1100.4445 | 55.011 | 337.8824 | 284.1665 | 417.3322 | 95.8365 | 38.16 | 508.3662 | 320.3344 | 257.435 | 284.2709 | 0 | 108.0738 | 192.9231 | 490.1011 | 0 | 115.4669 | 148.847 | 229.3236 | 98.4203 | 143.1247 | 239.1807 | 93.693 | 0 | 0 | 0 | 0 | 0 | 0 | 0 | 0 | 116.1879 | 0 | 205.265 | 294.1511 | 269.2657 | 183.2848 | 0 | 194.6615 | 55.3965 | 52.5168 | 27.4804 | 788.7799 | 49.0583 | 131.6667 | 57.8135 | 57.8135 | 99.1278 | 37.4248 | 55.3965 | 49.0583 | 41.9351 | 41.9351 | 71.2689 | 0 | 0 | 0 | 0 | 37.4248 | 37.4248 | 37.4248 | 63.6057 | 41.9351 | 137.0002 | 0 | 0 | 26.4247 | 0 | 0 | 0 | 118.5594 | 59.084 | 148.879 | 77.4218 | 66.7002 | 26.4247 | 158.9054 | 178.1301 | 42.9931 | 205.3601 | 160.5623 | 692.4819 | 143.2355 | 139.0445 | 167.309 | 27.1344 | 33.3344 | 33.3344 | 27.1344 | 54.2909 | 95.2696 | 217.5256 | 1928.8297 | 148.1564 | 95.2696 | 90.874 | 169.4144 | 119.5296 | 103.5725 | 98.671 | 90.874 | 180.6641 | 80.8871 | 59.084 | 59.084 | 182.6432 | 117.713 | 0 | 0 | 0 | 33.3344 | 33.3344 | 34.7777 | 0 | 0 | 0 | 0 | 0 | 0 | 27.1344 | 59.084 | 174.0421 | 33.3344 | 41.766 | 79.1397 | 0 | 0 | 0 | 0 | 0 | 0 | 0 | 0 | 0 | 0 | 0 | 0 | 0 | 0 | 0 | 0 | 0 | 0 | 0 | 0 | 0 | 0 | 0 | 0 | 0 | 0 | 0 | 0 | 0 | 0 | 0 | 0 | 0 | 0 | 0 | 0 | 0 | 0 | 0 | 0 | 0 | 0 | 0 | 0 | 0 | 0 | 0 | 0 | 0 | 0 | 0 | 0 | 0 | 0 | 0 | 0 | 0 | 0 | 0 | 0 | 0 | 0 | 0 | 0 | 0 | 0 | 0 | 0 | 0 | 0 | 0 | 0 | 0 | 0 | 0 | 0 | 0 | 0 | 0 | 0 | 0 | 0 | 0 | 0 | 0 | 0 | 0 | 0 | 0 | 0 | 0 | 0 | 0 | 0 | 0 | 0 | 0 | 0 | 0 | 0 | 0 | 0 | 0 | 0 | 0 | 0 | 0 | 0 | 0 | 2017-01-04 16:00
t0090 | 0 | 163.8059 | 420.6315 | 192.9462 | 47.5035 | 329.5195 | 47.5035 | 816.9968 | 76.088 | 76.088 | 2391.9724 | 81.4159 | 107.3742 | 447.6452 | 540.1813 | 80.3573 | 96.9186 | 455.063 | 283.0932 | 485.3434 | 0 | 0 | 522.4779 | 47.3778 | 47.3778 | 47.3778 | 111.5008 | 211.7427 | 373.6208 | 154.7102 | 429.8269 | 111.3971 | 327.1384 | 299.2995 | 359.3465 | 344.2384 | 186.7477 | 819.5396 | 488.0585 | 128.5761 | 302.0332 | 353.8975 | 146.2715 | 310.3558 | 575.6606 | 146.2715 | 59.3607 | 383.4896 | 1042.6096 | 222.5684 | 233.6172 | 124.4127 | 244.1102 | 59.3607 | 226.5483 | 391.1601 | 132.5065 | 439.0788 | 45.5584 | 247.1901 | 45.5584 | 146.2715 | 211.7427 | 82.8513 | 575.6606 | 0 | 0 | 0 | 0 | 0 | 0 | 0 | 0 | 212.9119 | 0 | 0 | 0 | 0 | 329.7237 | 367.2856 | 35.5321 | 40.5457 | 284.9471 | 197.9404 | 15.2721 | 103.6953 | 117.3988 | 337.1256 | 197.5419 | 270.0822 | 117.381 | 35.5321 | 329.5097 | 56.4348 | 322.7888 | 156.6894 | 201.9172 | 60.4839 | 113.8055 | 596.7232 | 27.7793 | 194.0054 | 189.0873 | 15.2721 | 15.2721 | 78.1507 | 153.4425 | 81.1519 | 160.5892 | 195.6424 | 98.2717 | 87.245 | 725.3976 | 135.11 | 103.6953 | 98.0675 | 98.0675 | 41.4531 | 56.8943 | 725.3976 | 443.6227 | 187.6516 | 0 | 0 | 0 | 98.9546 | 117.3988 | 95.5482 | 437.2427 | 113.8055 | 0 | 84.5818 | 56.8943 | 15.2721 | 76.5043 | 31.2152 | 0 | 0 | 0 | 109.3599 | 0 | 0 | 172.2509 | 0 | 38.2721 | 0 | 0 | 255.0562 | 111.9171 | 31.2152 | 36.9831 | 36.9831 | 82.1292 | 170.0335 | 225.8886 | 168.8201 | 365.2115 | 231.5152 | 137.8317 | 325.1191 | 283.2365 | 180.7892 | 179.9804 | 440.3204 | 225.2731 | 216.7636 | 112.5925 | 105.9918 | 227.5097 | 242.9402 | 90.0062 | 105.9918 | 105.9918 | 172.0904 | 112.5925 | 112.5925 | 112.5925 | 197.0583 | 208.3104 | 193.8002 | 159.9987 | 159.9987 | 123.8929 | 197.9698 | 539.4181 | 200.0188 | 121.1781 | 649.1125 | 216.3949 | 121.1781 | 423.7954 | 1047.2042 | 165.7609 | 624.427 | 472.5273 | 216.3949 | 125.8332 | 76.1246 | 250.128 | 67.2446 | 67.2446 | 67.2446 | 194.8509 | 222.9244 | 84.9873 | 165.5944 | 273.7465 | 267.1946 | 149.5276 | 149.5276 | 151.6284 | 478.9981 | 67.2446 | 485.6878 | 279.9849 | 470.2349 | 177.7071 | 145.6922 | 369.6392 | 116.0641 | 232.4489 | 116.0641 | 288.5386 | 96.461 | 136.9304 | 82.8513 | 82.8513 | 96.461 | 416.632 | 351.2914 | 180.3946 | 242.4576 | 149.5692 | 96.461 | 1011.5146 | 234.645 | 236.4516 | 544.8049 | 841.4646 | 113.033 | 124.6185 | 189.2481 | 405.824 | 124.6185 | 71.3739 | 159.9328 | 131.7343 | 116.1265 | 133.0991 | 69.4887 | 69.4887 | 114.5297 | 65.0807 | 185.5928 | 293.5721 | 133.2628 | 232.4489 | 123.9118 | 258.0223 | 227.1537 | 133.2628 | 123.9118 | 98.1231 | 287.6898 | 223.5703 | 67.7381 | 35.5076 | 460.4549 | 95.1025 | 316.6688 | 95.434 | 457.0235 | 1080.3951 | 54.1343 | 336.0422 | 287.6898 | 419.6235 | 95.434 | 38.2721 | 476.0849 | 320.332 | 250.5559 | 272.6838 | 0 | 105.9918 | 189.2024 | 493.9022 | 0 | 113.033 | 147.2561 | 227.5097 | 98.0931 | 144.4597 | 234.2506 | 93.8845 | 0 | 0 | 0 | 0 | 0 | 0 | 0 | 0 | 111.9171 | 0 | 199.9564 | 279.348 | 270.8579 | 182.6902 | 0 | 195.3268 | 57.304 | 52.3281 | 27.7793 | 811.9913 | 48.2756 | 134.3111 | 58.6979 | 58.6979 | 103.2728 | 37.9742 | 57.304 | 48.2756 | 42.0291 | 42.0291 | 71.3533 | 0 | 0 | 0 | 0 | 37.9742 | 37.9742 | 37.9742 | 63.6711 | 42.0291 | 136.7743 | 0 | 0 | 26.832 | 0 | 0 | 0 | 119.0946 | 57.2912 | 149.5418 | 74.5523 | 66.4862 | 26.832 | 154.8108 | 182.6365 | 42.7042 | 199.9182 | 159.3416 | 685.0488 | 141.0666 | 136.8544 | 165.7727 | 26.7568 | 32.7774 | 32.7774 | 26.7568 | 55.0341 | 95.1368 | 216.3033 | 1954.2896 | 152.0835 | 95.1368 | 90.4387 | 174.4636 | 121.3575 | 104.9109 | 100.6497 | 90.4387 | 183.9288 | 81.2109 | 57.2912 | 57.2912 | 182.6815 | 119.7635 | 0 | 0 | 0 | 32.7774 | 32.7774 | 35.036 | 0 | 0 | 0 | 0 | 0 | 0 | 26.7568 | 57.2912 | 175.5005 | 32.7774 | 41.2845 | 79.9126 | 0 | 0 | 0 | 0 | 0 | 0 | 0 | 0 | 0 | 0 | 0 | 0 | 0 | 0 | 0 | 0 | 0 | 0 | 0 | 0 | 0 | 0 | 0 | 0 | 0 | 0 | 0 | 0 | 0 | 0 | 0 | 0 | 0 | 0 | 0 | 0 | 0 | 0 | 0 | 0 | 0 | 0 | 0 | 0 | 0 | 0 | 0 | 0 | 0 | 0 | 0 | 0 | 0 | 0 | 0 | 0 | 0 | 0 | 0 | 0 | 0 | 0 | 0 | 0 | 0 | 0 | 0 | 0 | 0 | 0 | 0 | 0 | 0 | 0 | 0 | 0 | 0 | 0 | 0 | 0 | 0 | 0 | 0 | 0 | 0 | 0 | 0 | 0 | 0 | 0 | 0 | 0 | 0 | 0 | 0 | 0 | 0 | 0 | 0 | 0 | 0 | 0 | 0 | 0 | 0 | 0 | 0 | 0 | 0 | 2017-01-04 17:00
t0091 | 0 | 153.4252 | 418.6067 | 180.6925 | 48.3023 | 331.1615 | 48.3023 | 696.14 | 75.8509 | 75.8509 | 2327.0941 | 84.8699 | 101.6791 | 411.1696 | 501.5777 | 74.3721 | 94.2125 | 436.9776 | 275.1257 | 439.1451 | 0 | 0 | 516.5727 | 45.4792 | 45.4792 | 45.4792 | 104.053 | 199.5908 | 338.9158 | 155.8799 | 414.8247 | 109.5211 | 300.4095 | 273.0883 | 342.0914 | 334.4997 | 174.7179 | 713.8441 | 443.8092 | 120.9783 | 271.7402 | 337.3903 | 136.0212 | 289.066 | 527.7617 | 136.0212 | 55.6855 | 360.8747 | 971.5441 | 203.7648 | 224.9896 | 120.4816 | 225.7824 | 55.6855 | 213.2678 | 356.1374 | 123.6838 | 425.2511 | 44.7851 | 224.7404 | 44.7851 | 136.0212 | 199.5908 | 78.7668 | 527.7617 | 0 | 0 | 0 | 0 | 0 | 0 | 0 | 0 | 201.7703 | 0 | 0 | 0 | 0 | 312.7987 | 352.4329 | 33.7995 | 41.3346 | 290.7705 | 192.1057 | 15.2356 | 103.0441 | 115.7732 | 327.7028 | 188.1858 | 256.5907 | 120.6249 | 33.7995 | 337.2733 | 56.0579 | 317.1692 | 155.6169 | 194.8626 | 59.4451 | 111.6105 | 594.4975 | 28.9019 | 188.2239 | 188.9456 | 15.2356 | 15.2356 | 79.5471 | 145.3351 | 79.7936 | 158.4288 | 187.1506 | 104.8846 | 99.6634 | 772.6812 | 140.7498 | 103.0441 | 95.3286 | 95.3286 | 40.9982 | 60.0294 | 772.6812 | 453.7182 | 179.6761 | 0 | 0 | 0 | 95.6757 | 115.7732 | 92.449 | 433.6478 | 111.6105 | 0 | 81.8396 | 60.0294 | 15.2356 | 78.6291 | 32.1283 | 0 | 0 | 0 | 105.8287 | 0 | 0 | 168.6096 | 0 | 39.0618 | 0 | 0 | 245.5804 | 102.8555 | 32.1283 | 36.0944 | 36.0944 | 84.2879 | 170.5369 | 229.4443 | 166.7301 | 354.6453 | 220.2723 | 134.7635 | 314.3668 | 283.7676 | 183.0176 | 175.8964 | 453.5195 | 217.2746 | 222.948 | 107.4326 | 101.7392 | 224.1153 | 246.3591 | 90.2028 | 101.7392 | 101.7392 | 176.8902 | 107.4326 | 107.4326 | 107.4326 | 199.4851 | 200.1833 | 199.2024 | 159.8908 | 159.8908 | 124.3023 | 205.6581 | 521.5448 | 184.9605 | 125.6686 | 672.8815 | 210.256 | 125.6686 | 463.3737 | 1054.0659 | 171.4684 | 637.1748 | 466.3892 | 210.256 | 126.215 | 75.5548 | 257.5752 | 64.8454 | 64.8454 | 64.8454 | 197.6855 | 234.6866 | 89.206 | 150.5276 | 265.1806 | 251.8976 | 139.6633 | 139.6633 | 149.0591 | 438.9611 | 64.8454 | 491.3241 | 266.4351 | 448.8335 | 168.4267 | 140.3568 | 389.4537 | 113.5679 | 212.8611 | 113.5679 | 283.3296 | 97.3093 | 130.8268 | 78.7668 | 78.7668 | 97.3093 | 378.4464 | 324.842 | 178.0604 | 244.2465 | 139.3235 | 97.3093 | 908.6099 | 224.5849 | 239.2352 | 546.2336 | 859.6832 | 108.1828 | 118.2366 | 194.393 | 400.2875 | 118.2366 | 69.895 | 157.7647 | 124.0066 | 112.7055 | 134.0054 | 67.0711 | 67.0711 | 109.5291 | 64.911 | 184.2307 | 282.9553 | 130.7915 | 212.8611 | 121.4988 | 260.0911 | 216.6987 | 130.7915 | 121.4988 | 99.367 | 295.0661 | 212.6776 | 62.4468 | 35.7367 | 446.2165 | 94.3859 | 319.5988 | 95.3636 | 441.139 | 1033.1406 | 52.7195 | 336.1878 | 295.0661 | 425.2306 | 95.3636 | 39.0618 | 402.4599 | 322.4235 | 235.3916 | 247.1677 | 0 | 101.7392 | 182.4788 | 493.5478 | 0 | 108.1828 | 144.4342 | 224.1153 | 97.2597 | 149.6405 | 224.8374 | 95.1225 | 0 | 0 | 0 | 0 | 0 | 0 | 0 | 0 | 102.8555 | 0 | 189.0352 | 246.6601 | 274.3571 | 181.3322 | 0 | 198.441 | 62.342 | 52.4203 | 28.9019 | 865.6892 | 46.8842 | 140.4695 | 61.4103 | 61.4103 | 113.9521 | 39.5822 | 62.342 | 46.8842 | 42.814 | 42.814 | 72.3763 | 0 | 0 | 0 | 0 | 39.5822 | 39.5822 | 39.5822 | 64.4539 | 42.814 | 137.5744 | 0 | 0 | 27.7478 | 0 | 0 | 0 | 121.4389 | 53.4661 | 151.9341 | 67.9993 | 66.5862 | 27.7478 | 146.4991 | 192.8218 | 42.5412 | 188.2357 | 157.3041 | 667.8501 | 137.1101 | 132.7855 | 163.3587 | 26.0653 | 31.7462 | 31.7462 | 26.0653 | 57.2069 | 95.4208 | 215.3624 | 1994.4961 | 161.9461 | 95.4208 | 89.9091 | 184.7854 | 126.5267 | 109.3624 | 106.042 | 89.9091 | 192.4991 | 82.074 | 53.4661 | 53.4661 | 184.4814 | 124.6939 | 0 | 0 | 0 | 31.7462 | 31.7462 | 35.9548 | 0 | 0 | 0 | 0 | 0 | 0 | 26.0653 | 53.4661 | 179.6507 | 31.7462 | 40.4879 | 82.6557 | 0 | 0 | 0 | 0 | 0 | 0 | 0 | 0 | 0 | 0 | 0 | 0 | 0 | 0 | 0 | 0 | 0 | 0 | 0 | 0 | 0 | 0 | 0 | 0 | 0 | 0 | 0 | 0 | 0 | 0 | 0 | 0 | 0 | 0 | 0 | 0 | 0 | 0 | 0 | 0 | 0 | 0 | 0 | 0 | 0 | 0 | 0 | 0 | 0 | 0 | 0 | 0 | 0 | 0 | 0 | 0 | 0 | 0 | 0 | 0 | 0 | 0 | 0 | 0 | 0 | 0 | 0 | 0 | 0 | 0 | 0 | 0 | 0 | 0 | 0 | 0 | 0 | 0 | 0 | 0 | 0 | 0 | 0 | 0 | 0 | 0 | 0 | 0 | 0 | 0 | 0 | 0 | 0 | 0 | 0 | 0 | 0 | 0 | 0 | 0 | 0 | 0 | 0 | 0 | 0 | 0 | 0 | 0 | 0 | 2017-01-04 18:00
t0092 | 0 | 140.4488 | 402.2423 | 165.8958 | 47.2979 | 320.8202 | 47.2979 | 585.8988 | 72.5553 | 72.5553 | 2168.6753 | 84.3189 | 94.3919 | 369.9983 | 457.2685 | 67.7513 | 89.1589 | 409.1921 | 260.1977 | 391.4802 | 0 | 0 | 493.3925 | 42.6617 | 42.6617 | 42.6617 | 95.2077 | 184.0783 | 302.6231 | 149.2789 | 388.1985 | 104.3629 | 271.252 | 245.265 | 318.5005 | 316.202 | 160.4953 | 613.2067 | 395.3713 | 111.5175 | 240.8851 | 313.4918 | 123.9987 | 263.8984 | 470.8319 | 123.9987 | 51.3608 | 332.5668 | 887.4013 | 183.5127 | 210.5654 | 113.7554 | 205.112 | 51.3608 | 196.8085 | 319.2637 | 113.3763 | 399.7037 | 42.7964 | 201.1721 | 42.7964 | 123.9987 | 184.0783 | 73.1638 | 470.8319 | 0 | 0 | 0 | 0 | 0 | 0 | 0 | 0 | 187.1244 | 0 | 0 | 0 | 0 | 289.9024 | 330.2433 | 31.5329 | 40.7617 | 284.85 | 182.1146 | 14.7504 | 99.4641 | 111.3382 | 309.4063 | 175.0984 | 238.4226 | 119.1358 | 31.5329 | 329.859 | 54.1506 | 302.3061 | 150.1897 | 183.8898 | 56.9485 | 106.641 | 571.8317 | 28.8947 | 178.2273 | 183.032 | 14.7504 | 14.7504 | 77.9811 | 134.7684 | 76.3896 | 152.0433 | 174.854 | 105.4493 | 103.897 | 774.9868 | 140.6646 | 99.4641 | 90.5005 | 90.5005 | 39.4404 | 60.3301 | 774.9868 | 444.0042 | 168.6148 | 0 | 0 | 0 | 90.4954 | 111.3382 | 87.4023 | 416.9548 | 106.641 | 0 | 77.4026 | 60.3301 | 14.7504 | 77.3732 | 31.7377 | 0 | 0 | 0 | 99.8475 | 0 | 0 | 160.4342 | 0 | 38.497 | 0 | 0 | 230.8046 | 93.0363 | 31.7377 | 34.3261 | 34.3261 | 83.4873 | 165.4137 | 224.1695 | 160.0395 | 333.7612 | 204.8887 | 128.058 | 296.3778 | 272.6709 | 178.5182 | 167.2555 | 440.9338 | 204.1805 | 220.0531 | 99.8108 | 95.1719 | 213.5374 | 240.9983 | 87.3873 | 95.1719 | 95.1719 | 173.8532 | 99.8108 | 99.8108 | 99.8108 | 194.5721 | 187.2814 | 196.3008 | 154.6104 | 154.6104 | 120.4438 | 203.0316 | 490.6776 | 167.5876 | 124.5123 | 653.2233 | 198.1759 | 124.5123 | 469.1659 | 1009.6346 | 170.0242 | 620.9912 | 445.4705 | 198.1759 | 121.8989 | 72.6651 | 254.859 | 61.0456 | 61.0456 | 61.0456 | 193.4748 | 234.2337 | 89.4027 | 134.9458 | 250.2583 | 232.5867 | 127.8457 | 127.8457 | 141.9947 | 396.2105 | 61.0456 | 477.739 | 247.8193 | 418.5021 | 156.2175 | 132.1191 | 386.4984 | 107.9922 | 191.3726 | 107.9922 | 269.1317 | 94.4339 | 121.6744 | 73.1638 | 73.1638 | 94.4339 | 337.4672 | 294.7079 | 169.8585 | 236.5268 | 127.0988 | 94.4339 | 801.9466 | 209.9269 | 231.3221 | 524.9561 | 829.3538 | 101.1065 | 109.7245 | 191.475 | 382.0387 | 109.7245 | 66.6957 | 150.7696 | 114.3054 | 106.5484 | 130.253 | 63.0187 | 63.0187 | 102.0896 | 62.5977 | 175.4108 | 265.0288 | 124.7433 | 191.3726 | 115.4989 | 251.4475 | 202.0769 | 124.7433 | 115.4989 | 97.194 | 288.1136 | 197.4786 | 56.705 | 34.8621 | 421.5724 | 90.8578 | 310.5991 | 92.2354 | 416.0945 | 958.4828 | 50.1224 | 326.4937 | 288.1136 | 412.7518 | 92.2354 | 38.497 | 335.3654 | 312.8695 | 215.9993 | 220.4019 | 0 | 95.1719 | 172.0118 | 466.8819 | 0 | 101.1065 | 137.4314 | 213.5374 | 92.7948 | 149.0493 | 210.8877 | 92.8794 | 0 | 0 | 0 | 0 | 0 | 0 | 0 | 0 | 93.0363 | 0 | 174.9356 | 215.0442 | 265.9275 | 173.2698 | 0 | 194.0733 | 63.9442 | 50.8365 | 28.8947 | 869.7349 | 44.383 | 139.3489 | 61.4344 | 61.4344 | 117.8808 | 39.427 | 63.9442 | 44.383 | 42.1271 | 42.1271 | 70.8987 | 0 | 0 | 0 | 0 | 39.427 | 39.427 | 39.427 | 62.966 | 42.1271 | 133.7625 | 0 | 0 | 27.2871 | 0 | 0 | 0 | 119.1862 | 48.909 | 148.3285 | 60.7585 | 64.503 | 27.2871 | 135.7622 | 192.2812 | 41.1462 | 173.2796 | 150.2961 | 629.47 | 129.7474 | 125.4643 | 156.1191 | 24.6934 | 29.9689 | 29.9689 | 24.6934 | 56.8501 | 92.3338 | 207.7005 | 1930.2955 | 163.173 | 92.3338 | 86.3747 | 183.7942 | 125.9461 | 109.2673 | 106.3263 | 86.3747 | 191.7972 | 79.5526 | 48.909 | 48.909 | 179.836 | 123.4353 | 0 | 0 | 0 | 29.9689 | 29.9689 | 35.4421 | 0 | 0 | 0 | 0 | 0 | 0 | 24.6934 | 48.909 | 176.1382 | 29.9689 | 38.58 | 82.0905 | 0 | 0 | 0 | 0 | 0 | 0 | 0 | 0 | 0 | 0 | 0 | 0 | 0 | 0 | 0 | 0 | 0 | 0 | 0 | 0 | 0 | 0 | 0 | 0 | 0 | 0 | 0 | 0 | 0 | 0 | 0 | 0 | 0 | 0 | 0 | 0 | 0 | 0 | 0 | 0 | 0 | 0 | 0 | 0 | 0 | 0 | 0 | 0 | 0 | 0 | 0 | 0 | 0 | 0 | 0 | 0 | 0 | 0 | 0 | 0 | 0 | 0 | 0 | 0 | 0 | 0 | 0 | 0 | 0 | 0 | 0 | 0 | 0 | 0 | 0 | 0 | 0 | 0 | 0 | 0 | 0 | 0 | 0 | 0 | 0 | 0 | 0 | 0 | 0 | 0 | 0 | 0 | 0 | 0 | 0 | 0 | 0 | 0 | 0 | 0 | 0 | 0 | 0 | 0 | 0 | 0 | 0 | 0 | 0 | 2017-01-04 19:00
t0093 | 0 | 133.0582 | 383.7205 | 157.123 | 45.2072 | 306.3364 | 45.2072 | 547.4876 | 69.2634 | 69.2634 | 2066.1449 | 80.8093 | 89.5077 | 349.668 | 432.6182 | 64.0616 | 84.8155 | 388.7458 | 247.5262 | 369.1093 | 0 | 0 | 470.392 | 40.5213 | 40.5213 | 40.5213 | 90.1368 | 174.4968 | 285.443 | 142.7532 | 369.1645 | 99.4199 | 256.2637 | 231.5114 | 302.2471 | 300.8073 | 151.9726 | 575.063 | 373.184 | 105.6808 | 226.9522 | 297.6262 | 117.3493 | 249.7949 | 445.1058 | 117.3493 | 48.6421 | 315.1754 | 840.0183 | 173.3025 | 200.162 | 108.1614 | 193.9613 | 48.6421 | 186.5082 | 301.2724 | 107.3262 | 380.2056 | 40.7582 | 189.8031 | 40.7582 | 117.3493 | 174.4968 | 69.4265 | 445.1058 | 0 | 0 | 0 | 0 | 0 | 0 | 0 | 0 | 177.4821 | 0 | 0 | 0 | 0 | 275.0345 | 313.6816 | 29.9142 | 38.9513 | 272.4082 | 173.1667 | 14.0675 | 94.8214 | 106.0351 | 294.392 | 166.1934 | 226.2072 | 113.9775 | 29.9142 | 315.6593 | 51.6159 | 287.9521 | 143.1669 | 174.7445 | 54.2223 | 101.521 | 545.5543 | 27.6671 | 169.4774 | 174.5993 | 14.0675 | 14.0675 | 74.5392 | 127.8124 | 72.7429 | 144.8383 | 166.0316 | 101.3182 | 100.4533 | 744.5718 | 134.7207 | 94.8214 | 86.0679 | 86.0679 | 37.5798 | 57.8659 | 744.5718 | 424.8125 | 160.0743 | 0 | 0 | 0 | 86.007 | 106.0351 | 83.0816 | 397.4964 | 101.521 | 0 | 73.5739 | 57.8659 | 14.0675 | 74.0501 | 30.3708 | 0 | 0 | 0 | 94.9311 | 0 | 0 | 152.7363 | 0 | 36.7962 | 0 | 0 | 219.3117 | 87.8971 | 30.3708 | 32.6633 | 32.6633 | 79.8341 | 157.8742 | 214.2671 | 152.4821 | 317.5975 | 194.4279 | 121.903 | 281.7614 | 260.4169 | 170.5619 | 159.1946 | 422.6224 | 194.0761 | 210.5679 | 94.7757 | 90.4179 | 203.4958 | 230.2626 | 83.4024 | 90.4179 | 90.4179 | 166.4084 | 94.7757 | 94.7757 | 94.7757 | 185.9007 | 177.9627 | 187.848 | 147.5129 | 147.5129 | 114.9715 | 194.59 | 466.5582 | 158.504 | 119.2618 | 626.8474 | 188.573 | 119.2618 | 452.1186 | 965.3149 | 162.7762 | 594.1494 | 424.5756 | 188.573 | 116.3896 | 69.2813 | 243.8654 | 58.0138 | 58.0138 | 58.0138 | 184.8626 | 224.737 | 85.7042 | 127.2993 | 237.9752 | 220.4652 | 121.053 | 121.053 | 135.2706 | 374.1735 | 58.0138 | 456.5241 | 235.175 | 397.291 | 148.1697 | 125.5359 | 371.0771 | 102.8094 | 180.7593 | 102.8094 | 256.4009 | 90.2143 | 115.5542 | 69.4265 | 69.4265 | 90.2143 | 318.433 | 278.7043 | 161.9111 | 225.948 | 120.3162 | 90.2143 | 755.5659 | 199.3474 | 221.1701 | 501.4213 | 794.4229 | 96.0117 | 104.0882 | 183.2176 | 364.1018 | 104.0882 | 63.4844 | 143.6763 | 108.3326 | 101.3382 | 124.3732 | 59.909 | 59.909 | 96.9536 | 59.7188 | 167.3987 | 251.9537 | 118.789 | 180.7593 | 109.9996 | 240.2642 | 191.8138 | 118.789 | 109.9996 | 92.8439 | 275.845 | 187.4183 | 53.589 | 33.2754 | 400.8699 | 86.619 | 296.7042 | 87.9984 | 395.4316 | 910.6161 | 47.6772 | 311.4431 | 275.845 | 394.6015 | 87.9984 | 36.7962 | 313.0092 | 298.7778 | 204.7126 | 207.8795 | 0 | 90.4179 | 163.4545 | 446.3407 | 0 | 96.0117 | 130.8842 | 203.4958 | 88.5216 | 142.6671 | 200.3047 | 88.7441 | 0 | 0 | 0 | 0 | 0 | 0 | 0 | 0 | 87.8971 | 0 | 165.8755 | 202.0531 | 254.2483 | 165.2992 | 0 | 185.4894 | 61.4965 | 48.5103 | 27.6671 | 835.5797 | 42.2127 | 133.6376 | 58.8728 | 58.8728 | 113.5071 | 37.7762 | 61.4965 | 42.2127 | 40.2592 | 40.2592 | 67.7348 | 0 | 0 | 0 | 0 | 37.7762 | 37.7762 | 37.7762 | 60.151 | 40.2592 | 127.7001 | 0 | 0 | 26.143 | 0 | 0 | 0 | 113.9469 | 46.3053 | 141.7921 | 57.371 | 61.5549 | 26.143 | 128.7397 | 184.5833 | 39.2352 | 164.2512 | 143.2476 | 599.3329 | 123.4245 | 119.3286 | 148.747 | 23.4973 | 28.4963 | 28.4963 | 23.4973 | 54.458 | 88.1447 | 198.0873 | 1848.1134 | 156.6925 | 88.1447 | 82.3842 | 176.5685 | 120.6852 | 104.6636 | 101.9829 | 82.3842 | 183.8808 | 76.0297 | 46.3053 | 46.3053 | 171.76 | 118.3154 | 0 | 0 | 0 | 28.4963 | 28.4963 | 33.9061 | 0 | 0 | 0 | 0 | 0 | 0 | 23.4973 | 46.3053 | 168.5192 | 28.4963 | 36.7366 | 78.578 | 0 | 0 | 0 | 0 | 0 | 0 | 0 | 0 | 0 | 0 | 0 | 0 | 0 | 0 | 0 | 0 | 0 | 0 | 0 | 0 | 0 | 0 | 0 | 0 | 0 | 0 | 0 | 0 | 0 | 0 | 0 | 0 | 0 | 0 | 0 | 0 | 0 | 0 | 0 | 0 | 0 | 0 | 0 | 0 | 0 | 0 | 0 | 0 | 0 | 0 | 0 | 0 | 0 | 0 | 0 | 0 | 0 | 0 | 0 | 0 | 0 | 0 | 0 | 0 | 0 | 0 | 0 | 0 | 0 | 0 | 0 | 0 | 0 | 0 | 0 | 0 | 0 | 0 | 0 | 0 | 0 | 0 | 0 | 0 | 0 | 0 | 0 | 0 | 0 | 0 | 0 | 0 | 0 | 0 | 0 | 0 | 0 | 0 | 0 | 0 | 0 | 0 | 0 | 0 | 0 | 0 | 0 | 0 | 0 | 2017-01-04 20:00
t0094 | 0 | 132.3021 | 366.4698 | 155.988 | 42.5501 | 290.6839 | 42.5501 | 585.6039 | 66.2813 | 66.2813 | 2015.9607 | 75.096 | 88.0882 | 352.7071 | 432.0731 | 64.0604 | 82.0994 | 379.5186 | 239.6953 | 375.7384 | 0 | 0 | 451.3392 | 39.526 | 39.526 | 39.526 | 89.7305 | 172.5317 | 290.1108 | 136.1973 | 360.0904 | 95.6336 | 258.0247 | 234.1823 | 296.6043 | 291.3733 | 150.8685 | 604.027 | 379.522 | 104.5672 | 232.1039 | 292.2819 | 117.1601 | 249.095 | 451.3316 | 117.1601 | 48.1504 | 311.888 | 837.337 | 174.8794 | 195.332 | 104.9199 | 194.2837 | 48.1504 | 184.4091 | 305.2309 | 106.7306 | 369.6856 | 39.149 | 192.5265 | 39.149 | 117.1601 | 172.5317 | 68.2382 | 451.3316 | 0 | 0 | 0 | 0 | 0 | 0 | 0 | 0 | 174.728 | 0 | 0 | 0 | 0 | 270.7924 | 306.1808 | 29.3292 | 36.5084 | 256.1409 | 167.5316 | 13.3752 | 90.3752 | 101.4352 | 285.3166 | 163.1181 | 222.3309 | 106.5615 | 29.3292 | 296.8659 | 49.181 | 276.9866 | 136.4812 | 169.6928 | 52.0152 | 97.5725 | 520.6262 | 25.6396 | 164.0762 | 165.8962 | 13.3752 | 13.3752 | 70.1014 | 125.8543 | 69.8001 | 138.6935 | 162.4366 | 93.1364 | 89.5194 | 685.545 | 124.8368 | 90.3752 | 83.1727 | 83.1727 | 35.9196 | 53.3276 | 685.545 | 399.4678 | 156.2033 | 0 | 0 | 0 | 83.3821 | 101.4352 | 80.5523 | 379.7984 | 97.5725 | 0 | 71.3188 | 53.3276 | 13.3752 | 69.3609 | 28.3824 | 0 | 0 | 0 | 92.1375 | 0 | 0 | 147.1819 | 0 | 34.4906 | 0 | 0 | 213.5527 | 88.3972 | 28.3824 | 31.506 | 31.506 | 74.5506 | 149.7794 | 201.954 | 145.9627 | 308.4095 | 190.9211 | 117.5841 | 273.6308 | 248.3353 | 161.015 | 153.5163 | 398.1349 | 188.9131 | 196.896 | 93.0604 | 88.3287 | 195.6685 | 216.9674 | 79.1895 | 88.3287 | 88.3287 | 155.9642 | 93.0604 | 93.0604 | 93.0604 | 175.4997 | 173.7925 | 175.8198 | 140.2878 | 140.2878 | 109.1267 | 181.5501 | 453.6034 | 159.0039 | 111.1051 | 590.167 | 182.9449 | 111.1051 | 412.1535 | 921.0925 | 151.6637 | 560.1588 | 407.5337 | 182.9449 | 110.667 | 66.1765 | 227.6845 | 56.4196 | 56.4196 | 56.4196 | 174.1286 | 207.9345 | 79.179 | 129.0246 | 230.8837 | 217.8394 | 120.4523 | 120.4523 | 130.1433 | 377.0222 | 56.4196 | 431.7415 | 230.9276 | 389.3146 | 145.8582 | 122.1213 | 344.2689 | 99.1128 | 182.5665 | 99.1128 | 247.1183 | 85.4559 | 113.3621 | 68.2382 | 68.2382 | 85.4559 | 323.7628 | 279.3882 | 155.5139 | 214.3331 | 120.0244 | 85.4559 | 774.922 | 194.9561 | 209.7637 | 478.0393 | 752.7303 | 93.9053 | 102.408 | 171.5504 | 349.682 | 102.408 | 61.0779 | 137.8886 | 107.1806 | 98.1839 | 117.7672 | 58.3101 | 58.3101 | 94.9811 | 56.8988 | 160.7364 | 245.7214 | 114.257 | 182.5665 | 106.01 | 228.0804 | 187.9763 | 114.257 | 106.01 | 87.5146 | 259.524 | 184.2183 | 53.7364 | 31.4513 | 388.6615 | 82.6993 | 280.8179 | 83.6796 | 384.0827 | 894.3385 | 46.018 | 295.4498 | 259.524 | 373.3751 | 83.6796 | 34.4906 | 337.5446 | 283.1725 | 203.1306 | 211.4793 | 0 | 88.3287 | 158.8465 | 429.3839 | 0 | 93.9053 | 126.0652 | 195.6685 | 84.9292 | 132.5836 | 195.4004 | 83.7167 | 0 | 0 | 0 | 0 | 0 | 0 | 0 | 0 | 88.3972 | 0 | 163.5888 | 209.6501 | 240.7723 | 158.4265 | 0 | 174.732 | 55.7543 | 46.0395 | 25.6396 | 768.5465 | 40.8631 | 124.1986 | 54.4773 | 54.4773 | 102.1952 | 35.0598 | 55.7543 | 40.8631 | 37.7836 | 37.7836 | 63.7749 | 0 | 0 | 0 | 0 | 35.0598 | 35.0598 | 35.0598 | 56.7394 | 37.7836 | 120.924 | 0 | 0 | 24.4632 | 0 | 0 | 0 | 107.0576 | 46.1023 | 133.689 | 58.2026 | 58.4567 | 24.4632 | 126.8385 | 170.7583 | 37.3352 | 162.6113 | 137.4685 | 580.9902 | 119.4796 | 115.6548 | 142.7869 | 22.7207 | 27.6438 | 27.6438 | 22.7207 | 50.6311 | 83.7286 | 188.8016 | 1748.6305 | 143.9477 | 83.7286 | 78.7085 | 163.4487 | 112.0395 | 96.9846 | 94.123 | 78.7085 | 170.4893 | 72.0357 | 46.1023 | 46.1023 | 162.2847 | 110.1821 | 0 | 0 | 0 | 27.6438 | 27.6438 | 31.7409 | 0 | 0 | 0 | 0 | 0 | 0 | 22.7207 | 46.1023 | 158.2807 | 27.6438 | 35.3584 | 73.1554 | 0 | 0 | 0 | 0 | 0 | 0 | 0 | 0 | 0 | 0 | 0 | 0 | 0 | 0 | 0 | 0 | 0 | 0 | 0 | 0 | 0 | 0 | 0 | 0 | 0 | 0 | 0 | 0 | 0 | 0 | 0 | 0 | 0 | 0 | 0 | 0 | 0 | 0 | 0 | 0 | 0 | 0 | 0 | 0 | 0 | 0 | 0 | 0 | 0 | 0 | 0 | 0 | 0 | 0 | 0 | 0 | 0 | 0 | 0 | 0 | 0 | 0 | 0 | 0 | 0 | 0 | 0 | 0 | 0 | 0 | 0 | 0 | 0 | 0 | 0 | 0 | 0 | 0 | 0 | 0 | 0 | 0 | 0 | 0 | 0 | 0 | 0 | 0 | 0 | 0 | 0 | 0 | 0 | 0 | 0 | 0 | 0 | 0 | 0 | 0 | 0 | 0 | 0 | 0 | 0 | 0 | 0 | 0 | 0 | 2017-01-04 21:00
t0095 | 0 | 125.1769 | 340.3854 | 147.5027 | 39.2523 | 269.1779 | 39.2523 | 571.5016 | 61.6066 | 61.6066 | 1890.2041 | 68.8375 | 82.9762 | 335.8243 | 409.661 | 60.7757 | 76.7458 | 356.153 | 224.1022 | 359.2273 | 0 | 0 | 420.1145 | 37.0812 | 37.0812 | 37.0812 | 84.9512 | 162.8432 | 277.167 | 126.3767 | 337.7242 | 89.1297 | 245.5143 | 223.2796 | 279.0143 | 272.4503 | 142.6665 | 585.1177 | 362.6244 | 98.7314 | 222.3428 | 275.0041 | 111.0598 | 236.0014 | 430.5923 | 111.0598 | 45.4775 | 294.4921 | 793.1879 | 166.5613 | 183.251 | 98.177 | 184.4425 | 45.4775 | 174.0657 | 291.221 | 101.0052 | 346.2408 | 36.4661 | 183.783 | 36.4661 | 111.0598 | 162.8432 | 64.2343 | 430.5923 | 0 | 0 | 0 | 0 | 0 | 0 | 0 | 0 | 164.6035 | 0 | 0 | 0 | 0 | 255.097 | 287.3209 | 27.5814 | 33.6178 | 236.1536 | 156.587 | 12.3998 | 83.8815 | 94.3185 | 266.8392 | 153.4489 | 209.2911 | 97.9875 | 27.5814 | 273.6817 | 45.6428 | 258.1567 | 126.6883 | 158.8814 | 48.4268 | 90.9179 | 483.3967 | 23.4781 | 153.4011 | 153.7454 | 12.3998 | 12.3998 | 64.644 | 118.5739 | 64.99 | 129.0108 | 152.5893 | 84.8997 | 80.2913 | 625.3902 | 114.302 | 83.8815 | 77.6988 | 77.6988 | 33.3838 | 48.6883 | 625.3902 | 368.2651 | 146.5818 | 0 | 0 | 0 | 78.0124 | 94.3185 | 75.3644 | 352.8873 | 90.9179 | 0 | 66.7201 | 48.6883 | 12.3998 | 63.8276 | 26.0922 | 0 | 0 | 0 | 86.2377 | 0 | 0 | 137.2973 | 0 | 31.7588 | 0 | 0 | 200.1794 | 84.0715 | 26.0922 | 29.4054 | 29.4054 | 68.5233 | 138.7014 | 186.415 | 135.7468 | 288.6686 | 179.6478 | 109.7349 | 256.178 | 230.4475 | 148.7442 | 143.2578 | 367.1821 | 177.0438 | 181.0567 | 87.5507 | 82.9127 | 182.3157 | 200.2657 | 73.3585 | 82.9127 | 82.9127 | 143.5562 | 87.5507 | 87.5507 | 87.5507 | 162.1269 | 163.1059 | 161.7437 | 130.0593 | 130.0593 | 101.0722 | 166.7155 | 424.8562 | 151.0344 | 101.9734 | 543.9853 | 171.1677 | 101.9734 | 373.9842 | 854.7577 | 139.2228 | 517.0009 | 379.4279 | 171.1677 | 102.5716 | 61.478 | 209.2272 | 52.857 | 52.857 | 52.857 | 160.6987 | 190.1751 | 72.3824 | 123.1309 | 216.0567 | 205.5544 | 114.0122 | 114.0122 | 121.302 | 358.8772 | 52.857 | 399.1374 | 217.288 | 365.9782 | 137.4014 | 114.4281 | 315.2049 | 92.4734 | 173.9374 | 92.4734 | 230.5014 | 79.0644 | 106.6074 | 64.2343 | 64.2343 | 79.0644 | 309.3381 | 265.3166 | 144.8254 | 198.4273 | 113.7306 | 79.0644 | 743.1555 | 183.1055 | 194.1426 | 443.5459 | 696.0834 | 88.2004 | 96.4451 | 157.845 | 325.6475 | 96.4451 | 56.9392 | 128.375 | 101.193 | 91.8216 | 108.9524 | 54.6426 | 54.6426 | 89.2698 | 52.7937 | 149.63 | 230.4599 | 106.4927 | 173.9374 | 98.8861 | 211.2093 | 176.7182 | 106.4927 | 98.8861 | 80.7949 | 239.2707 | 173.4066 | 51.0436 | 29.0768 | 363.6006 | 76.8139 | 259.7217 | 77.5754 | 359.6385 | 841.3689 | 42.9655 | 273.6221 | 239.2707 | 345.2216 | 77.5754 | 31.7588 | 330.468 | 262.0781 | 192.0132 | 202.1212 | 0 | 82.9127 | 148.773 | 399.8783 | 0 | 88.2004 | 117.5655 | 182.3157 | 79.0402 | 121.5715 | 183.3207 | 77.3114 | 0 | 0 | 0 | 0 | 0 | 0 | 0 | 0 | 84.0715 | 0 | 154.2309 | 202.0715 | 222.696 | 147.3734 | 0 | 161.2497 | 50.4861 | 42.6429 | 23.4781 | 700.7812 | 38.2011 | 113.8337 | 49.8414 | 49.8414 | 92.2071 | 32.1209 | 50.4861 | 38.2011 | 34.8116 | 34.8116 | 58.8469 | 0 | 0 | 0 | 0 | 32.1209 | 32.1209 | 32.1209 | 52.3989 | 34.8116 | 111.8806 | 0 | 0 | 22.4961 | 0 | 0 | 0 | 98.6757 | 43.6488 | 123.4177 | 55.553 | 54.1583 | 22.4961 | 119.532 | 156.1441 | 34.6264 | 153.5631 | 127.9759 | 543.334 | 111.6919 | 108.1765 | 132.9537 | 21.2281 | 25.8676 | 25.8676 | 21.2281 | 46.4265 | 77.5737 | 175.22 | 1616.2026 | 131.1968 | 77.5737 | 73.1202 | 149.477 | 102.6589 | 88.7974 | 85.9926 | 73.1202 | 156.105 | 66.648 | 43.6488 | 43.6488 | 149.9861 | 101.092 | 0 | 0 | 0 | 25.8676 | 25.8676 | 29.2041 | 0 | 0 | 0 | 0 | 0 | 0 | 21.2281 | 43.6488 | 145.8429 | 25.8676 | 32.9654 | 67.1332 | 0 | 0 | 0 | 0 | 0 | 0 | 0 | 0 | 0 | 0 | 0 | 0 | 0 | 0 | 0 | 0 | 0 | 0 | 0 | 0 | 0 | 0 | 0 | 0 | 0 | 0 | 0 | 0 | 0 | 0 | 0 | 0 | 0 | 0 | 0 | 0 | 0 | 0 | 0 | 0 | 0 | 0 | 0 | 0 | 0 | 0 | 0 | 0 | 0 | 0 | 0 | 0 | 0 | 0 | 0 | 0 | 0 | 0 | 0 | 0 | 0 | 0 | 0 | 0 | 0 | 0 | 0 | 0 | 0 | 0 | 0 | 0 | 0 | 0 | 0 | 0 | 0 | 0 | 0 | 0 | 0 | 0 | 0 | 0 | 0 | 0 | 0 | 0 | 0 | 0 | 0 | 0 | 0 | 0 | 0 | 0 | 0 | 0 | 0 | 0 | 0 | 0 | 0 | 0 | 0 | 0 | 0 | 0 | 0 | 2017-01-04 22:00
t0096 | 0 | 120.3215 | 315.0106 | 141.3696 | 35.733 | 247.3915 | 35.733 | 581.762 | 57.3075 | 57.3075 | 1798.0529 | 61.9371 | 78.8278 | 326.9124 | 394.6792 | 58.5578 | 71.854 | 336.3025 | 209.9509 | 351.7384 | 0 | 0 | 390.8112 | 34.9499 | 34.9499 | 34.9499 | 81.6347 | 155.5743 | 271.1135 | 117.6459 | 319.4169 | 83.0289 | 238.2112 | 217.4658 | 264.5615 | 255.3624 | 136.6373 | 587.9018 | 355.6486 | 94.3398 | 218.6012 | 261.3606 | 107.0353 | 227.2002 | 422.441 | 107.0353 | 43.4038 | 281.4723 | 763.3051 | 161.9074 | 173.2332 | 92.0731 | 178.1678 | 43.4038 | 166.1559 | 284.0102 | 96.893 | 326.2299 | 33.8686 | 179.433 | 33.8686 | 107.0353 | 155.5743 | 61.0343 | 422.441 | 0 | 0 | 0 | 0 | 0 | 0 | 0 | 0 | 156.552 | 0 | 0 | 0 | 0 | 242.8289 | 271.0849 | 26.0949 | 30.3799 | 215.0148 | 146.2997 | 11.3886 | 77.2334 | 87.0634 | 250.4294 | 145.6118 | 198.7679 | 88.5258 | 26.0949 | 249.7762 | 41.9887 | 240.3975 | 116.6525 | 148.9838 | 44.8562 | 84.4155 | 446.9721 | 20.9678 | 143.4872 | 141.164 | 11.3886 | 11.3886 | 58.786 | 112.7766 | 60.2472 | 119.3596 | 144.3103 | 75.6726 | 69.3237 | 558.7656 | 102.145 | 77.2334 | 72.5079 | 72.5079 | 30.822 | 43.3285 | 558.7656 | 335.8338 | 138.0315 | 0 | 0 | 0 | 73.0055 | 87.0634 | 70.5715 | 326.156 | 84.4155 | 0 | 62.4516 | 43.3285 | 11.3886 | 57.9026 | 23.5744 | 0 | 0 | 0 | 80.9261 | 0 | 0 | 127.9895 | 0 | 28.7254 | 0 | 0 | 188.4177 | 81.446 | 23.5744 | 27.4117 | 27.4117 | 61.6928 | 127.2597 | 170.0875 | 125.5927 | 271.7695 | 170.4852 | 102.4164 | 240.5473 | 213.5358 | 135.8757 | 133.5994 | 337.6629 | 166.7137 | 163.7179 | 83.231 | 78.3676 | 169.9175 | 182.4186 | 67.3854 | 78.3676 | 78.3676 | 130.4086 | 83.231 | 83.231 | 83.231 | 148.1075 | 154.1823 | 146.4992 | 119.6476 | 119.6476 | 92.8438 | 150.983 | 399.7834 | 146.2591 | 91.9496 | 501.6504 | 160.9131 | 91.9496 | 331.9939 | 795.3887 | 125.3699 | 473.3887 | 352.8417 | 160.9131 | 94.548 | 56.8132 | 188.71 | 49.6808 | 49.6808 | 49.6808 | 146.3145 | 170.5223 | 64.5626 | 120.0405 | 202.7347 | 196.1609 | 109.5342 | 109.5342 | 113.0335 | 348.1811 | 49.6808 | 365.8111 | 206.2195 | 346.6778 | 130.6696 | 107.543 | 284.4981 | 86.2559 | 169.3648 | 86.2559 | 215.3864 | 72.5797 | 101.265 | 61.0343 | 61.0343 | 72.5797 | 303.047 | 256.6104 | 134.8586 | 182.524 | 109.5708 | 72.5797 | 733.3537 | 173.1072 | 179.0181 | 410.9831 | 644.5715 | 83.3968 | 91.6897 | 143.0224 | 303.0382 | 91.6897 | 52.9251 | 119.2995 | 96.7035 | 86.0361 | 99.8077 | 51.4703 | 51.4703 | 84.6251 | 48.6912 | 139.7584 | 217.7156 | 99.0778 | 169.3648 | 92.3025 | 194.6565 | 167.3626 | 99.0778 | 92.3025 | 73.5851 | 218.8384 | 164.8464 | 49.2956 | 26.5297 | 340.8167 | 70.9167 | 238.0701 | 71.3468 | 337.4168 | 801.3341 | 40.0482 | 250.5965 | 218.8384 | 317.0975 | 71.3468 | 28.7254 | 338.6741 | 240.506 | 184.2421 | 197.9271 | 0 | 78.3676 | 139.6485 | 376.4952 | 0 | 83.3968 | 109.6366 | 169.9175 | 73.6498 | 108.9468 | 172.7978 | 70.5544 | 0 | 0 | 0 | 0 | 0 | 0 | 0 | 0 | 81.446 | 0 | 146.9344 | 200.9425 | 204.8522 | 137.1317 | 0 | 146.97 | 44.0983 | 39.1241 | 20.9678 | 625.0101 | 35.7484 | 102.6556 | 44.5233 | 44.5233 | 79.9075 | 28.8162 | 44.0983 | 35.7484 | 31.532 | 31.532 | 53.5243 | 0 | 0 | 0 | 0 | 28.8162 | 28.8162 | 28.8162 | 47.7849 | 31.532 | 102.4386 | 0 | 0 | 20.4449 | 0 | 0 | 0 | 89.6482 | 41.9552 | 112.7069 | 54.3656 | 49.7463 | 20.4449 | 113.7396 | 140.2177 | 31.8276 | 146.9498 | 118.9736 | 511.1161 | 104.5768 | 101.4113 | 123.5279 | 19.8611 | 24.2641 | 24.2641 | 19.8611 | 41.7395 | 71.3584 | 161.5408 | 1491.1742 | 116.5975 | 71.3584 | 67.6725 | 134.6987 | 92.1711 | 79.3863 | 76.7111 | 67.6725 | 140.1018 | 61.282 | 41.9552 | 41.9552 | 137.0403 | 91.3114 | 0 | 0 | 0 | 24.2641 | 24.2641 | 26.4347 | 0 | 0 | 0 | 0 | 0 | 0 | 19.8611 | 41.9552 | 132.7427 | 24.2641 | 30.6954 | 60.3435 | 0 | 0 | 0 | 0 | 0 | 0 | 0 | 0 | 0 | 0 | 0 | 0 | 0 | 0 | 0 | 0 | 0 | 0 | 0 | 0 | 0 | 0 | 0 | 0 | 0 | 0 | 0 | 0 | 0 | 0 | 0 | 0 | 0 | 0 | 0 | 0 | 0 | 0 | 0 | 0 | 0 | 0 | 0 | 0 | 0 | 0 | 0 | 0 | 0 | 0 | 0 | 0 | 0 | 0 | 0 | 0 | 0 | 0 | 0 | 0 | 0 | 0 | 0 | 0 | 0 | 0 | 0 | 0 | 0 | 0 | 0 | 0 | 0 | 0 | 0 | 0 | 0 | 0 | 0 | 0 | 0 | 0 | 0 | 0 | 0 | 0 | 0 | 0 | 0 | 0 | 0 | 0 | 0 | 0 | 0 | 0 | 0 | 0 | 0 | 0 | 0 | 0 | 0 | 0 | 0 | 0 | 0 | 0 | 0 | 2017-01-04 23:00
t0097 | 0 | 118.0228 | 297.4431 | 137.9667 | 33.0717 | 231.7423 | 33.0717 | 600.1638 | 54.6619 | 54.6619 | 1763.4449 | 56.7591 | 76.1595 | 324.6499 | 387.0828 | 57.3503 | 68.5051 | 323.6205 | 200.371 | 350.2645 | 0 | 0 | 371.3222 | 33.5165 | 33.5165 | 33.5165 | 79.9009 | 151.4587 | 269.8395 | 112.9344 | 308.9889 | 78.874 | 235.2212 | 215.475 | 255.3997 | 243.8922 | 133.1227 | 600.0507 | 355.9539 | 91.7914 | 218.597 | 253.5056 | 105.1116 | 222.8656 | 424.6172 | 105.1116 | 42.0849 | 274.02 | 748.3993 | 160.1506 | 167.2674 | 87.8846 | 175.2078 | 42.0849 | 161.4235 | 281.7478 | 94.5606 | 314 | 31.9974 | 178.2206 | 31.9974 | 105.1116 | 151.4587 | 59.099 | 424.6172 | 0 | 0 | 0 | 0 | 0 | 0 | 0 | 0 | 151.6092 | 0 | 0 | 0 | 0 | 235.636 | 260.3938 | 25.0836 | 27.7633 | 199.4103 | 138.848 | 10.6166 | 72.1931 | 81.4569 | 239.7792 | 140.8047 | 192.2378 | 81.183 | 25.0836 | 233.0289 | 39.1773 | 228.1512 | 109.0178 | 141.9353 | 42.165 | 79.6148 | 421.5983 | 18.9209 | 136.4383 | 131.6256 | 10.6166 | 10.6166 | 54.3273 | 109.1926 | 56.7298 | 112.167 | 138.9984 | 68.8982 | 61.2925 | 510.6155 | 92.3477 | 72.1931 | 68.7198 | 68.7198 | 28.8891 | 39.104 | 510.6155 | 312.7376 | 131.9946 | 0 | 0 | 0 | 69.3627 | 81.4569 | 67.1492 | 306.7219 | 79.6148 | 0 | 59.3801 | 39.104 | 10.6166 | 53.5211 | 21.639 | 0 | 0 | 0 | 77.3037 | 0 | 0 | 121.4815 | 0 | 26.311 | 0 | 0 | 180.5176 | 80.2455 | 21.639 | 25.9802 | 25.9802 | 56.1633 | 118.7188 | 158.0115 | 118.0891 | 261.5435 | 164.7791 | 97.3621 | 229.9433 | 202.7411 | 126.2971 | 126.8006 | 320.4091 | 159.9785 | 150.4558 | 80.8027 | 75.5279 | 161.7058 | 168.7964 | 62.9749 | 75.5279 | 75.5279 | 120.8588 | 80.8027 | 80.8027 | 80.8027 | 137.6782 | 148.7067 | 135.018 | 111.9688 | 111.9688 | 86.8169 | 139.844 | 383.6009 | 144.4236 | 84.3947 | 479.8675 | 154.5024 | 84.3947 | 303.4934 | 762.6324 | 114.6305 | 443.6744 | 334.7624 | 154.5024 | 88.9654 | 53.4338 | 172.6857 | 47.5125 | 47.5125 | 47.5125 | 135.3096 | 155.9953 | 58.3781 | 118.9257 | 193.7311 | 190.6167 | 107.2073 | 107.2073 | 107.4308 | 343.4442 | 47.5125 | 342.001 | 199.3579 | 334.5108 | 126.5323 | 102.7852 | 263.6445 | 81.9436 | 168.0265 | 81.9436 | 205.6239 | 67.9661 | 98.2323 | 59.099 | 59.099 | 67.9661 | 302.589 | 252.857 | 128.2628 | 171.4483 | 107.6226 | 67.9661 | 737.284 | 166.6715 | 169.2625 | 390.3252 | 616.9512 | 80.316 | 88.7807 | 131.8653 | 287.7771 | 88.7807 | 49.9799 | 113.0172 | 94.1314 | 82.0786 | 93.0119 | 49.4357 | 49.4357 | 81.838 | 45.7377 | 134.0145 | 210.0497 | 93.825 | 168.0265 | 87.8879 | 183.5493 | 161.3859 | 93.825 | 87.8879 | 68.0271 | 205.179 | 159.7988 | 48.3821 | 24.5337 | 325.1178 | 66.578 | 222.3805 | 66.7338 | 321.7949 | 781.2652 | 37.9096 | 232.699 | 205.179 | 297.9235 | 66.7338 | 26.311 | 351.8239 | 224.8376 | 180.4372 | 197.2943 | 0 | 75.5279 | 133.2472 | 367.2745 | 0 | 80.316 | 104.2343 | 161.7058 | 70.2833 | 98.7556 | 165.725 | 65.489 | 0 | 0 | 0 | 0 | 0 | 0 | 0 | 0 | 80.2455 | 0 | 142.5509 | 202.9592 | 192.9411 | 130.6028 | 0 | 136.2767 | 38.946 | 36.475 | 18.9209 | 569.4404 | 34.0367 | 94.6344 | 40.3096 | 40.3096 | 69.9487 | 26.2572 | 38.946 | 34.0367 | 28.9336 | 28.9336 | 49.3971 | 0 | 0 | 0 | 0 | 26.2572 | 26.2572 | 26.2572 | 44.2753 | 28.9336 | 95.3294 | 0 | 0 | 19.0198 | 0 | 0 | 0 | 82.7724 | 41.0822 | 104.8901 | 54.2918 | 46.4711 | 19.0198 | 110.1653 | 128.8214 | 29.6924 | 143.3952 | 112.8284 | 492.1068 | 99.7036 | 96.8203 | 116.9193 | 18.9313 | 23.1701 | 23.1701 | 18.9313 | 38.1382 | 66.8891 | 151.5027 | 1417.2733 | 105.4383 | 66.8891 | 63.8716 | 124.7658 | 84.1263 | 71.8547 | 69.5087 | 63.8716 | 128.0202 | 57.6112 | 41.0822 | 41.0822 | 127.2789 | 84.2473 | 0 | 0 | 0 | 23.1701 | 23.1701 | 24.3141 | 0 | 0 | 0 | 0 | 0 | 0 | 18.9313 | 41.0822 | 123.2203 | 23.1701 | 29.1007 | 54.9788 | 0 | 0 | 0 | 0 | 0 | 0 | 0 | 0 | 0 | 0 | 0 | 0 | 0 | 0 | 0 | 0 | 0 | 0 | 0 | 0 | 0 | 0 | 0 | 0 | 0 | 0 | 0 | 0 | 0 | 0 | 0 | 0 | 0 | 0 | 0 | 0 | 0 | 0 | 0 | 0 | 0 | 0 | 0 | 0 | 0 | 0 | 0 | 0 | 0 | 0 | 0 | 0 | 0 | 0 | 0 | 0 | 0 | 0 | 0 | 0 | 0 | 0 | 0 | 0 | 0 | 0 | 0 | 0 | 0 | 0 | 0 | 0 | 0 | 0 | 0 | 0 | 0 | 0 | 0 | 0 | 0 | 0 | 0 | 0 | 0 | 0 | 0 | 0 | 0 | 0 | 0 | 0 | 0 | 0 | 0 | 0 | 0 | 0 | 0 | 0 | 0 | 0 | 0 | 0 | 0 | 0 | 0 | 0 | 0 | 2017-01-05
t0098 | 0 | 118.5032 | 287.8375 | 138.3881 | 31.4927 | 222.7178 | 31.4927 | 632.3318 | 52.9984 | 52.9984 | 1741.1294 | 53.2171 | 75.8459 | 329.5701 | 390.1307 | 57.868 | 67.1976 | 319.9578 | 196.6176 | 358.0473 | 0 | 0 | 361.0429 | 33.1156 | 33.1156 | 33.1156 | 80.3187 | 151.4023 | 275.5117 | 109.1448 | 305.173 | 76.8895 | 238.5466 | 219.2713 | 253.6935 | 239.3845 | 133.5388 | 625.7126 | 363.4335 | 91.8197 | 224.1596 | 251.9196 | 105.8982 | 224.3247 | 432.3989 | 105.8982 | 42.1228 | 274.1216 | 753.0723 | 162.6818 | 165.2866 | 86.3841 | 176.9856 | 42.1228 | 161.3842 | 287.0414 | 94.9878 | 309.2516 | 31.1499 | 181.7203 | 31.1499 | 105.8982 | 151.4023 | 58.7803 | 432.3989 | 0 | 0 | 0 | 0 | 0 | 0 | 0 | 0 | 151.0135 | 0 | 0 | 0 | 0 | 234.7047 | 257.4231 | 24.9005 | 26.3035 | 189.6716 | 136.1461 | 10.2258 | 69.7196 | 78.9767 | 235.4547 | 139.8739 | 191.2094 | 76.6859 | 24.9005 | 221.7078 | 37.8236 | 222.4168 | 105.3059 | 139.671 | 40.9984 | 77.5583 | 407.6546 | 17.6694 | 133.8673 | 126.6876 | 10.2258 | 10.2258 | 51.6843 | 108.7846 | 55.1731 | 108.8582 | 137.6951 | 63.687 | 54.0238 | 473.0714 | 86.235 | 69.7196 | 67.3089 | 67.3089 | 27.9837 | 36.253 | 473.0714 | 297.4945 | 130.4799 | 0 | 0 | 0 | 68.1516 | 78.9767 | 65.9783 | 296.9784 | 77.5583 | 0 | 58.3339 | 36.253 | 10.2258 | 50.6756 | 20.4299 | 0 | 0 | 0 | 76.0232 | 0 | 0 | 118.643 | 0 | 24.9303 | 0 | 0 | 178.0682 | 81.3163 | 20.4299 | 25.3991 | 25.3991 | 52.9677 | 114.0747 | 150.7122 | 114.5627 | 257.2682 | 163.7655 | 95.1765 | 226.2583 | 195.8654 | 120.6814 | 123.9288 | 305.463 | 157.7441 | 142.1517 | 80.2829 | 74.7134 | 157.5665 | 160.9421 | 60.5644 | 74.7134 | 74.7134 | 114.519 | 80.2829 | 80.2829 | 80.2829 | 131.5602 | 147.0519 | 127.7192 | 107.8731 | 107.8731 | 83.4621 | 131.7898 | 377.8093 | 146.0241 | 79.3746 | 457.1927 | 151.8508 | 79.3746 | 277.4655 | 737.1445 | 107.8202 | 423.3259 | 325.6334 | 151.8508 | 85.6883 | 51.7196 | 162.8402 | 46.8146 | 46.8146 | 46.8146 | 128.9616 | 145.4463 | 54.303 | 121.2126 | 190.4482 | 190.4556 | 107.7258 | 107.7258 | 104.7465 | 348.5362 | 46.8146 | 327.4559 | 198.1249 | 331.8433 | 126.0261 | 101.306 | 246.7615 | 80.0615 | 170.7626 | 80.0615 | 200.8215 | 65.1938 | 97.525 | 58.7803 | 58.7803 | 65.1938 | 308.9537 | 255.552 | 124.8421 | 164.7099 | 108.352 | 65.1938 | 757.2707 | 165.0523 | 162.5729 | 376.9863 | 591.9201 | 79.5417 | 88.3816 | 124.7937 | 280.0845 | 88.3816 | 48.7389 | 109.9217 | 94.1499 | 80.5841 | 89.1804 | 48.7393 | 48.7393 | 81.1561 | 44.1514 | 130.3762 | 207.4479 | 91.4649 | 170.7626 | 85.8356 | 176.4729 | 160.1146 | 91.4649 | 85.8356 | 64.8883 | 195.3062 | 158.9339 | 48.9241 | 23.4754 | 319.4165 | 64.4122 | 213.1107 | 64.2856 | 316.7152 | 776.2321 | 37.0877 | 223.5815 | 195.3062 | 285.4174 | 64.2856 | 24.9303 | 372.1776 | 215.798 | 180.8688 | 201.5624 | 0 | 74.7134 | 131.2084 | 357.832 | 0 | 79.5417 | 101.7456 | 157.5665 | 68.3254 | 92.5675 | 163.7542 | 62.5256 | 0 | 0 | 0 | 0 | 0 | 0 | 0 | 0 | 81.3163 | 0 | 142.202 | 210.117 | 185.0117 | 126.8343 | 0 | 129.8962 | 35.2455 | 35.0623 | 17.6694 | 526.7875 | 33.3904 | 88.7515 | 37.5754 | 37.5754 | 62.5943 | 24.5744 | 35.2455 | 33.3904 | 27.4566 | 27.4566 | 47.0561 | 0 | 0 | 0 | 0 | 24.5744 | 24.5744 | 24.5744 | 42.2682 | 27.4566 | 91.4084 | 0 | 0 | 17.9892 | 0 | 0 | 0 | 78.6541 | 41.3003 | 100.0841 | 55.3386 | 44.7019 | 17.9892 | 109.8071 | 120.1061 | 28.6254 | 143.4851 | 109.7285 | 483.2457 | 97.8068 | 95.0876 | 113.7455 | 18.5505 | 22.7754 | 22.7754 | 18.5505 | 35.776 | 64.3581 | 146.3081 | 1357.695 | 97.3492 | 64.3581 | 61.8327 | 116.452 | 78.7676 | 67.1008 | 64.5765 | 61.8327 | 119.6761 | 55.2742 | 41.3003 | 41.3003 | 121.7378 | 79.2093 | 0 | 0 | 0 | 22.7754 | 22.7754 | 23.0041 | 0 | 0 | 0 | 0 | 0 | 0 | 18.5505 | 41.3003 | 117.0525 | 22.7754 | 28.3871 | 51.6571 | 0 | 0 | 0 | 0 | 0 | 0 | 0 | 0 | 0 | 0 | 0 | 0 | 0 | 0 | 0 | 0 | 0 | 0 | 0 | 0 | 0 | 0 | 0 | 0 | 0 | 0 | 0 | 0 | 0 | 0 | 0 | 0 | 0 | 0 | 0 | 0 | 0 | 0 | 0 | 0 | 0 | 0 | 0 | 0 | 0 | 0 | 0 | 0 | 0 | 0 | 0 | 0 | 0 | 0 | 0 | 0 | 0 | 0 | 0 | 0 | 0 | 0 | 0 | 0 | 0 | 0 | 0 | 0 | 0 | 0 | 0 | 0 | 0 | 0 | 0 | 0 | 0 | 0 | 0 | 0 | 0 | 0 | 0 | 0 | 0 | 0 | 0 | 0 | 0 | 0 | 0 | 0 | 0 | 0 | 0 | 0 | 0 | 0 | 0 | 0 | 0 | 0 | 0 | 0 | 0 | 0 | 0 | 0 | 0 | 2017-01-05 01:00
t0099 | 0 | 119.5265 | 285.8832 | 139.7037 | 31.1093 | 220.6396 | 31.1093 | 650.7101 | 52.5325 | 52.5325 | 1733.9865 | 52.117 | 76.405 | 333.8479 | 394.6288 | 58.6109 | 67.2177 | 320.9795 | 196.6627 | 364.2456 | 0 | 0 | 359.1379 | 33.2428 | 33.2428 | 33.2428 | 81.1384 | 152.5705 | 280.0837 | 107.6745 | 305.3737 | 76.6415 | 241.8903 | 222.6703 | 255.1361 | 239.4255 | 134.8885 | 641.1018 | 368.8342 | 92.5925 | 228.2769 | 253.0418 | 107.0443 | 226.6764 | 437.3976 | 107.0443 | 42.5437 | 276.3926 | 760.9072 | 165.0742 | 165.5616 | 86.5108 | 179.1744 | 42.5437 | 162.7546 | 291.6298 | 95.9951 | 309.3073 | 31.0756 | 184.6689 | 31.0756 | 107.0443 | 152.5705 | 59.1138 | 437.3976 | 0 | 0 | 0 | 0 | 0 | 0 | 0 | 0 | 152.0315 | 0 | 0 | 0 | 0 | 236.128 | 258.3811 | 25.0656 | 26.0001 | 187.0535 | 136.3573 | 10.1653 | 69.3825 | 78.808 | 235.3787 | 140.5996 | 192.3748 | 75.5268 | 25.0656 | 218.223 | 37.6561 | 221.7762 | 104.8219 | 140.0871 | 40.9337 | 77.4591 | 404.7836 | 17.3501 | 134.0525 | 125.8563 | 10.1653 | 10.1653 | 51.0443 | 109.5414 | 55.0634 | 108.5403 | 138.2972 | 61.8103 | 50.9783 | 459.3345 | 84.6122 | 69.3825 | 67.389 | 67.389 | 27.8867 | 35.3893 | 459.3345 | 292.9761 | 131.1542 | 0 | 0 | 0 | 68.3378 | 78.808 | 66.1269 | 295.5038 | 77.4591 | 0 | 58.4713 | 35.3893 | 10.1653 | 49.8573 | 20.1061 | 0 | 0 | 0 | 76.1452 | 0 | 0 | 118.462 | 0 | 24.6241 | 0 | 0 | 178.5893 | 82.4654 | 20.1061 | 25.3928 | 25.3928 | 52.2435 | 113.16 | 148.865 | 114.1735 | 257.0826 | 164.698 | 95.0485 | 226.6616 | 193.9095 | 119.3485 | 123.8111 | 299.3189 | 158.0732 | 139.9171 | 80.6059 | 74.9447 | 156.9072 | 159.1538 | 60.0816 | 74.9447 | 74.9447 | 112.6274 | 80.6059 | 80.6059 | 80.6059 | 130.1062 | 147.4316 | 125.6979 | 107.1082 | 107.1082 | 82.7554 | 129.0808 | 378.2772 | 147.7402 | 77.8814 | 446.4857 | 151.7619 | 77.8814 | 266.4288 | 727.5919 | 105.9494 | 416.925 | 324.1826 | 151.7619 | 84.8991 | 51.4478 | 160.2892 | 46.9393 | 46.9393 | 46.9393 | 127.5154 | 141.8947 | 53.1133 | 123.2401 | 190.674 | 191.9723 | 108.7935 | 108.7935 | 104.4052 | 353.7165 | 46.9393 | 323.6787 | 199.2348 | 333.4554 | 126.8726 | 101.6203 | 240.3114 | 79.9396 | 173.1742 | 79.9396 | 200.1202 | 64.496 | 97.8856 | 59.1138 | 59.1138 | 64.496 | 313.7767 | 258.6455 | 124.2403 | 162.9666 | 109.4607 | 64.496 | 770.8451 | 165.7521 | 160.4506 | 373.1041 | 581.1788 | 79.8769 | 88.9441 | 122.8453 | 278.8668 | 88.9441 | 48.6932 | 109.4782 | 94.9214 | 80.6458 | 88.3493 | 48.8217 | 48.8217 | 81.4681 | 43.8472 | 129.3354 | 207.7608 | 91.2686 | 173.1742 | 85.6126 | 174.4742 | 160.9381 | 91.2686 | 85.6126 | 64.2095 | 191.967 | 159.7747 | 49.5979 | 23.2842 | 319.8352 | 64.0913 | 210.8636 | 63.8358 | 317.5863 | 778.2707 | 37.114 | 222.1429 | 191.967 | 281.7569 | 63.8358 | 24.6241 | 383.3464 | 213.7186 | 182.2939 | 204.903 | 0 | 74.9447 | 131.597 | 353.3206 | 0 | 79.8769 | 101.4922 | 156.9072 | 67.8537 | 91.008 | 164.3877 | 61.8262 | 0 | 0 | 0 | 0 | 0 | 0 | 0 | 0 | 82.4654 | 0 | 143.2369 | 214.8222 | 182.6104 | 125.9444 | 0 | 128.3262 | 34.0269 | 34.7999 | 17.3501 | 511.4621 | 33.4181 | 86.741 | 36.7967 | 36.7967 | 60.088 | 24.0835 | 34.0269 | 33.4181 | 27.1335 | 27.1335 | 46.5448 | 0 | 0 | 0 | 0 | 24.0835 | 24.0835 | 24.0835 | 41.8195 | 27.1335 | 90.6067 | 0 | 0 | 17.6418 | 0 | 0 | 0 | 77.6355 | 41.7183 | 98.8249 | 56.1286 | 44.3595 | 17.6418 | 110.5984 | 116.9804 | 28.4684 | 144.5924 | 109.2382 | 482.1996 | 97.8405 | 95.1591 | 113.343 | 18.5426 | 22.8062 | 22.8062 | 18.5426 | 35.0889 | 63.7996 | 145.4269 | 1334.7403 | 94.6406 | 63.7996 | 61.4402 | 113.1723 | 77.171 | 65.8108 | 63.0478 | 61.4402 | 117.051 | 54.6168 | 41.7183 | 41.7183 | 120.5191 | 77.5473 | 0 | 0 | 0 | 22.8062 | 22.8062 | 22.6602 | 0 | 0 | 0 | 0 | 0 | 0 | 18.5426 | 41.7183 | 115.2822 | 22.8062 | 28.3294 | 50.7852 | 0 | 0 | 0 | 0 | 0 | 0 | 0 | 0 | 0 | 0 | 0 | 0 | 0 | 0 | 0 | 0 | 0 | 0 | 0 | 0 | 0 | 0 | 0 | 0 | 0 | 0 | 0 | 0 | 0 | 0 | 0 | 0 | 0 | 0 | 0 | 0 | 0 | 0 | 0 | 0 | 0 | 0 | 0 | 0 | 0 | 0 | 0 | 0 | 0 | 0 | 0 | 0 | 0 | 0 | 0 | 0 | 0 | 0 | 0 | 0 | 0 | 0 | 0 | 0 | 0 | 0 | 0 | 0 | 0 | 0 | 0 | 0 | 0 | 0 | 0 | 0 | 0 | 0 | 0 | 0 | 0 | 0 | 0 | 0 | 0 | 0 | 0 | 0 | 0 | 0 | 0 | 0 | 0 | 0 | 0 | 0 | 0 | 0 | 0 | 0 | 0 | 0 | 0 | 0 | 0 | 0 | 0 | 0 | 0 | 2017-01-05 02:00
t0100 | 0 | 122.1828 | 290.77 | 142.8264 | 31.5783 | 224.2102 | 31.5783 | 669.351 | 53.4132 | 53.4132 | 1766.433 | 52.7613 | 78.0517 | 341.7459 | 403.7075 | 59.9783 | 68.5154 | 327.5005 | 200.4599 | 373.3058 | 0 | 0 | 365.4826 | 33.9215 | 33.9215 | 33.9215 | 82.9724 | 155.8983 | 286.9939 | 109.3525 | 311.3992 | 78.0393 | 247.6519 | 228.0785 | 260.5126 | 244.0487 | 137.9207 | 658.5927 | 377.8047 | 94.6287 | 234.0384 | 258.3148 | 109.4894 | 231.828 | 447.686 | 109.4894 | 43.4944 | 282.4641 | 778.1759 | 169.0424 | 168.8676 | 88.2112 | 183.3471 | 43.4944 | 166.3317 | 298.7578 | 98.1694 | 315.3348 | 31.6457 | 189.1991 | 31.6457 | 109.4894 | 155.8983 | 60.3632 | 447.686 | 0 | 0 | 0 | 0 | 0 | 0 | 0 | 0 | 155.2897 | 0 | 0 | 0 | 0 | 241.1551 | 263.6576 | 25.598 | 26.3886 | 189.7954 | 139.0229 | 10.3385 | 70.59 | 80.2411 | 239.9048 | 143.5484 | 196.458 | 76.5839 | 25.598 | 221.3336 | 38.3141 | 225.8375 | 106.6528 | 142.8931 | 41.6891 | 78.901 | 411.6636 | 17.5707 | 136.6726 | 127.9778 | 10.3385 | 10.3385 | 51.8089 | 111.895 | 56.0753 | 110.5016 | 141.1547 | 62.4034 | 51.0034 | 463.8465 | 85.6741 | 70.59 | 68.6974 | 68.6974 | 28.3846 | 35.7799 | 463.8465 | 297.1836 | 133.8716 | 0 | 0 | 0 | 69.6977 | 80.2411 | 67.4362 | 300.6787 | 78.901 | 0 | 59.6298 | 35.7799 | 10.3385 | 50.5502 | 20.3838 | 0 | 0 | 0 | 77.6461 | 0 | 0 | 120.6764 | 0 | 24.9881 | 0 | 0 | 182.1867 | 84.4284 | 20.3838 | 25.8756 | 25.8756 | 52.9867 | 115.0221 | 151.1194 | 116.2227 | 262.0272 | 168.1734 | 96.8335 | 231.1442 | 197.0738 | 121.199 | 126.1453 | 303.3291 | 161.2263 | 141.8586 | 82.2776 | 76.4678 | 159.7333 | 161.6007 | 61.0737 | 76.4678 | 76.4678 | 114.1882 | 82.2776 | 82.2776 | 82.2776 | 132.1235 | 150.4094 | 127.4474 | 108.907 | 108.907 | 84.1114 | 130.7164 | 385.7333 | 151.1691 | 78.8897 | 452.1253 | 154.6787 | 78.8897 | 268.1877 | 739.0169 | 107.3557 | 422.9868 | 329.9737 | 154.6787 | 86.285 | 52.3447 | 162.4984 | 47.8795 | 47.8795 | 47.8795 | 129.4702 | 143.4866 | 53.7321 | 126.2734 | 194.4118 | 196.1649 | 111.2441 | 111.2441 | 106.3096 | 362.2142 | 47.8795 | 328.6979 | 203.4348 | 340.4029 | 129.5906 | 103.6667 | 242.9659 | 81.4357 | 177.3208 | 81.4357 | 203.7779 | 65.514 | 99.9052 | 60.3632 | 60.3632 | 65.514 | 321.4561 | 264.6616 | 126.454 | 165.5565 | 111.944 | 65.514 | 790.2927 | 169.1694 | 162.9127 | 379.1621 | 589.4164 | 81.5236 | 90.8408 | 124.5638 | 283.8628 | 90.8408 | 49.6057 | 111.443 | 97.0039 | 82.2143 | 89.7682 | 49.7912 | 49.7912 | 83.1468 | 44.5901 | 131.5491 | 211.897 | 92.954 | 177.3208 | 87.1937 | 177.2262 | 164.3015 | 92.954 | 87.1937 | 65.2071 | 194.6504 | 163.1388 | 50.7698 | 23.6615 | 326.1035 | 65.2108 | 214.1886 | 64.9088 | 323.9354 | 794.1848 | 37.8286 | 225.8731 | 194.6504 | 286.0558 | 64.9088 | 24.9881 | 394.4708 | 217.1481 | 186.3015 | 209.9635 | 0 | 76.4678 | 134.237 | 359.0438 | 0 | 81.5236 | 103.3659 | 159.7333 | 69.0282 | 92.2087 | 167.7457 | 62.7802 | 0 | 0 | 0 | 0 | 0 | 0 | 0 | 0 | 84.4284 | 0 | 146.3333 | 220.5155 | 185.3995 | 128.1146 | 0 | 130.2698 | 34.2725 | 35.3773 | 17.5707 | 516.437 | 34.0671 | 87.7764 | 37.2395 | 37.2395 | 60.4059 | 24.3826 | 34.2725 | 34.0671 | 27.5399 | 27.5399 | 47.2606 | 0 | 0 | 0 | 0 | 24.3826 | 24.3826 | 24.3826 | 42.4698 | 27.5399 | 92.0729 | 0 | 0 | 17.8737 | 0 | 0 | 0 | 78.7839 | 42.6608 | 100.3167 | 57.4824 | 45.0954 | 17.8737 | 112.9831 | 118.2504 | 28.9573 | 147.7536 | 111.1881 | 491.2852 | 99.7305 | 97.0111 | 115.3905 | 18.8967 | 23.254 | 23.254 | 18.8967 | 35.5351 | 64.8449 | 147.9208 | 1353.912 | 95.5779 | 64.8449 | 62.4975 | 114.3534 | 78.1261 | 66.631 | 63.7531 | 62.4975 | 118.4462 | 55.4655 | 42.6608 | 42.6608 | 122.421 | 78.5126 | 0 | 0 | 0 | 23.254 | 23.254 | 22.9802 | 0 | 0 | 0 | 0 | 0 | 0 | 18.8967 | 42.6608 | 116.9309 | 23.254 | 28.8542 | 51.4616 | 0 | 0 | 0 | 0 | 0 | 0 | 0 | 0 | 0 | 0 | 0 | 0 | 0 | 0 | 0 | 0 | 0 | 0 | 0 | 0 | 0 | 0 | 0 | 0 | 0 | 0 | 0 | 0 | 0 | 0 | 0 | 0 | 0 | 0 | 0 | 0 | 0 | 0 | 0 | 0 | 0 | 0 | 0 | 0 | 0 | 0 | 0 | 0 | 0 | 0 | 0 | 0 | 0 | 0 | 0 | 0 | 0 | 0 | 0 | 0 | 0 | 0 | 0 | 0 | 0 | 0 | 0 | 0 | 0 | 0 | 0 | 0 | 0 | 0 | 0 | 0 | 0 | 0 | 0 | 0 | 0 | 0 | 0 | 0 | 0 | 0 | 0 | 0 | 0 | 0 | 0 | 0 | 0 | 0 | 0 | 0 | 0 | 0 | 0 | 0 | 0 | 0 | 0 | 0 | 0 | 0 | 0 | 0 | 0 | 2017-01-05 03:00
t0101 | 0 | 127.5955 | 305.0211 | 148.7987 | 33.0938 | 235.2166 | 33.0938 | 693.7384 | 56.3308 | 56.3308 | 1869.4951 | 55.5995 | 81.2534 | 356.5241 | 420.3069 | 62.3346 | 71.561 | 342.0057 | 209.4532 | 387.9978 | 0 | 0 | 383.5495 | 35.3629 | 35.3629 | 35.3629 | 86.4521 | 162.6033 | 298.4684 | 116.1339 | 326.5734 | 81.7164 | 257.6703 | 237.1696 | 271.608 | 255.0721 | 143.5271 | 683.8746 | 394.2232 | 98.6099 | 243.263 | 270.0449 | 114.1177 | 241.6344 | 469.3042 | 114.1177 | 45.2038 | 294.4361 | 811.0532 | 175.8408 | 176.8109 | 92.0539 | 190.867 | 45.2038 | 173.2389 | 310.6146 | 102.1579 | 330.3626 | 33.0499 | 196.7255 | 33.0499 | 114.1177 | 162.6033 | 62.9921 | 469.3042 | 0 | 0 | 0 | 0 | 0 | 0 | 0 | 0 | 161.8795 | 0 | 0 | 0 | 0 | 251.7167 | 275.033 | 26.6275 | 27.5161 | 199.3835 | 144.8073 | 10.79 | 73.6561 | 83.5171 | 251.0649 | 149.8152 | 204.8514 | 80.2527 | 26.6275 | 233.4523 | 39.9375 | 236.3224 | 111.2502 | 148.7955 | 43.432 | 82.262 | 431.8071 | 18.3638 | 142.4692 | 133.6679 | 10.79 | 10.79 | 54.2797 | 116.6097 | 58.4771 | 115.272 | 147.2673 | 66.2245 | 55.1063 | 492.6737 | 89.6722 | 73.6561 | 71.5515 | 71.5515 | 29.6017 | 37.623 | 492.6737 | 313.0851 | 139.2464 | 0 | 0 | 0 | 72.5337 | 83.5171 | 70.2476 | 314.4017 | 82.262 | 0 | 62.095 | 37.623 | 10.79 | 53.1746 | 21.3836 | 0 | 0 | 0 | 81.0361 | 0 | 0 | 126.1045 | 0 | 26.0967 | 0 | 0 | 190.0533 | 87.7782 | 21.3836 | 26.9912 | 26.9912 | 55.2991 | 120.3385 | 158.5867 | 121.3219 | 274.7619 | 175.398 | 101.2204 | 241.2444 | 207.7968 | 127.0493 | 131.7384 | 323.2431 | 168.4175 | 148.8583 | 86.0759 | 79.8999 | 167.5231 | 169.1553 | 63.9311 | 79.8999 | 79.8999 | 120.2716 | 86.0759 | 86.0759 | 86.0759 | 138.5061 | 157.2802 | 133.8836 | 113.9485 | 113.9485 | 88.109 | 138.2425 | 403.2848 | 157.6549 | 83.0158 | 484.7854 | 162.0586 | 83.0158 | 288.2125 | 784.1266 | 112.6458 | 446.5454 | 345.8287 | 162.0586 | 90.6423 | 54.7522 | 170.2534 | 49.9329 | 49.9329 | 49.9329 | 135.5106 | 151.7134 | 56.4251 | 131.1352 | 203.0117 | 204.4366 | 115.9445 | 115.9445 | 111.3402 | 376.4232 | 49.9329 | 345.4099 | 212.2074 | 355.1553 | 135.0895 | 108.0426 | 258.5366 | 85.1225 | 184.7179 | 85.1225 | 213.7719 | 68.8218 | 104.528 | 62.9921 | 62.9921 | 68.8218 | 334.9457 | 275.7503 | 132.6839 | 174.0696 | 116.7542 | 68.8218 | 823.0191 | 176.4991 | 172.1053 | 399.9634 | 628.5308 | 85.0644 | 94.7283 | 130.8428 | 297.556 | 94.7283 | 51.7219 | 116.6907 | 101.1212 | 85.8443 | 94.0126 | 52.048 | 52.048 | 86.9004 | 46.7017 | 138.8468 | 221.8464 | 97.1277 | 184.7179 | 91.3091 | 186.7195 | 171.3382 | 97.1277 | 91.3091 | 68.1876 | 205.9487 | 170.3687 | 52.7456 | 24.686 | 340.3015 | 68.1506 | 224.7792 | 67.8955 | 337.5072 | 833.113 | 39.4046 | 235.5597 | 205.9487 | 301.4995 | 67.8955 | 26.0967 | 409.1553 | 227.7289 | 194.619 | 218.454 | 0 | 79.8999 | 139.8513 | 382.8459 | 0 | 85.0644 | 108.1808 | 167.5231 | 72.6648 | 96.4041 | 174.873 | 65.7893 | 0 | 0 | 0 | 0 | 0 | 0 | 0 | 0 | 87.7782 | 0 | 152.5393 | 228.8717 | 195.5989 | 134.7952 | 0 | 136.595 | 36.1519 | 36.9839 | 18.3638 | 547.9723 | 35.547 | 92.8858 | 39.0752 | 39.0752 | 63.8636 | 25.6236 | 36.1519 | 35.547 | 28.7642 | 28.7642 | 49.413 | 0 | 0 | 0 | 0 | 25.6236 | 25.6236 | 25.6236 | 44.4521 | 28.7642 | 96.3257 | 0 | 0 | 18.9061 | 0 | 0 | 0 | 82.5645 | 44.4594 | 105.3722 | 59.9804 | 47.1834 | 18.9061 | 117.726 | 125.4338 | 30.216 | 154.2132 | 116.5161 | 516.0145 | 104.1592 | 101.3199 | 120.7274 | 19.7503 | 24.273 | 24.273 | 19.7503 | 37.3501 | 67.9965 | 154.706 | 1438.604 | 101.0014 | 67.9965 | 65.5213 | 121.9264 | 82.1766 | 69.7992 | 67.1243 | 65.5213 | 124.8572 | 58.414 | 44.4594 | 44.4594 | 128.1572 | 82.9596 | 0 | 0 | 0 | 24.273 | 24.273 | 24.1018 | 0 | 0 | 0 | 0 | 0 | 0 | 19.7503 | 44.4594 | 123.0466 | 24.273 | 30.1569 | 53.9029 | 0 | 0 | 0 | 0 | 0 | 0 | 0 | 0 | 0 | 0 | 0 | 0 | 0 | 0 | 0 | 0 | 0 | 0 | 0 | 0 | 0 | 0 | 0 | 0 | 0 | 0 | 0 | 0 | 0 | 0 | 0 | 0 | 0 | 0 | 0 | 0 | 0 | 0 | 0 | 0 | 0 | 0 | 0 | 0 | 0 | 0 | 0 | 0 | 0 | 0 | 0 | 0 | 0 | 0 | 0 | 0 | 0 | 0 | 0 | 0 | 0 | 0 | 0 | 0 | 0 | 0 | 0 | 0 | 0 | 0 | 0 | 0 | 0 | 0 | 0 | 0 | 0 | 0 | 0 | 0 | 0 | 0 | 0 | 0 | 0 | 0 | 0 | 0 | 0 | 0 | 0 | 0 | 0 | 0 | 0 | 0 | 0 | 0 | 0 | 0 | 0 | 0 | 0 | 0 | 0 | 0 | 0 | 0 | 0 | 2017-01-05 04:00
t0102 | 0 | 139.9235 | 335.8395 | 163.0227 | 36.459 | 259.0988 | 36.459 | 756.377 | 62.151 | 62.151 | 2063.413 | 61.452 | 89.0288 | 390.5654 | 460.2313 | 68.201 | 78.5858 | 375.3809 | 230.047 | 424.2184 | 0 | 0 | 422.2511 | 38.7875 | 38.7875 | 38.7875 | 94.7093 | 178.2667 | 326.4345 | 128.5223 | 359.0946 | 89.8661 | 281.9729 | 259.4272 | 297.8304 | 280.1808 | 157.1731 | 746.6207 | 431.764 | 108.0642 | 265.9326 | 296.4418 | 125.0181 | 264.7322 | 515.0576 | 125.0181 | 49.481 | 322.7046 | 888.5784 | 192.3896 | 194.2828 | 101.0425 | 208.9621 | 49.481 | 189.8129 | 339.7195 | 111.8608 | 363.1672 | 36.3095 | 215.1571 | 36.3095 | 125.0181 | 178.2667 | 69.0949 | 515.0576 | 0 | 0 | 0 | 0 | 0 | 0 | 0 | 0 | 177.4689 | 0 | 0 | 0 | 0 | 276.1078 | 301.7364 | 29.1716 | 30.2608 | 219.8911 | 158.8457 | 11.8586 | 80.9296 | 91.647 | 275.9193 | 164.3484 | 224.6234 | 88.4552 | 29.1716 | 257.8835 | 43.8636 | 259.8197 | 122.2186 | 163.1665 | 47.6704 | 90.3078 | 475.4439 | 20.2335 | 156.3254 | 146.9578 | 11.8586 | 11.8586 | 59.7957 | 127.8226 | 64.2089 | 126.604 | 161.5567 | 73.4721 | 61.7742 | 546.7002 | 98.8623 | 80.9296 | 78.4913 | 78.4913 | 32.5117 | 41.5769 | 546.7002 | 345.687 | 152.5836 | 0 | 0 | 0 | 79.5266 | 91.647 | 77.051 | 345.697 | 90.3078 | 0 | 68.1 | 41.5769 | 11.8586 | 58.6926 | 23.5805 | 0 | 0 | 0 | 88.9496 | 0 | 0 | 138.5487 | 0 | 28.7184 | 0 | 0 | 208.5354 | 96.0312 | 23.5805 | 29.6309 | 29.6309 | 60.8549 | 132.4088 | 174.7924 | 133.2889 | 302.1798 | 192.3542 | 111.2169 | 264.7981 | 229.2975 | 139.9537 | 144.6952 | 358.5153 | 184.9048 | 164.1629 | 94.5191 | 87.7149 | 184.3551 | 186.25 | 70.3555 | 87.7149 | 87.7149 | 132.8161 | 94.5191 | 94.5191 | 94.5191 | 152.5761 | 172.722 | 147.7042 | 125.3611 | 125.3611 | 96.9936 | 152.9673 | 442.9521 | 172.7233 | 91.6832 | 539.0336 | 178.1763 | 91.6832 | 321.597 | 867.4429 | 124.2595 | 493.3696 | 380.5075 | 178.1763 | 99.8872 | 60.2118 | 187.6616 | 54.786 | 54.786 | 54.786 | 149.2034 | 167.9725 | 62.3076 | 143.3507 | 222.8926 | 224.0604 | 127.0374 | 127.0374 | 122.4527 | 411.7073 | 54.786 | 380.829 | 232.7377 | 389.5894 | 148.0993 | 118.5094 | 286.9094 | 93.5311 | 202.2187 | 93.5311 | 235.2439 | 75.86 | 114.7911 | 69.0949 | 69.0949 | 75.86 | 366.6217 | 301.9913 | 146.0535 | 191.9227 | 127.9474 | 75.86 | 900.3602 | 193.6305 | 190.1282 | 441.4318 | 697.032 | 93.3245 | 103.8692 | 144.3401 | 327.4078 | 103.8692 | 56.7786 | 128.3445 | 110.8335 | 94.255 | 103.4993 | 57.1601 | 57.1601 | 95.3964 | 51.3946 | 153.2122 | 243.7683 | 106.7206 | 202.2187 | 100.4075 | 206.0321 | 187.911 | 106.7206 | 100.4075 | 75.0459 | 227.7833 | 186.9319 | 57.6941 | 27.1377 | 373.5367 | 74.9213 | 247.6797 | 74.6879 | 370.1882 | 915.8645 | 43.2315 | 258.8457 | 227.7833 | 332.8111 | 74.6879 | 28.7184 | 446.1492 | 250.8354 | 213.4722 | 238.9591 | 0 | 87.7149 | 153.3842 | 424.1697 | 0 | 93.3245 | 118.9353 | 184.3551 | 80.0995 | 106.2093 | 191.807 | 72.4656 | 0 | 0 | 0 | 0 | 0 | 0 | 0 | 0 | 96.0312 | 0 | 167.2133 | 249.9171 | 215.9859 | 148.5648 | 0 | 150.5089 | 40.0674 | 40.6795 | 20.2335 | 607.8717 | 39.0206 | 102.8362 | 43.1291 | 43.1291 | 70.9012 | 28.2923 | 40.0674 | 39.0206 | 31.6518 | 31.6518 | 54.3838 | 0 | 0 | 0 | 0 | 28.2923 | 28.2923 | 28.2923 | 48.9392 | 31.6518 | 105.9998 | 0 | 0 | 20.9166 | 0 | 0 | 0 | 90.9719 | 48.7099 | 116.1817 | 65.6982 | 51.9142 | 20.9166 | 129.0347 | 139.0579 | 33.2038 | 169.1067 | 128.195 | 567.9498 | 114.3815 | 111.2564 | 132.7384 | 21.6966 | 26.6458 | 26.6458 | 21.6966 | 41.2369 | 74.8808 | 170.1477 | 1593.2427 | 111.8718 | 74.8808 | 72.1219 | 135.4402 | 90.7663 | 76.9791 | 74.2077 | 72.1219 | 138.0442 | 64.4539 | 48.7099 | 48.7099 | 141.0872 | 91.7766 | 0 | 0 | 0 | 26.6458 | 26.6458 | 26.5718 | 0 | 0 | 0 | 0 | 0 | 0 | 21.6966 | 48.7099 | 135.8077 | 26.6458 | 33.1374 | 59.4216 | 0 | 0 | 0 | 0 | 0 | 0 | 0 | 0 | 0 | 0 | 0 | 0 | 0 | 0 | 0 | 0 | 0 | 0 | 0 | 0 | 0 | 0 | 0 | 0 | 0 | 0 | 0 | 0 | 0 | 0 | 0 | 0 | 0 | 0 | 0 | 0 | 0 | 0 | 0 | 0 | 0 | 0 | 0 | 0 | 0 | 0 | 0 | 0 | 0 | 0 | 0 | 0 | 0 | 0 | 0 | 0 | 0 | 0 | 0 | 0 | 0 | 0 | 0 | 0 | 0 | 0 | 0 | 0 | 0 | 0 | 0 | 0 | 0 | 0 | 0 | 0 | 0 | 0 | 0 | 0 | 0 | 0 | 0 | 0 | 0 | 0 | 0 | 0 | 0 | 0 | 0 | 0 | 0 | 0 | 0 | 0 | 0 | 0 | 0 | 0 | 0 | 0 | 0 | 0 | 0 | 0 | 0 | 0 | 0 | 2017-01-05 05:00
t0103 | 0 | 150.0936 | 374.9179 | 175.459 | 41.5399 | 291.6498 | 41.5399 | 772.6399 | 68.8931 | 68.8931 | 2230.926 | 71.0109 | 96.7023 | 413.9716 | 492.8565 | 73.0547 | 86.6521 | 410.094 | 253.4601 | 447.5395 | 0 | 0 | 468.524 | 42.4734 | 42.4734 | 42.4734 | 101.6639 | 192.4418 | 344.6615 | 142.1356 | 391.2902 | 99.6013 | 299.952 | 275.0097 | 324.0467 | 308.5213 | 169.3211 | 770.414 | 454.4926 | 116.6583 | 279.5121 | 321.5862 | 133.8067 | 283.6448 | 541.564 | 133.8067 | 53.5081 | 348.2482 | 952.4384 | 204.3064 | 211.8798 | 111.2268 | 223.2046 | 53.5081 | 205.1391 | 359.6969 | 120.3124 | 397.4216 | 40.4041 | 227.5701 | 40.4041 | 133.8067 | 192.4418 | 74.9992 | 541.564 | 0 | 0 | 0 | 0 | 0 | 0 | 0 | 0 | 192.485 | 0 | 0 | 0 | 0 | 299.1248 | 330.0026 | 31.8285 | 34.8497 | 250.3477 | 175.6619 | 13.3745 | 91.0034 | 102.7979 | 303.3104 | 178.6348 | 243.9802 | 101.7886 | 31.8285 | 292.4574 | 49.3868 | 288.1279 | 137.4341 | 179.7197 | 53.2415 | 100.5646 | 531.3193 | 23.6696 | 172.6245 | 165.7792 | 13.3745 | 13.3745 | 68.2255 | 138.6427 | 71.6291 | 141.5536 | 176.236 | 85.875 | 75.5101 | 636.6953 | 115.5072 | 91.0034 | 86.9188 | 86.9188 | 36.4431 | 48.8124 | 636.6953 | 392.5242 | 167.3258 | 0 | 0 | 0 | 87.8021 | 102.7979 | 84.9923 | 386.7844 | 100.5646 | 0 | 75.1582 | 48.8124 | 13.3745 | 67.116 | 27.1254 | 0 | 0 | 0 | 97.8463 | 0 | 0 | 153.5012 | 0 | 33.0225 | 0 | 0 | 228.6581 | 102.3176 | 27.1254 | 32.8415 | 32.8415 | 70.4212 | 149.4427 | 198.5167 | 149.0046 | 330.9047 | 209.087 | 123.047 | 291.0837 | 255.3232 | 158.7535 | 160.2589 | 401.9023 | 202.5949 | 188.6281 | 102.4911 | 95.7158 | 204.1477 | 212.1019 | 79.2839 | 95.7158 | 95.7158 | 151.5645 | 102.4911 | 102.4911 | 102.4911 | 173.0598 | 188.4249 | 169.3006 | 141.0285 | 141.0285 | 109.2835 | 175.0947 | 485.6177 | 183.9922 | 105.672 | 601.4744 | 195.456 | 105.672 | 376.9452 | 959.9411 | 143.5726 | 557.1273 | 422.4899 | 195.456 | 112.004 | 67.3742 | 216.4378 | 60.1692 | 60.1692 | 60.1692 | 170.0102 | 194.8647 | 72.9339 | 151.8618 | 245.1777 | 242.189 | 136.3911 | 136.3911 | 135.6655 | 438.0811 | 60.1692 | 429.9813 | 252.9577 | 424.2629 | 160.6444 | 130.1833 | 329.4143 | 103.5487 | 214.3449 | 103.5487 | 259.7212 | 85.488 | 124.5755 | 74.9992 | 74.9992 | 85.488 | 386.4151 | 322.1347 | 161.8791 | 215.7042 | 136.9712 | 85.488 | 942.9071 | 211.3056 | 212.8442 | 491.5078 | 774.9053 | 101.8251 | 112.6983 | 165.3655 | 363.2307 | 112.6983 | 63.146 | 142.6434 | 119.6248 | 103.8454 | 117.0146 | 62.5987 | 62.5987 | 103.7689 | 57.6278 | 169.0201 | 266.0414 | 118.5066 | 214.3449 | 111.0298 | 230.923 | 204.7019 | 118.5066 | 111.0298 | 85.4958 | 257.4552 | 202.7753 | 61.6641 | 30.8623 | 411.4262 | 83.9461 | 279.6797 | 84.0536 | 407.4519 | 990.6874 | 47.9357 | 293.008 | 257.4552 | 374.5036 | 84.0536 | 33.0225 | 453.336 | 282.8865 | 229.3712 | 252.0247 | 0 | 95.7158 | 168.7359 | 462.8931 | 0 | 101.8251 | 131.6722 | 204.1477 | 88.6506 | 123.6377 | 210.0166 | 82.3061 | 0 | 0 | 0 | 0 | 0 | 0 | 0 | 0 | 102.3176 | 0 | 181.0471 | 260.146 | 242.5626 | 164.7038 | 0 | 171.1989 | 48.3491 | 45.9222 | 23.6696 | 709.8848 | 43.0582 | 118.3561 | 50.3874 | 50.3874 | 86.6124 | 32.8458 | 48.3491 | 43.0582 | 36.3259 | 36.3259 | 62.0646 | 0 | 0 | 0 | 0 | 32.8458 | 32.8458 | 32.8458 | 55.6504 | 36.3259 | 119.9441 | 0 | 0 | 23.8327 | 0 | 0 | 0 | 103.9178 | 52.2717 | 131.7775 | 69.2938 | 58.5115 | 23.8327 | 139.8956 | 160.8698 | 37.4142 | 182.2257 | 142.3911 | 622.2697 | 126.1174 | 122.5023 | 147.5886 | 23.9388 | 29.3236 | 29.3236 | 23.9388 | 47.7314 | 84.206 | 190.9325 | 1780.1468 | 131.4372 | 84.206 | 80.5199 | 155.7666 | 105.2363 | 89.8684 | 86.7949 | 80.5199 | 160.0564 | 72.4493 | 52.2717 | 52.2717 | 160.0433 | 105.4382 | 0 | 0 | 0 | 29.3236 | 29.3236 | 30.4938 | 0 | 0 | 0 | 0 | 0 | 0 | 23.9388 | 52.2717 | 154.6263 | 29.3236 | 36.7605 | 68.8552 | 0 | 0 | 0 | 0 | 0 | 0 | 0 | 0 | 0 | 0 | 0 | 0 | 0 | 0 | 0 | 0 | 0 | 0 | 0 | 0 | 0 | 0 | 0 | 0 | 0 | 0 | 0 | 0 | 0 | 0 | 0 | 0 | 0 | 0 | 0 | 0 | 0 | 0 | 0 | 0 | 0 | 0 | 0 | 0 | 0 | 0 | 0 | 0 | 0 | 0 | 0 | 0 | 0 | 0 | 0 | 0 | 0 | 0 | 0 | 0 | 0 | 0 | 0 | 0 | 0 | 0 | 0 | 0 | 0 | 0 | 0 | 0 | 0 | 0 | 0 | 0 | 0 | 0 | 0 | 0 | 0 | 0 | 0 | 0 | 0 | 0 | 0 | 0 | 0 | 0 | 0 | 0 | 0 | 0 | 0 | 0 | 0 | 0 | 0 | 0 | 0 | 0 | 0 | 0 | 0 | 0 | 0 | 0 | 0 | 2017-01-05 06:00
t0104 | 0 | 148.4416 | 401.6263 | 173.4027 | 45.8264 | 316.5901 | 45.8264 | 677.2849 | 73.9516 | 73.9516 | 2320.1268 | 81.0178 | 96.9439 | 399.2895 | 481.6882 | 71.0675 | 89.9523 | 418.8844 | 263.0394 | 423.0265 | 0 | 0 | 497.5187 | 43.3557 | 43.3557 | 43.3557 | 100.0214 | 191.8384 | 326.8996 | 154.655 | 402.4843 | 104.9762 | 288.9813 | 262.7555 | 327.191 | 320.1235 | 167.0846 | 694.4002 | 432.9258 | 116.0003 | 262.338 | 325.4466 | 131.0624 | 278.3951 | 521.9409 | 131.0624 | 52.9696 | 346.3623 | 935.361 | 196.0634 | 217.3117 | 114.8771 | 217.0545 | 52.9696 | 204.0927 | 342.7154 | 118.3677 | 410.6433 | 42.5755 | 216.4474 | 42.5755 | 131.0624 | 191.8384 | 75.6046 | 521.9409 | 0 | 0 | 0 | 0 | 0 | 0 | 0 | 0 | 193.2 | 0 | 0 | 0 | 0 | 300.7133 | 336.7131 | 32.0932 | 38.6108 | 277.449 | 181.9324 | 14.378 | 97.311 | 108.788 | 314.8866 | 180.5577 | 245.6984 | 113.9582 | 32.0932 | 325.2858 | 52.7828 | 303.4393 | 146.8477 | 184.7341 | 56.0857 | 105.6307 | 570.0055 | 26.9801 | 178.7161 | 178.6115 | 14.378 | 14.378 | 75.3763 | 139.0538 | 75.5019 | 149.8821 | 179.0933 | 101.0936 | 97.3667 | 747.233 | 131.8615 | 97.311 | 90.2135 | 90.2135 | 38.7191 | 56.6828 | 747.233 | 436.1948 | 170.1852 | 0 | 0 | 0 | 90.4723 | 108.788 | 87.6684 | 412.4696 | 105.6307 | 0 | 77.5242 | 56.6828 | 14.378 | 75.1058 | 30.4297 | 0 | 0 | 0 | 100.9623 | 0 | 0 | 160.8343 | 0 | 36.6376 | 0 | 0 | 234.363 | 98.6531 | 30.4297 | 34.2723 | 34.2723 | 78.748 | 161.8111 | 218.6454 | 158.0034 | 343.1199 | 210.9694 | 128.7293 | 300.0328 | 275.8991 | 174.0651 | 167.5558 | 450.0264 | 208.1451 | 211.3878 | 103.8471 | 97.7232 | 215.7266 | 233.1505 | 85.7517 | 97.7232 | 97.7232 | 169.5967 | 103.8471 | 103.8471 | 103.8471 | 189.7478 | 192.6834 | 189.5241 | 151.9452 | 151.9452 | 118.3727 | 198.6566 | 500.5756 | 178.964 | 119.7317 | 678.4575 | 202.8146 | 119.7317 | 457.1231 | 1043.2065 | 162.1915 | 616.9888 | 447.6197 | 202.8146 | 121.25 | 71.9198 | 243.0287 | 61.7934 | 61.7934 | 61.7934 | 187.0046 | 225.2417 | 84.0967 | 144.3414 | 253.3422 | 241.4382 | 134.3498 | 134.3498 | 142.9665 | 420.8005 | 61.7934 | 470.8677 | 255.2998 | 429.8994 | 161.2647 | 133.5165 | 380.5441 | 108.4419 | 205.8565 | 108.4419 | 273.2945 | 93.2663 | 126.4406 | 75.6046 | 75.6046 | 93.2663 | 367.387 | 313.2422 | 171.5182 | 234.8628 | 134.4756 | 93.2663 | 883.9211 | 214.8884 | 233.0019 | 531.6298 | 858.292 | 103.5479 | 113.2974 | 184.9493 | 384.4956 | 113.2974 | 66.1966 | 151.0126 | 119.0291 | 107.5721 | 127.3546 | 64.3805 | 64.3805 | 105.4382 | 61.9222 | 180.4107 | 273.1431 | 124.6085 | 205.8565 | 116.6042 | 251.6016 | 207.2612 | 124.6085 | 116.6042 | 93.812 | 287.0048 | 204.597 | 59.6785 | 33.5842 | 425.3208 | 89.606 | 305.3451 | 90.5535 | 418.9462 | 1007.0073 | 49.8764 | 316.2298 | 287.0048 | 410.9462 | 90.5535 | 36.6376 | 393.8507 | 307.7295 | 227.7467 | 238.8492 | 0 | 97.7232 | 173.3085 | 498.1475 | 0 | 103.5479 | 138.3395 | 215.7266 | 94.4863 | 140.0436 | 214.3467 | 90.3533 | 0 | 0 | 0 | 0 | 0 | 0 | 0 | 0 | 98.6531 | 0 | 181.1482 | 238.3728 | 265.9793 | 175.7981 | 0 | 188.6286 | 58.6382 | 49.6444 | 26.9801 | 834.4423 | 44.6405 | 135.5235 | 57.8401 | 57.8401 | 107.1747 | 37.4935 | 58.6382 | 44.6405 | 40.194 | 40.194 | 68.2577 | 0 | 0 | 0 | 0 | 37.4935 | 37.4935 | 37.4935 | 61.0255 | 40.194 | 130.3842 | 0 | 0 | 26.8703 | 0 | 0 | 0 | 115.089 | 51.432 | 145.1727 | 66.2561 | 63.2281 | 26.8703 | 140.1422 | 186.5301 | 40.1429 | 181.4186 | 150.9022 | 648.6301 | 130.8979 | 126.8534 | 156.0346 | 24.9221 | 30.2921 | 30.2921 | 24.9221 | 54.2728 | 91.1634 | 204.6882 | 1969.9896 | 154.4295 | 91.1634 | 86.1365 | 181.1578 | 120.1438 | 102.6701 | 100.5465 | 86.1365 | 183.6249 | 79.216 | 51.432 | 51.432 | 174.915 | 120.0219 | 0 | 0 | 0 | 30.2921 | 30.2921 | 34.0693 | 0 | 0 | 0 | 0 | 0 | 0 | 24.9221 | 51.432 | 172.0652 | 30.2921 | 38.6139 | 77.7997 | 0 | 0 | 0 | 0 | 0 | 0 | 0 | 0 | 0 | 0 | 0 | 0 | 0 | 0 | 0 | 0 | 0 | 0 | 0 | 0 | 0 | 0 | 0 | 0 | 0 | 0 | 0 | 0 | 0 | 0 | 0 | 0 | 0 | 0 | 0 | 0 | 0 | 0 | 0 | 0 | 0 | 0 | 0 | 0 | 0 | 0 | 0 | 0 | 0 | 0 | 0 | 0 | 0 | 0 | 0 | 0 | 0 | 0 | 0 | 0 | 0 | 0 | 0 | 0 | 0 | 0 | 0 | 0 | 0 | 0 | 0 | 0 | 0 | 0 | 0 | 0 | 0 | 0 | 0 | 0 | 0 | 0 | 0 | 0 | 0 | 0 | 0 | 0 | 0 | 0 | 0 | 0 | 0 | 0 | 0 | 0 | 0 | 0 | 0 | 0 | 0 | 0 | 0 | 0 | 0 | 0 | 0 | 0 | 0 | 2017-01-05 07:00
t0105 | 0 | 141.6053 | 414.8566 | 162.299 | 47.7913 | 329.4614 | 47.7913 | 544.6994 | 79.0375 | 79.0375 | 2499.3604 | 88.5711 | 91.1361 | 371.2419 | 444.7838 | 64.4542 | 88.6584 | 408.1977 | 259.9162 | 375.0469 | 0 | 0 | 512.8142 | 41.7096 | 41.7096 | 41.7096 | 93.3983 | 182.2631 | 292.1778 | 173.2446 | 405.8058 | 106.2218 | 262.5464 | 236.0022 | 312.6658 | 316.9243 | 154.8398 | 585.2906 | 399.5191 | 109.2603 | 231.3276 | 317.7125 | 122.3008 | 260.2273 | 504.3197 | 122.3008 | 48.7029 | 327.0434 | 874.3505 | 177.2389 | 216.2969 | 112.1922 | 199.508 | 48.7029 | 191.5322 | 306.6909 | 109.4294 | 412.2038 | 42.3313 | 193.5714 | 42.3313 | 122.3008 | 182.2631 | 72.6638 | 504.3197 | 0 | 0 | 0 | 0 | 0 | 0 | 0 | 0 | 183.6632 | 0 | 0 | 0 | 0 | 288.9902 | 325.3091 | 30.1206 | 39.1663 | 294.1396 | 175.6731 | 14.4071 | 97.0488 | 106.013 | 314.615 | 173.9745 | 234.59 | 119.6951 | 30.1206 | 353.4873 | 52.2754 | 305.5647 | 146.0837 | 177.1021 | 54.8394 | 103.6216 | 588.9614 | 28.1798 | 173.4619 | 180.0715 | 14.4071 | 14.4071 | 78.5344 | 131.8333 | 74.3439 | 148.325 | 172.7549 | 115.965 | 123.3754 | 859.9167 | 138.9581 | 97.0488 | 87.1983 | 87.1983 | 38.328 | 61.7349 | 859.9167 | 470.6539 | 160.6422 | 0 | 0 | 0 | 86.5111 | 106.013 | 84.4676 | 416.3473 | 103.6216 | 0 | 74.5159 | 61.7349 | 14.4071 | 80.6038 | 32.1939 | 0 | 0 | 0 | 98.6077 | 0 | 0 | 159.9833 | 0 | 37.5458 | 0 | 0 | 227.1553 | 89.1221 | 32.1939 | 33.5937 | 33.5937 | 80.7278 | 165.3409 | 229.6637 | 157.205 | 347.248 | 202.038 | 128.1971 | 292.9058 | 295.415 | 181.2335 | 165.7585 | 518.8085 | 204.0252 | 223.8858 | 101.9889 | 95.5894 | 220.8676 | 240.9684 | 87.8636 | 95.5894 | 95.5894 | 183.3357 | 101.9889 | 101.9889 | 101.9889 | 197.602 | 189.6942 | 201.8865 | 154.8926 | 154.8926 | 121.9214 | 220.8931 | 494.659 | 166.9689 | 129.4958 | 809.5287 | 204.1587 | 129.4958 | 560.4637 | 1161.893 | 172.398 | 672.6328 | 456.9112 | 204.1587 | 127.0407 | 72.7958 | 255.3924 | 59.8522 | 59.8522 | 59.8522 | 193.2397 | 251.9708 | 90.6619 | 127.6356 | 248.6151 | 227.9807 | 125.864 | 125.864 | 144.8351 | 377.6194 | 59.8522 | 497.18 | 244.818 | 413.9852 | 153.3167 | 128.6066 | 439.6763 | 108.0396 | 188.4792 | 108.0396 | 279.639 | 98.0977 | 124.4027 | 72.6638 | 72.6638 | 98.0977 | 334.4568 | 289.9071 | 176.4013 | 248.1038 | 126.368 | 98.0977 | 792.1393 | 207.4171 | 253.7727 | 570.9501 | 989.6597 | 100.019 | 108.1032 | 196.827 | 392.7444 | 108.1032 | 64.8819 | 153.1652 | 112.4748 | 105.6732 | 131.323 | 63.4555 | 63.4555 | 103.0068 | 63.4339 | 193.2773 | 271.8826 | 124.1517 | 188.4792 | 117.8055 | 269.1307 | 198.7684 | 124.1517 | 117.8055 | 96.2827 | 317.6871 | 197.8289 | 53.7445 | 33.8207 | 415.5592 | 90.1866 | 319.3598 | 92.1519 | 403.3575 | 1010.3438 | 48.3268 | 316.0886 | 317.6871 | 442.0511 | 92.1519 | 37.5458 | 316.4812 | 319.9184 | 218.3925 | 214.1636 | 0 | 95.5894 | 166.654 | 568.9499 | 0 | 100.019 | 139.2516 | 220.8676 | 99.5052 | 146.0661 | 206.1842 | 93.9511 | 0 | 0 | 0 | 0 | 0 | 0 | 0 | 0 | 89.1221 | 0 | 171.7982 | 203.0398 | 287.649 | 184.6759 | 0 | 197.2139 | 66.0477 | 50.438 | 28.1798 | 955.9651 | 43.6682 | 151.7116 | 61.9629 | 61.9629 | 122.8862 | 40.3928 | 66.0477 | 43.6682 | 41.148 | 41.148 | 70.0772 | 0 | 0 | 0 | 0 | 40.3928 | 40.3928 | 40.3928 | 62.9629 | 41.148 | 133.497 | 0 | 0 | 29.8324 | 0 | 0 | 0 | 120.263 | 48.111 | 153.3505 | 61.3139 | 64.5667 | 29.8324 | 132.6035 | 212.3776 | 40.1253 | 173.106 | 153.9336 | 665.6772 | 128.9619 | 124.8048 | 157.3075 | 24.724 | 29.6397 | 29.6397 | 24.724 | 58.4179 | 94.4666 | 207.5362 | 2226.6039 | 173.3494 | 94.4666 | 88.5715 | 211.8523 | 130.0774 | 108.7408 | 110.1368 | 88.5715 | 201.5602 | 84.6802 | 48.111 | 48.111 | 180.3285 | 132.9989 | 0 | 0 | 0 | 29.6397 | 29.6397 | 35.9234 | 0 | 0 | 0 | 0 | 0 | 0 | 24.724 | 48.111 | 184.5648 | 29.6397 | 38.5103 | 81.8935 | 0 | 0 | 0 | 0 | 0 | 0 | 0 | 0 | 0 | 0 | 0 | 0 | 0 | 0 | 0 | 0 | 0 | 0 | 0 | 0 | 0 | 0 | 0 | 0 | 0 | 0 | 0 | 0 | 0 | 0 | 0 | 0 | 0 | 0 | 0 | 0 | 0 | 0 | 0 | 0 | 0 | 0 | 0 | 0 | 0 | 0 | 0 | 0 | 0 | 0 | 0 | 0 | 0 | 0 | 0 | 0 | 0 | 0 | 0 | 0 | 0 | 0 | 0 | 0 | 0 | 0 | 0 | 0 | 0 | 0 | 0 | 0 | 0 | 0 | 0 | 0 | 0 | 0 | 0 | 0 | 0 | 0 | 0 | 0 | 0 | 0 | 0 | 0 | 0 | 0 | 0 | 0 | 0 | 0 | 0 | 0 | 0 | 0 | 0 | 0 | 0 | 0 | 0 | 0 | 0 | 0 | 0 | 0 | 0 | 2017-01-05 08:00
t0106 | 0 | 137.3925 | 422.7939 | 154.1165 | 48.6077 | 336.5177 | 48.6077 | 458.2065 | 83.2552 | 83.2552 | 2684.8367 | 93.2329 | 86.3428 | 354.3695 | 418.13 | 59.4348 | 87.1459 | 399.2385 | 256.2293 | 341.8745 | 0 | 0 | 523.3776 | 40.2201 | 40.2201 | 40.2201 | 88.6576 | 175.3207 | 268.504 | 189.6348 | 410.3943 | 106.6847 | 243.9617 | 217.2668 | 300.8145 | 313.1041 | 145.4279 | 515.0978 | 380.6519 | 104.1866 | 210.3324 | 312.7333 | 116.2748 | 247.6303 | 502.7398 | 116.2748 | 45.2304 | 312.7158 | 831.7992 | 164.0534 | 216.068 | 109.4227 | 187.039 | 45.2304 | 181.8065 | 281.5134 | 102.6481 | 414.1044 | 41.7252 | 177.7224 | 41.7252 | 116.2748 | 175.3207 | 70.424 | 502.7398 | 0 | 0 | 0 | 0 | 0 | 0 | 0 | 0 | 176.172 | 0 | 0 | 0 | 0 | 280.4328 | 315.2762 | 28.395 | 38.6135 | 303.6546 | 168.9228 | 14.1959 | 95.3553 | 101.9689 | 313.843 | 168.8727 | 225.7744 | 121.9311 | 28.395 | 373.3466 | 50.9798 | 305.4367 | 143.1847 | 169.5157 | 53.0638 | 100.7724 | 600.0553 | 28.3415 | 167.815 | 178.4487 | 14.1959 | 14.1959 | 79.7522 | 126.11 | 72.4868 | 145.1314 | 167.458 | 126.3151 | 142.4507 | 940.2647 | 140.9807 | 95.3553 | 83.8594 | 83.8594 | 37.4571 | 64.3461 | 940.2647 | 493.8716 | 151.7941 | 0 | 0 | 0 | 82.4585 | 101.9689 | 81.1785 | 414.9683 | 100.7724 | 0 | 71.4181 | 64.3461 | 14.1959 | 83.9199 | 33.0131 | 0 | 0 | 0 | 96.2217 | 0 | 0 | 158.1725 | 0 | 37.4056 | 0 | 0 | 220.4701 | 82.2009 | 33.0131 | 32.7396 | 32.7396 | 80.1982 | 165.8767 | 235.4582 | 154.6345 | 351.3022 | 194.9259 | 126.9928 | 285.8212 | 310.9378 | 184.4696 | 163.0609 | 576.7236 | 200.293 | 229.9242 | 100.9915 | 93.902 | 224.3203 | 243.1538 | 88.4447 | 93.902 | 93.902 | 192.2381 | 100.9915 | 100.9915 | 100.9915 | 201.1738 | 187.5248 | 208.6169 | 155.328 | 155.328 | 123.3232 | 236.732 | 489.1876 | 159.3007 | 135.2338 | 923.9368 | 205.3239 | 135.2338 | 640.4337 | 1265.857 | 177.1525 | 713.708 | 462.0989 | 205.3239 | 130.8018 | 72.7371 | 260.0031 | 57.9904 | 57.9904 | 57.9904 | 194.9029 | 269.8476 | 93.7836 | 115.5694 | 243.7257 | 217.7418 | 119.8568 | 119.8568 | 145.6578 | 346.1708 | 57.9904 | 513.5506 | 236.5294 | 401.092 | 147.0662 | 123.9038 | 484.8464 | 107.0248 | 177.1003 | 107.0248 | 284.3415 | 101.0836 | 123.3284 | 70.424 | 70.424 | 101.0836 | 313.9048 | 274.0361 | 179.7931 | 256.966 | 120.9761 | 101.0836 | 735.4447 | 201.1327 | 270.1605 | 602.4674 | 1104.204 | 97.0682 | 104.051 | 203.2668 | 397.6343 | 104.051 | 63.0946 | 153.9202 | 107.617 | 103.5919 | 132.7315 | 62.643 | 62.643 | 101.2787 | 64.0135 | 204.496 | 271.4838 | 122.7695 | 177.1003 | 118.3091 | 282.1137 | 191.7524 | 122.7695 | 118.3091 | 96.5142 | 341.1138 | 192.9495 | 49.2711 | 33.3319 | 405.32 | 89.5712 | 327.1233 | 92.2456 | 387.9269 | 1021.9438 | 46.5508 | 310.08 | 341.1138 | 464.655 | 92.2456 | 37.4056 | 267.7674 | 326.1557 | 212.7152 | 197.6862 | 0 | 93.902 | 160.136 | 635.7253 | 0 | 97.0682 | 139.2777 | 224.3203 | 103.6097 | 147.0478 | 198.8091 | 95.4539 | 0 | 0 | 0 | 0 | 0 | 0 | 0 | 0 | 82.2009 | 0 | 164.6036 | 179.2015 | 303.9951 | 191.7132 | 0 | 201.2032 | 70.0787 | 50.3278 | 28.3415 | 1040.5803 | 42.5917 | 163.0944 | 63.796 | 63.796 | 131.749 | 41.9076 | 70.0787 | 42.5917 | 40.9945 | 40.9945 | 70.2032 | 0 | 0 | 0 | 0 | 41.9076 | 41.9076 | 41.9076 | 63.4812 | 40.9945 | 133.9951 | 0 | 0 | 31.9955 | 0 | 0 | 0 | 122.3798 | 45.7611 | 158.1016 | 58.4861 | 64.7865 | 31.9955 | 126.6345 | 230.9012 | 39.4644 | 167.4411 | 155.5568 | 681.6686 | 126.7145 | 122.5737 | 157.1681 | 24.4439 | 28.9657 | 28.9657 | 24.4439 | 60.6419 | 96.1732 | 207.3677 | 2442.4133 | 185.2351 | 96.1732 | 89.8969 | 235.5782 | 135.6094 | 110.8645 | 115.535 | 89.8969 | 212.583 | 88.5908 | 45.7611 | 45.7611 | 181.913 | 141.9195 | 0 | 0 | 0 | 28.9657 | 28.9657 | 36.7689 | 0 | 0 | 0 | 0 | 0 | 0 | 24.4439 | 45.7611 | 192.4609 | 28.9657 | 38.1397 | 83.3139 | 0 | 0 | 0 | 0 | 0 | 0 | 0 | 0 | 0 | 0 | 0 | 0 | 0 | 0 | 0 | 0 | 0 | 0 | 0 | 0 | 0 | 0 | 0 | 0 | 0 | 0 | 0 | 0 | 0 | 0 | 0 | 0 | 0 | 0 | 0 | 0 | 0 | 0 | 0 | 0 | 0 | 0 | 0 | 0 | 0 | 0 | 0 | 0 | 0 | 0 | 0 | 0 | 0 | 0 | 0 | 0 | 0 | 0 | 0 | 0 | 0 | 0 | 0 | 0 | 0 | 0 | 0 | 0 | 0 | 0 | 0 | 0 | 0 | 0 | 0 | 0 | 0 | 0 | 0 | 0 | 0 | 0 | 0 | 0 | 0 | 0 | 0 | 0 | 0 | 0 | 0 | 0 | 0 | 0 | 0 | 0 | 0 | 0 | 0 | 0 | 0 | 0 | 0 | 0 | 0 | 0 | 0 | 0 | 0 | 2017-01-05 09:00
t0107 | 0 | 138.977 | 424.1017 | 155.4608 | 48.4987 | 336.9145 | 48.4987 | 471.7402 | 83.9176 | 83.9176 | 2727.9477 | 93.0873 | 86.7851 | 359.742 | 422.2977 | 59.9392 | 87.4298 | 401.542 | 257.1936 | 346.8346 | 0 | 0 | 525.921 | 40.3723 | 40.3723 | 40.3723 | 89.5194 | 176.8231 | 272.4244 | 191.8722 | 414.2183 | 107.0797 | 246.8789 | 220.0679 | 302.5545 | 314.3973 | 146.5244 | 527.7094 | 387.494 | 105.0099 | 213.7273 | 315.4298 | 117.5507 | 250.2597 | 513.1846 | 117.5507 | 45.4648 | 315.2928 | 840.4861 | 166.096 | 217.8119 | 109.7597 | 189.0619 | 45.4648 | 183.1031 | 285.2426 | 103.4772 | 417.1985 | 41.7576 | 180.1643 | 41.7576 | 117.5507 | 176.8231 | 70.9312 | 513.1846 | 0 | 0 | 0 | 0 | 0 | 0 | 0 | 0 | 177.3436 | 0 | 0 | 0 | 0 | 282.6685 | 316.7363 | 28.4825 | 38.2901 | 303.514 | 168.975 | 14.1527 | 95.1148 | 101.5582 | 315.5695 | 170.0304 | 227.2212 | 121.3966 | 28.4825 | 374.3931 | 50.7929 | 306.3836 | 142.7866 | 169.7153 | 52.9504 | 100.6968 | 601.7299 | 28.0706 | 168.0401 | 178.0027 | 14.1527 | 14.1527 | 79.5329 | 126.9196 | 72.4125 | 144.9383 | 168.381 | 126.335 | 142.5385 | 941.4217 | 139.8233 | 95.1148 | 83.8502 | 83.8502 | 37.3753 | 63.9672 | 941.4217 | 494.7876 | 152.0211 | 0 | 0 | 0 | 82.4591 | 101.5582 | 81.2657 | 415.1009 | 100.6968 | 0 | 71.4645 | 63.9672 | 14.1527 | 83.8741 | 32.8958 | 0 | 0 | 0 | 96.5438 | 0 | 0 | 158.5442 | 0 | 37.1523 | 0 | 0 | 221.3316 | 83.0869 | 32.8958 | 32.7684 | 32.7684 | 79.507 | 165.6535 | 235.3113 | 154.5177 | 354.0598 | 196.1627 | 127.367 | 286.8407 | 313.0393 | 184.2684 | 163.3833 | 582.6005 | 201.3224 | 229.2046 | 101.9239 | 94.5136 | 225.4348 | 242.4279 | 88.3919 | 94.5136 | 94.5136 | 192.3669 | 101.9239 | 101.9239 | 101.9239 | 200.9623 | 188.8602 | 208.2221 | 155.2445 | 155.2445 | 123.3165 | 237.285 | 491.9179 | 161.3861 | 134.9741 | 936.3418 | 206.726 | 134.9741 | 643.6953 | 1280.1068 | 176.3928 | 716.7213 | 463.8719 | 206.726 | 131.1865 | 72.7766 | 258.7122 | 58.1777 | 58.1777 | 58.1777 | 194.2842 | 269.7412 | 93.2 | 116.9742 | 244.645 | 219.3863 | 121.0406 | 121.0406 | 146.2307 | 349.9604 | 58.1777 | 514.3528 | 238.0653 | 403.5188 | 148.0399 | 124.2325 | 487.144 | 107.319 | 179.6139 | 107.319 | 286.0223 | 101.2636 | 124.4444 | 70.9312 | 70.9312 | 101.2636 | 319.1138 | 277.305 | 180.6993 | 257.7225 | 122.3512 | 101.2636 | 749.3929 | 202.2214 | 271.9227 | 606.6853 | 1117.7299 | 97.6061 | 104.7583 | 202.8904 | 399.2911 | 104.7583 | 63.0714 | 154.3775 | 108.5031 | 103.9303 | 132.5976 | 63.0044 | 63.0044 | 102.0513 | 64.0754 | 206.4501 | 273.6037 | 122.9782 | 179.6139 | 118.8239 | 283.4624 | 192.8231 | 122.9782 | 118.8239 | 96.1467 | 342.8845 | 194.4786 | 49.715 | 33.1573 | 406.4955 | 89.5328 | 327.3454 | 92.1701 | 388.6446 | 1033.8289 | 46.5336 | 308.6806 | 342.8845 | 466.5613 | 92.1701 | 37.1523 | 276.6889 | 326.322 | 215.0954 | 200.7231 | 0 | 94.5136 | 160.4469 | 646.2081 | 0 | 97.6061 | 139.7848 | 225.4348 | 104.3701 | 145.8179 | 199.5659 | 95.3012 | 0 | 0 | 0 | 0 | 0 | 0 | 0 | 0 | 83.0869 | 0 | 165.7862 | 182.7231 | 305.5421 | 192.9836 | 0 | 200.8993 | 69.4812 | 50.2288 | 28.0706 | 1040.8194 | 42.6904 | 163.3508 | 63.3877 | 63.3877 | 130.5554 | 41.7322 | 69.4812 | 42.6904 | 40.7359 | 40.7359 | 69.9009 | 0 | 0 | 0 | 0 | 41.7322 | 41.7322 | 41.7322 | 63.3088 | 40.7359 | 133.7328 | 0 | 0 | 32.103 | 0 | 0 | 0 | 122.0371 | 46.2176 | 158.1454 | 59.4912 | 64.7239 | 32.103 | 127.4506 | 231.3202 | 39.3464 | 169.0552 | 156.1263 | 687.5961 | 127.1244 | 123.0177 | 157.5304 | 24.5316 | 29.0626 | 29.0626 | 24.5316 | 60.4297 | 96.2786 | 207.3191 | 2466.0869 | 184.676 | 96.2786 | 90.1379 | 236.8276 | 135.155 | 110.0394 | 115.029 | 90.1379 | 212.1527 | 88.9363 | 46.2176 | 46.2176 | 181.5403 | 142.0794 | 0 | 0 | 0 | 29.0626 | 29.0626 | 36.6503 | 0 | 0 | 0 | 0 | 0 | 0 | 24.5316 | 46.2176 | 192.5748 | 29.0626 | 38.2211 | 82.8066 | 0 | 0 | 0 | 0 | 0 | 0 | 0 | 0 | 0 | 0 | 0 | 0 | 0 | 0 | 0 | 0 | 0 | 0 | 0 | 0 | 0 | 0 | 0 | 0 | 0 | 0 | 0 | 0 | 0 | 0 | 0 | 0 | 0 | 0 | 0 | 0 | 0 | 0 | 0 | 0 | 0 | 0 | 0 | 0 | 0 | 0 | 0 | 0 | 0 | 0 | 0 | 0 | 0 | 0 | 0 | 0 | 0 | 0 | 0 | 0 | 0 | 0 | 0 | 0 | 0 | 0 | 0 | 0 | 0 | 0 | 0 | 0 | 0 | 0 | 0 | 0 | 0 | 0 | 0 | 0 | 0 | 0 | 0 | 0 | 0 | 0 | 0 | 0 | 0 | 0 | 0 | 0 | 0 | 0 | 0 | 0 | 0 | 0 | 0 | 0 | 0 | 0 | 0 | 0 | 0 | 0 | 0 | 0 | 0 | 2017-01-05 10:00
t0108 | 0 | 138.3085 | 425.2709 | 154.2803 | 48.646 | 338.0113 | 48.646 | 458.7427 | 84.4712 | 84.4712 | 2750.3954 | 93.7882 | 86.1264 | 357.0644 | 418.4316 | 59.2297 | 87.2375 | 400.2814 | 256.7193 | 341.9563 | 0 | 0 | 527.3765 | 40.1729 | 40.1729 | 40.1729 | 88.8268 | 175.8075 | 268.9169 | 193.9903 | 414.6685 | 107.1569 | 244.1583 | 217.3249 | 300.9046 | 313.9002 | 145.1959 | 517.0693 | 384.4079 | 104.2833 | 210.611 | 314.6322 | 116.6539 | 248.3912 | 512.1682 | 116.6539 | 44.9876 | 313.2248 | 834.1918 | 164.1639 | 217.7133 | 109.4008 | 187.2417 | 44.9876 | 181.7297 | 281.5546 | 102.515 | 417.3554 | 41.6922 | 177.8336 | 41.6922 | 116.6539 | 175.8075 | 70.6082 | 512.1682 | 0 | 0 | 0 | 0 | 0 | 0 | 0 | 0 | 176.2865 | 0 | 0 | 0 | 0 | 281.4102 | 315.3712 | 28.2512 | 38.2662 | 304.9857 | 168.1286 | 14.1352 | 94.9546 | 101.096 | 315.4472 | 169.2988 | 225.9795 | 121.8184 | 28.2512 | 377.1992 | 50.6596 | 306.424 | 142.5009 | 168.7396 | 52.7449 | 100.3642 | 603.3841 | 28.1343 | 167.327 | 177.9146 | 14.1352 | 14.1352 | 79.762 | 126.1163 | 72.2016 | 144.5925 | 167.6455 | 127.8161 | 145.2178 | 952.7986 | 140.2881 | 94.9546 | 83.4352 | 83.4352 | 37.2829 | 64.3958 | 952.7986 | 498.1281 | 150.8607 | 0 | 0 | 0 | 81.9445 | 101.096 | 80.8464 | 415.1066 | 100.3642 | 0 | 71.0707 | 64.3958 | 14.1352 | 84.3757 | 33.0366 | 0 | 0 | 0 | 96.2323 | 0 | 0 | 158.3377 | 0 | 37.1773 | 0 | 0 | 220.4384 | 82.0895 | 33.0366 | 32.6647 | 32.6647 | 79.5442 | 165.8327 | 236.2391 | 154.2545 | 354.5145 | 195.1604 | 127.2278 | 285.9096 | 315.113 | 184.8252 | 163.0627 | 590.2424 | 200.8073 | 230.2207 | 101.7439 | 94.2676 | 225.9087 | 242.9228 | 88.5213 | 94.2676 | 94.2676 | 193.6716 | 101.7439 | 101.7439 | 101.7439 | 201.5745 | 188.5222 | 209.2897 | 155.3906 | 155.3906 | 123.5713 | 239.5208 | 491.1379 | 160.2041 | 135.8552 | 951.2497 | 206.8477 | 135.8552 | 654.6578 | 1293.5679 | 177.2104 | 722.4104 | 464.6368 | 206.8477 | 131.7293 | 72.8011 | 259.6052 | 57.9326 | 57.9326 | 57.9326 | 194.6724 | 272.3395 | 93.7341 | 115.2355 | 244.004 | 217.9254 | 120.1576 | 120.1576 | 146.359 | 345.4386 | 57.9326 | 516.7753 | 236.8924 | 401.7071 | 147.1582 | 123.6165 | 493.352 | 107.2039 | 177.8888 | 107.2039 | 286.6408 | 101.7058 | 124.2465 | 70.6082 | 70.6082 | 101.7058 | 315.9276 | 274.9363 | 181.1635 | 258.9909 | 121.5338 | 101.7058 | 740.5803 | 201.3506 | 274.1288 | 610.8861 | 1132.6341 | 97.1959 | 104.1834 | 203.9136 | 399.9945 | 104.1834 | 62.8602 | 154.5122 | 107.8015 | 103.6627 | 132.8709 | 62.888 | 62.888 | 101.7872 | 64.1808 | 207.8949 | 273.4717 | 122.8292 | 177.8888 | 118.9005 | 285.249 | 191.8491 | 122.8292 | 118.9005 | 96.2639 | 346.0909 | 193.7521 | 49.0814 | 33.1246 | 405.176 | 89.4972 | 328.5521 | 92.2368 | 386.6504 | 1034.736 | 46.3151 | 308.1529 | 346.0909 | 469.7031 | 92.2368 | 37.1773 | 269.2426 | 327.3245 | 214.1837 | 198.2562 | 0 | 94.2676 | 159.6018 | 654.6311 | 0 | 97.1959 | 139.8072 | 225.9087 | 104.9085 | 146.1502 | 198.5778 | 95.5706 | 0 | 0 | 0 | 0 | 0 | 0 | 0 | 0 | 82.0895 | 0 | 164.7628 | 179.1884 | 307.7811 | 193.9172 | 0 | 201.5781 | 70.1295 | 50.2489 | 28.1343 | 1052.9244 | 42.5542 | 164.9682 | 63.7122 | 63.7122 | 131.9575 | 41.9787 | 70.1295 | 42.5542 | 40.7615 | 40.7615 | 69.9838 | 0 | 0 | 0 | 0 | 41.9787 | 41.9787 | 41.9787 | 63.4291 | 40.7615 | 133.8948 | 0 | 0 | 32.405 | 0 | 0 | 0 | 122.4234 | 45.8722 | 158.872 | 59.0315 | 64.7929 | 32.405 | 126.6132 | 233.9348 | 39.2874 | 168.1996 | 156.3697 | 689.5348 | 126.8384 | 122.7285 | 157.5536 | 24.4966 | 28.9749 | 28.9749 | 24.4966 | 60.7865 | 96.5504 | 207.4049 | 2494.5314 | 186.4556 | 96.5504 | 90.3405 | 240.0745 | 136.0276 | 110.4695 | 115.8784 | 90.3405 | 213.8147 | 89.4824 | 45.8722 | 45.8722 | 181.8865 | 143.3582 | 0 | 0 | 0 | 28.9749 | 28.9749 | 36.7967 | 0 | 0 | 0 | 0 | 0 | 0 | 24.4966 | 45.8722 | 193.743 | 28.9749 | 38.1813 | 83.0943 | 0 | 0 | 0 | 0 | 0 | 0 | 0 | 0 | 0 | 0 | 0 | 0 | 0 | 0 | 0 | 0 | 0 | 0 | 0 | 0 | 0 | 0 | 0 | 0 | 0 | 0 | 0 | 0 | 0 | 0 | 0 | 0 | 0 | 0 | 0 | 0 | 0 | 0 | 0 | 0 | 0 | 0 | 0 | 0 | 0 | 0 | 0 | 0 | 0 | 0 | 0 | 0 | 0 | 0 | 0 | 0 | 0 | 0 | 0 | 0 | 0 | 0 | 0 | 0 | 0 | 0 | 0 | 0 | 0 | 0 | 0 | 0 | 0 | 0 | 0 | 0 | 0 | 0 | 0 | 0 | 0 | 0 | 0 | 0 | 0 | 0 | 0 | 0 | 0 | 0 | 0 | 0 | 0 | 0 | 0 | 0 | 0 | 0 | 0 | 0 | 0 | 0 | 0 | 0 | 0 | 0 | 0 | 0 | 0 | 2017-01-05 11:00
t0109 | 0 | 136.0957 | 421.369 | 152.5089 | 48.5051 | 335.6115 | 48.5051 | 446.082 | 83.073 | 83.073 | 2677.0249 | 93.2594 | 85.5083 | 350.2187 | 413.2855 | 58.6741 | 86.6044 | 396.3348 | 254.6618 | 336.6201 | 0 | 0 | 521.4256 | 39.9033 | 39.9033 | 39.9033 | 87.7068 | 173.6823 | 264.5551 | 189.5521 | 408.0925 | 106.1886 | 240.7713 | 214.2024 | 298.2302 | 311.2113 | 143.8255 | 504.2529 | 375.8516 | 103.1579 | 206.9634 | 310.3802 | 115.0039 | 244.9655 | 497.8348 | 115.0039 | 44.7181 | 309.6701 | 822.8681 | 161.8333 | 214.7226 | 108.6805 | 184.7875 | 44.7181 | 179.9811 | 277.4466 | 101.4917 | 411.7729 | 41.5025 | 175.1353 | 41.5025 | 115.0039 | 173.6823 | 69.834 | 497.8348 | 0 | 0 | 0 | 0 | 0 | 0 | 0 | 0 | 174.5755 | 0 | 0 | 0 | 0 | 278.0539 | 312.8492 | 28.1244 | 38.5018 | 303.213 | 167.7095 | 14.1342 | 94.9059 | 101.3561 | 312.0685 | 167.4942 | 223.8036 | 121.7577 | 28.1244 | 373.1127 | 50.7248 | 303.9525 | 142.4923 | 168.1961 | 52.7437 | 100.1681 | 598.0677 | 28.3123 | 166.6458 | 177.7265 | 14.1342 | 14.1342 | 79.5853 | 124.9469 | 72.0723 | 144.3539 | 166.1322 | 126.6059 | 143.3349 | 942.4176 | 140.8796 | 94.9059 | 83.2673 | 83.2673 | 37.2613 | 64.3911 | 942.4176 | 493.4498 | 150.4405 | 0 | 0 | 0 | 81.8141 | 101.3561 | 80.5754 | 413.1644 | 100.1681 | 0 | 70.8798 | 64.3911 | 14.1342 | 83.8529 | 32.9754 | 0 | 0 | 0 | 95.566 | 0 | 0 | 157.3002 | 0 | 37.3121 | 0 | 0 | 218.8408 | 81.1006 | 32.9754 | 32.5346 | 32.5346 | 80.0192 | 165.3131 | 235.0032 | 153.847 | 349.4783 | 193.2663 | 126.2917 | 283.8574 | 310.3381 | 184.0349 | 162.1134 | 577.3429 | 198.9288 | 229.6621 | 100.2626 | 93.2331 | 223.394 | 242.5418 | 88.1495 | 93.2331 | 93.2331 | 192.1238 | 100.2626 | 100.2626 | 100.2626 | 200.7009 | 186.2516 | 208.4076 | 154.7618 | 154.7618 | 122.9398 | 236.8644 | 486.0808 | 157.5156 | 135.2056 | 925.8118 | 204.2201 | 135.2056 | 643.2 | 1265.0644 | 177.0129 | 713.2333 | 460.1801 | 204.2201 | 130.4674 | 72.4307 | 259.6613 | 57.5642 | 57.5642 | 57.5642 | 194.4153 | 270.1801 | 93.8046 | 113.7993 | 242.127 | 215.6405 | 118.5975 | 118.5975 | 144.9863 | 341.3431 | 57.5642 | 512.5497 | 234.5328 | 397.8433 | 145.7348 | 122.9561 | 485.7952 | 106.4395 | 174.843 | 106.4395 | 283.1215 | 100.8624 | 122.4554 | 69.834 | 69.834 | 100.8624 | 309.6743 | 270.8423 | 179.0955 | 256.4229 | 119.7092 | 100.8624 | 724.4087 | 199.5516 | 269.881 | 601.3782 | 1105.0704 | 96.3082 | 103.1329 | 203.0515 | 395.9814 | 103.1329 | 62.7096 | 153.241 | 106.5748 | 102.926 | 132.3446 | 62.2334 | 62.2334 | 100.5344 | 63.7856 | 204.0281 | 269.8036 | 122.1155 | 174.843 | 117.7378 | 281.6322 | 190.157 | 122.1155 | 117.7378 | 96.2431 | 341.0933 | 191.3933 | 48.6095 | 33.2068 | 402.5918 | 89.175 | 326.3559 | 91.9035 | 384.9874 | 1015.5988 | 46.2313 | 308.7437 | 341.0933 | 464.04 | 91.9035 | 37.3121 | 260.5554 | 325.2887 | 210.7924 | 194.8127 | 0 | 93.2331 | 158.9073 | 635.5737 | 0 | 96.3082 | 138.5875 | 223.394 | 103.3112 | 146.861 | 197.2408 | 95.2286 | 0 | 0 | 0 | 0 | 0 | 0 | 0 | 0 | 81.1006 | 0 | 163.0734 | 175.7032 | 303.634 | 191.1539 | 0 | 200.7871 | 70.2687 | 50.1439 | 28.3123 | 1042.9054 | 42.3116 | 163.2552 | 63.7908 | 63.7908 | 132.2245 | 41.9037 | 70.2687 | 42.3116 | 40.887 | 40.887 | 70.0119 | 0 | 0 | 0 | 0 | 41.9037 | 41.9037 | 41.9037 | 63.3128 | 40.887 | 133.5666 | 0 | 0 | 32.0064 | 0 | 0 | 0 | 122.1445 | 45.2747 | 157.8249 | 57.7663 | 64.5607 | 32.0064 | 125.4485 | 231.3006 | 39.2864 | 165.9037 | 154.9086 | 678.606 | 125.9242 | 121.7923 | 156.4318 | 24.301 | 28.7718 | 28.7718 | 24.301 | 60.6276 | 95.8924 | 206.5371 | 2443.0759 | 185.5624 | 95.8924 | 89.5757 | 236.1418 | 135.6154 | 110.8038 | 115.6247 | 89.5757 | 212.6998 | 88.4474 | 45.2747 | 45.2747 | 181.4061 | 141.9999 | 0 | 0 | 0 | 28.7718 | 28.7718 | 36.7186 | 0 | 0 | 0 | 0 | 0 | 0 | 24.301 | 45.2747 | 192.2718 | 28.7718 | 37.9367 | 83.2248 | 0 | 0 | 0 | 0 | 0 | 0 | 0 | 0 | 0 | 0 | 0 | 0 | 0 | 0 | 0 | 0 | 0 | 0 | 0 | 0 | 0 | 0 | 0 | 0 | 0 | 0 | 0 | 0 | 0 | 0 | 0 | 0 | 0 | 0 | 0 | 0 | 0 | 0 | 0 | 0 | 0 | 0 | 0 | 0 | 0 | 0 | 0 | 0 | 0 | 0 | 0 | 0 | 0 | 0 | 0 | 0 | 0 | 0 | 0 | 0 | 0 | 0 | 0 | 0 | 0 | 0 | 0 | 0 | 0 | 0 | 0 | 0 | 0 | 0 | 0 | 0 | 0 | 0 | 0 | 0 | 0 | 0 | 0 | 0 | 0 | 0 | 0 | 0 | 0 | 0 | 0 | 0 | 0 | 0 | 0 | 0 | 0 | 0 | 0 | 0 | 0 | 0 | 0 | 0 | 0 | 0 | 0 | 0 | 0 | 2017-01-05 12:00
t0110 | 0 | 137.669 | 413.8791 | 156.3748 | 47.7174 | 329.2455 | 47.7174 | 494.3168 | 79.9801 | 79.9801 | 2546.2828 | 89.8862 | 87.8185 | 357.8045 | 426.4163 | 61.2847 | 86.9497 | 399.0748 | 255.213 | 354.0935 | 0 | 0 | 511.6553 | 40.5365 | 40.5365 | 40.5365 | 89.9456 | 176.6617 | 276.8487 | 178.3915 | 402.5386 | 105.2191 | 250.2242 | 223.9198 | 303.3563 | 311.4666 | 148.4988 | 542.4027 | 384.3817 | 105.5017 | 218.0449 | 311.2489 | 117.8165 | 250.8185 | 495.0063 | 117.8165 | 46.5052 | 316.1577 | 842.6798 | 168.5981 | 213.4024 | 109.6377 | 190.9795 | 46.5052 | 184.603 | 290.5729 | 104.8699 | 407.8534 | 41.6032 | 183.3893 | 41.6032 | 117.8165 | 176.6617 | 70.7071 | 495.0063 | 0 | 0 | 0 | 0 | 0 | 0 | 0 | 0 | 177.8988 | 0 | 0 | 0 | 0 | 281.3005 | 316.8101 | 28.9772 | 38.6115 | 295.6092 | 170.701 | 14.1747 | 95.3402 | 103.1701 | 310.4634 | 169.4298 | 227.5949 | 119.6845 | 28.9772 | 358.7916 | 51.1947 | 302.0604 | 143.3602 | 171.6769 | 53.4843 | 101.2522 | 587.5514 | 28.0542 | 168.9715 | 177.6106 | 14.1747 | 14.1747 | 78.3684 | 127.5442 | 72.7378 | 145.3742 | 168.2079 | 119.6012 | 130.9875 | 888.2317 | 138.8529 | 95.3402 | 84.7472 | 84.7472 | 37.5545 | 62.4438 | 888.2317 | 476.3662 | 154.7879 | 0 | 0 | 0 | 83.7306 | 103.1701 | 82.0364 | 411.3867 | 101.2522 | 0 | 72.2895 | 62.4438 | 14.1747 | 81.3398 | 32.2842 | 0 | 0 | 0 | 96.3766 | 0 | 0 | 157.3747 | 0 | 37.1774 | 0 | 0 | 221.4218 | 84.6872 | 32.2842 | 32.8407 | 32.8407 | 79.8768 | 163.9667 | 230.0599 | 154.4292 | 344.6794 | 196.2408 | 126.1972 | 286.2595 | 298.9472 | 180.9498 | 162.6926 | 538.6137 | 199.8533 | 224.6416 | 100.1729 | 93.6213 | 219.8501 | 239.7517 | 87.2503 | 93.6213 | 93.6213 | 185.5689 | 100.1729 | 100.1729 | 100.1729 | 197.3104 | 186.2995 | 203.0855 | 153.5332 | 153.5332 | 121.3268 | 225.8417 | 486.1384 | 160.9958 | 130.9304 | 850.6043 | 202.1509 | 130.9304 | 590.9908 | 1193.8747 | 173.0958 | 683.9278 | 454.0667 | 202.1509 | 127.3677 | 72.0083 | 255.344 | 58.3075 | 58.3075 | 58.3075 | 192.2343 | 257.7666 | 91.3789 | 120.2341 | 243.481 | 220.3245 | 121.3818 | 121.3818 | 143.5462 | 357.8254 | 58.3075 | 499.4599 | 237.935 | 402.9258 | 148.5075 | 124.9837 | 455.5074 | 106.361 | 180.4132 | 106.361 | 278.4176 | 98.4265 | 122.261 | 70.7071 | 70.7071 | 98.4265 | 319.732 | 278.4567 | 175.8795 | 249.4491 | 122.1057 | 98.4265 | 752.9961 | 201.9993 | 258.2465 | 578.4338 | 1028.5852 | 97.4394 | 104.8713 | 197.9362 | 390.4573 | 104.8713 | 63.3889 | 151.7968 | 108.7637 | 103.5065 | 130.6763 | 62.3072 | 62.3072 | 100.8911 | 63.0333 | 195.896 | 268.2158 | 122.1641 | 180.4132 | 116.6639 | 271.9916 | 193.1037 | 122.1641 | 116.6639 | 95.5222 | 324.7889 | 193.0223 | 50.9596 | 33.3021 | 406.1301 | 88.986 | 319.6347 | 91.2744 | 391.7785 | 1001.522 | 47.007 | 310.4939 | 324.7889 | 447.4481 | 91.2744 | 37.1774 | 287.5828 | 319.493 | 212.7252 | 203.283 | 0 | 93.6213 | 161.7988 | 590.8787 | 0 | 97.4394 | 137.6695 | 219.8501 | 100.153 | 145.4255 | 200.3778 | 93.7382 | 0 | 0 | 0 | 0 | 0 | 0 | 0 | 0 | 84.6872 | 0 | 166.2905 | 188.6785 | 291.8257 | 185.6529 | 0 | 197.1514 | 67.4465 | 49.901 | 28.0542 | 985.5855 | 42.6852 | 155.3861 | 62.3158 | 62.3158 | 126.1517 | 40.7427 | 67.4465 | 42.6852 | 40.7381 | 40.7381 | 69.5151 | 0 | 0 | 0 | 0 | 40.7427 | 40.7427 | 40.7427 | 62.6147 | 40.7381 | 132.4447 | 0 | 0 | 30.5012 | 0 | 0 | 0 | 120.1285 | 46.3713 | 153.9807 | 59.037 | 64.027 | 30.5012 | 128.1897 | 218.7108 | 39.4432 | 168.1587 | 152.9262 | 664.3825 | 126.4554 | 122.3375 | 155.5099 | 24.3109 | 28.9892 | 28.9892 | 24.3109 | 58.9258 | 94.2596 | 205.3431 | 2296.8155 | 177.302 | 94.2596 | 88.2029 | 220.3498 | 131.4733 | 108.8848 | 111.6916 | 88.2029 | 204.7784 | 85.5246 | 46.3713 | 46.3713 | 179.3387 | 135.7472 | 0 | 0 | 0 | 28.9892 | 28.9892 | 35.988 | 0 | 0 | 0 | 0 | 0 | 0 | 24.3109 | 46.3713 | 186.3204 | 28.9892 | 37.9155 | 81.8813 | 0 | 0 | 0 | 0 | 0 | 0 | 0 | 0 | 0 | 0 | 0 | 0 | 0 | 0 | 0 | 0 | 0 | 0 | 0 | 0 | 0 | 0 | 0 | 0 | 0 | 0 | 0 | 0 | 0 | 0 | 0 | 0 | 0 | 0 | 0 | 0 | 0 | 0 | 0 | 0 | 0 | 0 | 0 | 0 | 0 | 0 | 0 | 0 | 0 | 0 | 0 | 0 | 0 | 0 | 0 | 0 | 0 | 0 | 0 | 0 | 0 | 0 | 0 | 0 | 0 | 0 | 0 | 0 | 0 | 0 | 0 | 0 | 0 | 0 | 0 | 0 | 0 | 0 | 0 | 0 | 0 | 0 | 0 | 0 | 0 | 0 | 0 | 0 | 0 | 0 | 0 | 0 | 0 | 0 | 0 | 0 | 0 | 0 | 0 | 0 | 0 | 0 | 0 | 0 | 0 | 0 | 0 | 0 | 0 | 2017-01-05 13:00
t0111 | 0 | 140.2113 | 406.4824 | 160.0116 | 46.4703 | 321.9435 | 46.4703 | 548.5757 | 78.043 | 78.043 | 2498.9148 | 86.2417 | 89.4216 | 369.1759 | 439.1202 | 63.4821 | 86.8323 | 401.1255 | 254.7528 | 372.1064 | 0 | 0 | 503.7402 | 40.8657 | 40.8657 | 40.8657 | 92.2021 | 179.7143 | 289.9928 | 172.2339 | 401.0518 | 104.139 | 259.7906 | 233.7427 | 307.1493 | 310.798 | 152.3818 | 587.1177 | 398.7365 | 107.6146 | 229.9656 | 313.4702 | 120.9385 | 257.2148 | 506.0991 | 120.9385 | 47.7719 | 322.2826 | 864.0237 | 175.4701 | 213.3251 | 109.8395 | 197.1708 | 47.7719 | 188.4356 | 303.8652 | 107.7647 | 406.2578 | 41.3199 | 191.9092 | 41.3199 | 120.9385 | 179.7143 | 71.5292 | 506.0991 | 0 | 0 | 0 | 0 | 0 | 0 | 0 | 0 | 180.6201 | 0 | 0 | 0 | 0 | 284.7811 | 319.1209 | 29.4718 | 37.7473 | 286.7937 | 171.3068 | 13.9886 | 94.2955 | 102.7739 | 309.1789 | 171.184 | 230.6452 | 116.0315 | 29.4718 | 346.4331 | 50.7088 | 299.295 | 141.8851 | 172.891 | 53.3035 | 100.9158 | 576.8217 | 27.1141 | 169.4014 | 174.9833 | 13.9886 | 13.9886 | 76.3069 | 129.6014 | 72.3776 | 144.3476 | 169.671 | 113.2594 | 120.6952 | 841.2828 | 133.9632 | 94.2955 | 84.9831 | 84.9831 | 37.2559 | 59.7236 | 841.2828 | 460.566 | 156.8592 | 0 | 0 | 0 | 84.317 | 102.7739 | 82.4525 | 406.2056 | 100.9158 | 0 | 72.6938 | 59.7236 | 13.9886 | 78.5901 | 31.2477 | 0 | 0 | 0 | 96.576 | 0 | 0 | 156.5079 | 0 | 36.2682 | 0 | 0 | 222.6224 | 88.036 | 31.2477 | 32.7903 | 32.7903 | 77.7776 | 160.9506 | 223.8556 | 153.1203 | 342.4783 | 198.6343 | 125.5199 | 286.9563 | 291.1832 | 176.5158 | 162.061 | 514.7733 | 200.3336 | 217.4407 | 100.7264 | 94.0374 | 216.9708 | 234.0409 | 85.6245 | 94.0374 | 94.0374 | 179.0924 | 100.7264 | 100.7264 | 100.7264 | 192.4696 | 186.7965 | 196.4393 | 150.9507 | 150.9507 | 118.9132 | 216.3925 | 486.0769 | 165.5862 | 126.012 | 807.9749 | 201.0385 | 126.012 | 552.1141 | 1154.0021 | 167.1554 | 660.651 | 448.0959 | 201.0385 | 124.4723 | 71.0474 | 247.3674 | 58.6023 | 58.6023 | 58.6023 | 187.6329 | 245.8264 | 87.6614 | 126.2372 | 243.654 | 224.4509 | 124.2879 | 124.2879 | 142.0448 | 373.0377 | 58.6023 | 486.1889 | 240.7489 | 406.8863 | 150.7706 | 125.8106 | 432.5358 | 105.7545 | 187.1004 | 105.7545 | 275.0786 | 95.9555 | 122.8355 | 71.5292 | 71.5292 | 95.9555 | 333.0289 | 286.9911 | 173.3196 | 243.1154 | 125.0491 | 95.9555 | 790.8539 | 203.6888 | 250.1191 | 563.0051 | 985.1822 | 98.2399 | 106.3409 | 191.5264 | 385.3544 | 106.3409 | 63.2205 | 150.0097 | 110.8381 | 103.4928 | 127.9084 | 62.3683 | 62.3683 | 101.4908 | 61.9562 | 191.3148 | 268.0469 | 121.3459 | 187.1004 | 115.6004 | 264.4863 | 195.2199 | 121.3459 | 115.6004 | 93.4002 | 312.5567 | 194.9587 | 52.9618 | 32.7384 | 406.7455 | 87.8938 | 311.8624 | 89.769 | 394.1509 | 1001.7436 | 47.0837 | 306.2719 | 312.5567 | 434.0171 | 89.769 | 36.2682 | 320.2008 | 312.3105 | 216.1666 | 212.797 | 0 | 94.0374 | 162.8678 | 570.0895 | 0 | 98.2399 | 136.4988 | 216.9708 | 98.1366 | 140.7822 | 202.0181 | 91.4369 | 0 | 0 | 0 | 0 | 0 | 0 | 0 | 0 | 88.036 | 0 | 169.0678 | 202.5134 | 282.8621 | 181.9358 | 0 | 191.9702 | 63.6496 | 49.0528 | 27.1141 | 933.7554 | 42.7081 | 148.4584 | 59.8952 | 59.8952 | 118.3302 | 39.1733 | 63.6496 | 42.7081 | 39.7739 | 39.7739 | 67.9311 | 0 | 0 | 0 | 0 | 39.1733 | 39.1733 | 39.1733 | 61.1757 | 39.7739 | 129.841 | 0 | 0 | 29.2699 | 0 | 0 | 0 | 116.8459 | 47.5132 | 149.678 | 61.1333 | 62.8859 | 29.2699 | 130.3583 | 207.9402 | 38.9621 | 170.9535 | 150.924 | 657.5193 | 126.3008 | 122.2934 | 153.9077 | 24.2284 | 29.0296 | 29.0296 | 24.2284 | 56.7114 | 92.2953 | 202.3309 | 2206.7327 | 168.4522 | 92.2953 | 86.7264 | 208.6325 | 126.31 | 104.9495 | 106.7907 | 86.7264 | 196.1295 | 83.1086 | 47.5132 | 47.5132 | 175.3767 | 130.0443 | 0 | 0 | 0 | 29.0296 | 29.0296 | 34.8833 | 0 | 0 | 0 | 0 | 0 | 0 | 24.2284 | 47.5132 | 180.2573 | 29.0296 | 37.6636 | 79.1918 | 0 | 0 | 0 | 0 | 0 | 0 | 0 | 0 | 0 | 0 | 0 | 0 | 0 | 0 | 0 | 0 | 0 | 0 | 0 | 0 | 0 | 0 | 0 | 0 | 0 | 0 | 0 | 0 | 0 | 0 | 0 | 0 | 0 | 0 | 0 | 0 | 0 | 0 | 0 | 0 | 0 | 0 | 0 | 0 | 0 | 0 | 0 | 0 | 0 | 0 | 0 | 0 | 0 | 0 | 0 | 0 | 0 | 0 | 0 | 0 | 0 | 0 | 0 | 0 | 0 | 0 | 0 | 0 | 0 | 0 | 0 | 0 | 0 | 0 | 0 | 0 | 0 | 0 | 0 | 0 | 0 | 0 | 0 | 0 | 0 | 0 | 0 | 0 | 0 | 0 | 0 | 0 | 0 | 0 | 0 | 0 | 0 | 0 | 0 | 0 | 0 | 0 | 0 | 0 | 0 | 0 | 0 | 0 | 0 | 2017-01-05 14:00
t0112 | 0 | 142.1772 | 410.2706 | 161.317 | 46.5729 | 324.234 | 46.5729 | 557.8438 | 79.5699 | 79.5699 | 2580.3904 | 86.8405 | 89.7443 | 375.2203 | 442.8453 | 63.7737 | 87.3026 | 404.3164 | 256.376 | 375.8977 | 0 | 0 | 509.6576 | 41.0265 | 41.0265 | 41.0265 | 93.0596 | 181.4128 | 293.2494 | 177.3265 | 407.5839 | 105.0151 | 262.2521 | 235.9599 | 309.027 | 312.996 | 153.2232 | 597.1177 | 406.4851 | 108.4386 | 232.6642 | 317.2929 | 122.2646 | 259.9541 | 520.5205 | 122.2646 | 47.844 | 324.9813 | 873.0196 | 177.1542 | 216.153 | 110.315 | 198.9777 | 47.844 | 189.6079 | 306.768 | 108.4129 | 411.6127 | 41.4286 | 193.8557 | 41.4286 | 122.2646 | 181.4128 | 72.1488 | 520.5205 | 0 | 0 | 0 | 0 | 0 | 0 | 0 | 0 | 181.8522 | 0 | 0 | 0 | 0 | 287.5552 | 320.8853 | 29.4902 | 37.4087 | 288.5682 | 171.1999 | 13.9575 | 94.12 | 102.1621 | 312.2365 | 172.6251 | 232.238 | 115.9837 | 29.4902 | 350.984 | 50.5016 | 301.4229 | 141.5383 | 172.8822 | 53.1445 | 100.842 | 581.9545 | 26.8831 | 169.6213 | 174.8211 | 13.9575 | 13.9575 | 76.4122 | 130.4095 | 72.3198 | 144.2314 | 170.7951 | 114.7619 | 123.2433 | 854.068 | 133.1777 | 94.12 | 84.8876 | 84.8876 | 37.1812 | 59.7271 | 854.068 | 465.6847 | 156.697 | 0 | 0 | 0 | 84.1549 | 102.1621 | 82.4737 | 407.5345 | 100.842 | 0 | 72.6534 | 59.7271 | 13.9575 | 79.1434 | 31.2912 | 0 | 0 | 0 | 97.0313 | 0 | 0 | 157.2801 | 0 | 36.0561 | 0 | 0 | 223.6921 | 88.6759 | 31.2912 | 32.8402 | 32.8402 | 77.1146 | 161.2513 | 225.0192 | 153.194 | 347.4411 | 200.0462 | 126.2602 | 288.3869 | 296.3984 | 177.1843 | 162.6947 | 529.9483 | 201.8569 | 217.8993 | 102.1012 | 94.9185 | 219.4251 | 234.1315 | 85.8981 | 94.9185 | 94.9185 | 180.7873 | 102.1012 | 102.1012 | 102.1012 | 193.2128 | 188.8235 | 197.3073 | 151.3816 | 151.3816 | 119.4396 | 219.4793 | 490.4464 | 167.8843 | 126.7135 | 838.2637 | 203.5525 | 126.7135 | 566.5349 | 1186.5753 | 167.2639 | 670.9361 | 452.3003 | 203.5525 | 125.7557 | 71.3197 | 247.0608 | 58.824 | 58.824 | 58.824 | 187.6503 | 248.4093 | 87.5561 | 127.0912 | 245.0564 | 226.116 | 125.5126 | 125.5126 | 143.3028 | 375.5654 | 58.824 | 490.5135 | 242.5415 | 409.8262 | 151.794 | 126.1195 | 441.6359 | 106.3521 | 189.6006 | 106.3521 | 278.5575 | 96.8097 | 124.5013 | 72.1488 | 72.1488 | 96.8097 | 338.3585 | 290.2683 | 175.3682 | 245.7913 | 126.5797 | 96.8097 | 804.6202 | 205.0223 | 254.8737 | 573.4421 | 1017.4487 | 98.9077 | 107.1265 | 192.3701 | 389.18 | 107.1265 | 63.204 | 151.1429 | 111.7735 | 104.0234 | 128.3069 | 62.9308 | 62.9308 | 102.5914 | 62.2955 | 195.5621 | 271.4997 | 121.8483 | 189.6006 | 116.6666 | 268.4086 | 196.4251 | 121.8483 | 116.6666 | 93.2709 | 318.2798 | 196.9611 | 53.2029 | 32.5752 | 408.4179 | 88.0641 | 313.9795 | 89.9754 | 394.6571 | 1020.969 | 47.0238 | 304.8802 | 318.2798 | 440.2123 | 89.9754 | 36.0561 | 327.0685 | 314.196 | 219.2077 | 215.4814 | 0 | 94.9185 | 163.0794 | 592.1082 | 0 | 98.9077 | 137.5716 | 219.4251 | 99.8378 | 139.817 | 202.8175 | 91.7042 | 0 | 0 | 0 | 0 | 0 | 0 | 0 | 0 | 88.6759 | 0 | 170.3081 | 204.9751 | 287.451 | 184.8555 | 0 | 192.642 | 63.5473 | 49.0767 | 26.8831 | 946.1593 | 42.8529 | 150.479 | 59.7792 | 59.7792 | 118.1841 | 39.245 | 63.5473 | 42.8529 | 39.5651 | 39.5651 | 67.7891 | 0 | 0 | 0 | 0 | 39.245 | 39.245 | 39.245 | 61.2153 | 39.5651 | 129.9888 | 0 | 0 | 29.7302 | 0 | 0 | 0 | 117.0258 | 47.9805 | 150.7263 | 62.2738 | 63.035 | 29.7302 | 131.1505 | 211.1217 | 38.8706 | 172.8995 | 152.2925 | 668.7144 | 126.976 | 122.9996 | 154.8394 | 24.3854 | 29.1712 | 29.1712 | 24.3854 | 56.8703 | 92.9076 | 202.9063 | 2266.4124 | 169.5798 | 92.9076 | 87.448 | 213.4052 | 126.7487 | 104.4933 | 107.0881 | 87.448 | 197.4136 | 84.2258 | 47.9805 | 47.9805 | 175.6513 | 131.6211 | 0 | 0 | 0 | 29.1712 | 29.1712 | 34.9398 | 0 | 0 | 0 | 0 | 0 | 0 | 24.3854 | 47.9805 | 181.8292 | 29.1712 | 37.8465 | 78.971 | 0 | 0 | 0 | 0 | 0 | 0 | 0 | 0 | 0 | 0 | 0 | 0 | 0 | 0 | 0 | 0 | 0 | 0 | 0 | 0 | 0 | 0 | 0 | 0 | 0 | 0 | 0 | 0 | 0 | 0 | 0 | 0 | 0 | 0 | 0 | 0 | 0 | 0 | 0 | 0 | 0 | 0 | 0 | 0 | 0 | 0 | 0 | 0 | 0 | 0 | 0 | 0 | 0 | 0 | 0 | 0 | 0 | 0 | 0 | 0 | 0 | 0 | 0 | 0 | 0 | 0 | 0 | 0 | 0 | 0 | 0 | 0 | 0 | 0 | 0 | 0 | 0 | 0 | 0 | 0 | 0 | 0 | 0 | 0 | 0 | 0 | 0 | 0 | 0 | 0 | 0 | 0 | 0 | 0 | 0 | 0 | 0 | 0 | 0 | 0 | 0 | 0 | 0 | 0 | 0 | 0 | 0 | 0 | 0 | 2017-01-05 15:00
t0113 | 0 | 149.9702 | 430.3859 | 169.653 | 48.6218 | 339.5791 | 48.6218 | 593.0263 | 83.9161 | 83.9161 | 2742.2325 | 90.8021 | 94.0994 | 396.6967 | 466.0403 | 66.994 | 91.4968 | 424.5769 | 268.8322 | 396.5688 | 0 | 0 | 535.4947 | 42.9923 | 42.9923 | 42.9923 | 97.9457 | 190.8432 | 309.4842 | 187.8981 | 429.7508 | 110.1735 | 276.3134 | 248.7133 | 324.3515 | 328.3272 | 160.9316 | 633.7239 | 430.656 | 113.9819 | 245.7384 | 334.0528 | 128.8194 | 273.8216 | 553.6337 | 128.8194 | 50.1384 | 341.7177 | 919.4552 | 186.6997 | 227.5766 | 115.5708 | 209.5212 | 50.1384 | 199.1471 | 323.404 | 113.9115 | 433.2284 | 43.3299 | 204.4472 | 43.3299 | 128.8194 | 190.8432 | 75.8327 | 553.6337 | 0 | 0 | 0 | 0 | 0 | 0 | 0 | 0 | 190.9886 | 0 | 0 | 0 | 0 | 302.4415 | 336.5498 | 30.8648 | 38.8072 | 301.872 | 178.8619 | 14.549 | 98.147 | 106.3354 | 328.0107 | 181.3963 | 243.8826 | 120.8546 | 30.8648 | 368.4996 | 52.5992 | 316.0191 | 147.5511 | 180.7302 | 55.4152 | 105.2913 | 610.3199 | 27.8693 | 177.3986 | 182.345 | 14.549 | 14.549 | 79.7337 | 136.9237 | 75.4979 | 150.5437 | 179.2655 | 120.3082 | 129.4862 | 896.3487 | 138.2647 | 98.147 | 88.6553 | 88.6553 | 38.7782 | 62.1835 | 896.3487 | 488.409 | 163.7956 | 0 | 0 | 0 | 87.8777 | 106.3354 | 86.2197 | 426.1997 | 105.2913 | 0 | 75.9201 | 62.1835 | 14.549 | 82.8057 | 32.6357 | 0 | 0 | 0 | 101.6788 | 0 | 0 | 164.7362 | 0 | 37.4679 | 0 | 0 | 234.4797 | 93.3218 | 32.6357 | 34.3395 | 34.3395 | 79.9928 | 168.4189 | 235.3134 | 160.0016 | 365.8883 | 210.0819 | 132.3213 | 302.256 | 312.2527 | 185.1752 | 170.3281 | 561.0662 | 211.8843 | 227.3591 | 107.57 | 99.7506 | 230.5351 | 244.2162 | 89.7843 | 99.7506 | 99.7506 | 189.4015 | 107.57 | 107.57 | 107.57 | 201.935 | 198.5771 | 206.1407 | 158.2222 | 158.2222 | 124.9202 | 230.4382 | 515.119 | 177.2029 | 132.4213 | 890.9391 | 214.1331 | 132.4213 | 597.5906 | 1256.5013 | 174.3418 | 705.4209 | 474.6736 | 214.1331 | 131.9447 | 74.6062 | 257.2946 | 61.6226 | 61.6226 | 61.6226 | 195.6971 | 260.1508 | 91.1114 | 133.8103 | 256.9217 | 237.6192 | 132.133 | 132.133 | 150.378 | 395.2146 | 61.6226 | 514.0724 | 254.7514 | 430.3373 | 159.4165 | 132.0335 | 465.135 | 111.4386 | 200.19 | 111.4386 | 292.9105 | 101.4719 | 131.1549 | 75.8327 | 75.8327 | 101.4719 | 357.9016 | 306.0018 | 184.2795 | 257.935 | 133.4388 | 101.4719 | 852.2792 | 215.1749 | 268.5531 | 604.2951 | 1079.3104 | 103.8193 | 112.5342 | 200.9868 | 408.5615 | 112.5342 | 66.0144 | 158.4695 | 117.5315 | 109.0131 | 134.0775 | 66.1034 | 66.1034 | 107.9175 | 65.2088 | 206.5625 | 285.7817 | 127.5538 | 200.19 | 122.4657 | 282.2353 | 206.1486 | 127.5538 | 122.4657 | 97.1995 | 335.0588 | 207.1834 | 55.902 | 33.8893 | 427.8117 | 92.0279 | 328.7195 | 94.0131 | 412.8626 | 1078.5788 | 49.1022 | 317.3503 | 335.0588 | 462.6507 | 94.0131 | 37.4679 | 348.6431 | 328.852 | 231.1894 | 227.5779 | 0 | 99.7506 | 170.611 | 630.4675 | 0 | 103.8193 | 144.3034 | 230.5351 | 105.1934 | 145.1117 | 212.5392 | 95.7913 | 0 | 0 | 0 | 0 | 0 | 0 | 0 | 0 | 93.3218 | 0 | 178.9364 | 216.82 | 302.4207 | 194.6319 | 0 | 201.2666 | 66.0212 | 51.2223 | 27.8693 | 991.9332 | 44.8655 | 157.8968 | 62.1892 | 62.1892 | 122.7495 | 40.9197 | 66.0212 | 44.8655 | 41.1317 | 41.1317 | 70.6114 | 0 | 0 | 0 | 0 | 40.9197 | 40.9197 | 40.9197 | 63.8662 | 41.1317 | 135.6943 | 0 | 0 | 31.2446 | 0 | 0 | 0 | 122.1137 | 50.5134 | 157.7748 | 65.9398 | 65.8594 | 31.2446 | 137.6975 | 221.6551 | 40.518 | 182.0787 | 159.7975 | 705.0119 | 133.0722 | 128.9457 | 162.2234 | 25.5686 | 30.5697 | 30.5697 | 25.5686 | 59.3357 | 97.2881 | 212.1108 | 2397.2683 | 177.1474 | 97.2881 | 91.691 | 224.94 | 132.2765 | 108.5749 | 111.669 | 91.691 | 206.3421 | 88.4897 | 50.5134 | 50.5134 | 183.3705 | 138.0218 | 0 | 0 | 0 | 30.5697 | 30.5697 | 36.4503 | 0 | 0 | 0 | 0 | 0 | 0 | 25.5686 | 50.5134 | 190.4488 | 30.5697 | 39.6353 | 82.1553 | 0 | 0 | 0 | 0 | 0 | 0 | 0 | 0 | 0 | 0 | 0 | 0 | 0 | 0 | 0 | 0 | 0 | 0 | 0 | 0 | 0 | 0 | 0 | 0 | 0 | 0 | 0 | 0 | 0 | 0 | 0 | 0 | 0 | 0 | 0 | 0 | 0 | 0 | 0 | 0 | 0 | 0 | 0 | 0 | 0 | 0 | 0 | 0 | 0 | 0 | 0 | 0 | 0 | 0 | 0 | 0 | 0 | 0 | 0 | 0 | 0 | 0 | 0 | 0 | 0 | 0 | 0 | 0 | 0 | 0 | 0 | 0 | 0 | 0 | 0 | 0 | 0 | 0 | 0 | 0 | 0 | 0 | 0 | 0 | 0 | 0 | 0 | 0 | 0 | 0 | 0 | 0 | 0 | 0 | 0 | 0 | 0 | 0 | 0 | 0 | 0 | 0 | 0 | 0 | 0 | 0 | 0 | 0 | 0 | 2017-01-05 16:00
t0114 | 0 | 146.9203 | 432.8194 | 166.3198 | 49.3976 | 342.9675 | 49.3976 | 550.1126 | 84.1837 | 84.1837 | 2718.5569 | 92.8593 | 92.8053 | 384.9148 | 454.9574 | 65.3177 | 91.2623 | 421.045 | 268.0551 | 381.8513 | 0 | 0 | 536.8273 | 42.664 | 42.664 | 42.664 | 95.8442 | 187.6365 | 298.4105 | 188.577 | 426.3138 | 110.3119 | 268.1962 | 240.5879 | 320.5353 | 327.3021 | 157.7497 | 596.7517 | 415.695 | 112.0018 | 235.8669 | 329.9634 | 125.8153 | 267.6526 | 536.3072 | 125.8153 | 49.2391 | 335.7663 | 898.9698 | 180.9253 | 225.7105 | 115.1196 | 204.1241 | 49.2391 | 195.7759 | 312.4744 | 111.5245 | 430.6729 | 43.4507 | 197.3825 | 43.4507 | 125.8153 | 187.6365 | 74.8601 | 536.3072 | 0 | 0 | 0 | 0 | 0 | 0 | 0 | 0 | 188.3255 | 0 | 0 | 0 | 0 | 298.2187 | 333.8126 | 30.5214 | 39.6264 | 306.6322 | 178.5438 | 14.6973 | 98.9819 | 107.0329 | 326.8113 | 179.2414 | 240.7551 | 123.364 | 30.5214 | 373.7519 | 53.0743 | 316.4558 | 148.7988 | 179.9345 | 55.6517 | 105.5792 | 614.0974 | 28.6649 | 176.9749 | 184.2468 | 14.6973 | 14.6973 | 81.0602 | 134.9944 | 75.788 | 151.3307 | 177.5244 | 123.5681 | 134.6953 | 919.3427 | 142.1165 | 98.9819 | 88.5702 | 88.5702 | 39.0347 | 64.0227 | 919.3427 | 495.6057 | 162.5251 | 0 | 0 | 0 | 87.6018 | 107.0329 | 85.9328 | 428.8253 | 105.5792 | 0 | 75.6824 | 64.0227 | 14.6973 | 84.2895 | 33.3084 | 0 | 0 | 0 | 101.2417 | 0 | 0 | 164.8073 | 0 | 38.2305 | 0 | 0 | 232.9584 | 90.6322 | 33.3084 | 34.3426 | 34.3426 | 81.8719 | 170.264 | 238.7243 | 160.8497 | 364.0038 | 207.5184 | 132.2831 | 300.8335 | 313.9435 | 187.7264 | 170.3359 | 566.7951 | 210.5356 | 231.9254 | 106.2636 | 98.875 | 230.8163 | 248.0312 | 90.7023 | 98.875 | 98.875 | 192.6271 | 106.2636 | 106.2636 | 106.2636 | 204.711 | 196.8702 | 210.0498 | 159.6845 | 159.6845 | 126.1998 | 234.7186 | 512.2124 | 172.5458 | 135.2716 | 899.008 | 213.1795 | 135.2716 | 613.9866 | 1261.178 | 178.2927 | 714.1387 | 475.8637 | 213.1795 | 133.0306 | 75.0749 | 262.9123 | 61.2775 | 61.2775 | 61.2775 | 198.8089 | 266.4607 | 93.701 | 129.1866 | 255.8676 | 233.7154 | 129.3446 | 129.3446 | 150.5425 | 383.2539 | 61.2775 | 520.1098 | 251.6474 | 425.6894 | 157.2027 | 131.2763 | 474.4366 | 111.4486 | 193.9817 | 111.4486 | 292.8049 | 102.563 | 129.637 | 74.8601 | 74.8601 | 102.563 | 345.3072 | 298.0242 | 184.6192 | 260.3977 | 130.4155 | 102.563 | 817.3711 | 213.1409 | 270.8009 | 607.6032 | 1086.5626 | 102.8311 | 111.0145 | 204.7525 | 409.4195 | 111.0145 | 66.1458 | 158.9132 | 115.5014 | 108.6689 | 135.6848 | 65.6826 | 65.6826 | 106.7682 | 65.709 | 206.7595 | 283.5543 | 127.7736 | 193.9817 | 122.4636 | 284.6357 | 203.9137 | 127.7736 | 122.4636 | 98.7294 | 339.4184 | 204.5229 | 54.391 | 34.385 | 426.2904 | 92.657 | 332.5432 | 94.8964 | 410.9545 | 1065.3425 | 49.0963 | 321.1849 | 339.4184 | 467.5076 | 94.8964 | 38.2305 | 321.9551 | 332.4367 | 226.8031 | 219.3384 | 0 | 98.875 | 169.761 | 629.4485 | 0 | 102.8311 | 144.3712 | 230.8163 | 105.3969 | 148.9212 | 210.9045 | 97.17 | 0 | 0 | 0 | 0 | 0 | 0 | 0 | 0 | 90.6322 | 0 | 176.2287 | 205.8166 | 305.3497 | 195.1556 | 0 | 204.3213 | 68.6598 | 51.7833 | 28.6649 | 1018.4918 | 44.7551 | 161.2003 | 63.9081 | 63.9081 | 128.1394 | 41.9334 | 68.6598 | 44.7551 | 41.9296 | 41.9296 | 71.7846 | 0 | 0 | 0 | 0 | 41.9334 | 41.9334 | 41.9334 | 64.8162 | 41.9296 | 137.363 | 0 | 0 | 31.7627 | 0 | 0 | 0 | 124.2171 | 49.4271 | 159.9741 | 63.7491 | 66.5334 | 31.7627 | 135.7039 | 226.7613 | 40.9094 | 178.8754 | 160.225 | 702.0299 | 132.7262 | 128.5034 | 162.6809 | 25.519 | 30.4482 | 30.4482 | 25.519 | 60.7267 | 98.2029 | 213.7692 | 2417.337 | 182.3625 | 98.2029 | 92.201 | 229.5935 | 135.4723 | 111.5538 | 114.7828 | 92.201 | 211.3171 | 89.362 | 49.4271 | 49.4271 | 185.8733 | 140.8014 | 0 | 0 | 0 | 30.4482 | 30.4482 | 37.1605 | 0 | 0 | 0 | 0 | 0 | 0 | 25.519 | 49.4271 | 193.4799 | 30.4482 | 39.6836 | 84.1295 | 0 | 0 | 0 | 0 | 0 | 0 | 0 | 0 | 0 | 0 | 0 | 0 | 0 | 0 | 0 | 0 | 0 | 0 | 0 | 0 | 0 | 0 | 0 | 0 | 0 | 0 | 0 | 0 | 0 | 0 | 0 | 0 | 0 | 0 | 0 | 0 | 0 | 0 | 0 | 0 | 0 | 0 | 0 | 0 | 0 | 0 | 0 | 0 | 0 | 0 | 0 | 0 | 0 | 0 | 0 | 0 | 0 | 0 | 0 | 0 | 0 | 0 | 0 | 0 | 0 | 0 | 0 | 0 | 0 | 0 | 0 | 0 | 0 | 0 | 0 | 0 | 0 | 0 | 0 | 0 | 0 | 0 | 0 | 0 | 0 | 0 | 0 | 0 | 0 | 0 | 0 | 0 | 0 | 0 | 0 | 0 | 0 | 0 | 0 | 0 | 0 | 0 | 0 | 0 | 0 | 0 | 0 | 0 | 0 | 2017-01-05 17:00
t0115 | 0 | 140.9017 | 427.8415 | 161.397 | 49.8592 | 341.5431 | 49.8592 | 499.4745 | 81.5121 | 81.5121 | 2544.4076 | 93.3975 | 91.2894 | 364.4653 | 439.6693 | 63.5321 | 90.276 | 412.6026 | 264.6171 | 363.5292 | 0 | 0 | 526.9663 | 42.149 | 42.149 | 42.149 | 92.6618 | 182.0701 | 283.8489 | 179.3861 | 411.4217 | 108.845 | 257.4391 | 230.2674 | 314.3134 | 322.623 | 153.8403 | 549.3405 | 389.4929 | 108.9993 | 223.2481 | 319.7406 | 121.0564 | 257.8596 | 495.3845 | 121.0564 | 48.4638 | 326.3064 | 866.6595 | 173.3914 | 219.0224 | 113.9854 | 196.6711 | 48.4638 | 191.1208 | 298.7335 | 108.55 | 418.7693 | 43.3862 | 188.3578 | 43.3862 | 121.0564 | 182.0701 | 72.9902 | 495.3845 | 0 | 0 | 0 | 0 | 0 | 0 | 0 | 0 | 184.0922 | 0 | 0 | 0 | 0 | 289.9025 | 328.6639 | 30.258 | 40.9718 | 307.2326 | 178.7302 | 14.8913 | 100.095 | 108.9023 | 320.3167 | 174.9815 | 235.5232 | 125.5542 | 30.258 | 369.3912 | 53.9134 | 313.0315 | 150.6288 | 179.561 | 56.2153 | 106.0784 | 607.7588 | 29.7681 | 176.4389 | 186.2664 | 14.8913 | 14.8913 | 81.9825 | 132.091 | 76.2203 | 152.3564 | 174.2023 | 123.3096 | 133.9158 | 913.3042 | 146.8108 | 100.095 | 88.8021 | 88.8021 | 39.428 | 65.5193 | 913.3042 | 491.7928 | 162.0622 | 0 | 0 | 0 | 87.8148 | 108.9023 | 85.7769 | 428.7974 | 106.0784 | 0 | 75.6723 | 65.5193 | 14.8913 | 84.4621 | 33.7857 | 0 | 0 | 0 | 100.1404 | 0 | 0 | 163.5595 | 0 | 39.2833 | 0 | 0 | 229.9821 | 87.4132 | 33.7857 | 34.2904 | 34.2904 | 84.7245 | 171.3175 | 239.3891 | 161.5635 | 353.3023 | 203.0349 | 130.9724 | 297.3133 | 305.4532 | 188.6296 | 169.3168 | 542.2822 | 206.7785 | 234.8538 | 102.6986 | 96.599 | 226.5265 | 251.1174 | 90.9917 | 96.599 | 96.599 | 192.0525 | 102.6986 | 102.6986 | 102.6986 | 205.6634 | 191.8343 | 211.642 | 160.174 | 160.174 | 126.3193 | 232.293 | 502.0648 | 164.6663 | 136.2761 | 847.1848 | 207.7951 | 136.2761 | 599.2625 | 1202.7184 | 181.3618 | 701.68 | 469.1639 | 207.7951 | 131.5295 | 74.9995 | 268.1886 | 60.6538 | 60.6538 | 60.6538 | 201.4323 | 266.6303 | 96.0284 | 124.1006 | 252.6316 | 227.7325 | 124.955 | 124.955 | 148.3998 | 369.5368 | 60.6538 | 516.9822 | 246.0568 | 416.8795 | 153.686 | 130.2508 | 464.4453 | 110.4279 | 184.5335 | 110.4279 | 286.2912 | 101.8667 | 125.369 | 72.9902 | 72.9902 | 101.8667 | 325.5762 | 285.8182 | 181.1097 | 257.4002 | 125.2477 | 101.8667 | 764.4729 | 209.2274 | 263.5877 | 590.5272 | 1030.4772 | 100.89 | 108.4421 | 206.2745 | 403.1198 | 108.4421 | 66.3627 | 157.2412 | 112.2468 | 107.5017 | 136.3198 | 64.3401 | 64.3401 | 103.8614 | 65.5155 | 198.8702 | 275.4375 | 127.1218 | 184.5335 | 120.5317 | 279.1845 | 200.0839 | 127.1218 | 120.5317 | 100.2898 | 332.0329 | 198.8064 | 52.8184 | 35.1307 | 422.3785 | 92.9272 | 331.7815 | 95.2955 | 409.0031 | 1018.8595 | 49.2704 | 327.2749 | 332.0329 | 459.7446 | 95.2955 | 39.2833 | 288.2808 | 331.9427 | 217.7491 | 207.9895 | 0 | 96.599 | 168.9023 | 586.4166 | 0 | 100.89 | 142.5079 | 226.5265 | 102.3618 | 153.9426 | 208.3413 | 97.8362 | 0 | 0 | 0 | 0 | 0 | 0 | 0 | 0 | 87.4132 | 0 | 171.9298 | 192.7471 | 299.0309 | 190.0992 | 0 | 205.6284 | 70.988 | 52.2356 | 29.7681 | 1016.0817 | 44.4427 | 160.0101 | 65.5455 | 65.5455 | 132.7571 | 42.6303 | 70.988 | 44.4427 | 43.0077 | 43.0077 | 73.0599 | 0 | 0 | 0 | 0 | 42.6303 | 42.6303 | 42.6303 | 65.5554 | 43.0077 | 138.5377 | 0 | 0 | 31.3037 | 0 | 0 | 0 | 125.6492 | 47.7351 | 159.8279 | 59.9043 | 66.847 | 31.3037 | 132.7825 | 224.7795 | 41.4422 | 172.817 | 158.0821 | 678.7222 | 131.3051 | 126.9419 | 161.4179 | 25.2057 | 30.1157 | 30.1157 | 25.2057 | 61.5687 | 97.8374 | 214.1959 | 2319.2635 | 184.4235 | 97.8374 | 91.3012 | 224.1552 | 137.2582 | 114.8906 | 116.7554 | 91.3012 | 212.9226 | 87.9658 | 47.7351 | 47.7351 | 187.5066 | 140.0473 | 0 | 0 | 0 | 30.1157 | 30.1157 | 37.6464 | 0 | 0 | 0 | 0 | 0 | 0 | 25.2057 | 47.7351 | 192.9961 | 30.1157 | 39.4132 | 86.1943 | 0 | 0 | 0 | 0 | 0 | 0 | 0 | 0 | 0 | 0 | 0 | 0 | 0 | 0 | 0 | 0 | 0 | 0 | 0 | 0 | 0 | 0 | 0 | 0 | 0 | 0 | 0 | 0 | 0 | 0 | 0 | 0 | 0 | 0 | 0 | 0 | 0 | 0 | 0 | 0 | 0 | 0 | 0 | 0 | 0 | 0 | 0 | 0 | 0 | 0 | 0 | 0 | 0 | 0 | 0 | 0 | 0 | 0 | 0 | 0 | 0 | 0 | 0 | 0 | 0 | 0 | 0 | 0 | 0 | 0 | 0 | 0 | 0 | 0 | 0 | 0 | 0 | 0 | 0 | 0 | 0 | 0 | 0 | 0 | 0 | 0 | 0 | 0 | 0 | 0 | 0 | 0 | 0 | 0 | 0 | 0 | 0 | 0 | 0 | 0 | 0 | 0 | 0 | 0 | 0 | 0 | 0 | 0 | 0 | 2017-01-05 18:00
t0116 | 0 | 134.7102 | 407.1861 | 157.7482 | 48.3088 | 326.5805 | 48.3088 | 496.5802 | 74.6992 | 74.6992 | 2231.4632 | 88.4328 | 90.2877 | 348.1859 | 430.8223 | 63.2519 | 87.8097 | 399.5157 | 256.5393 | 358.3241 | 0 | 0 | 498.2283 | 41.409 | 41.409 | 41.409 | 90.3205 | 176.6209 | 278.3018 | 157.7587 | 385.6194 | 104.3373 | 252.6053 | 226.6329 | 307.4103 | 312.0128 | 151.8915 | 538.0484 | 369.2657 | 106.5189 | 219.3705 | 305.6591 | 117.4426 | 250.2858 | 450.9058 | 117.4426 | 48.491 | 318.0241 | 841.7876 | 170.3022 | 207.7761 | 111.4532 | 192.5616 | 48.491 | 187.7159 | 294.2543 | 107.0915 | 396.5879 | 42.4432 | 185.2436 | 42.4432 | 117.4426 | 176.6209 | 70.767 | 450.9058 | 0 | 0 | 0 | 0 | 0 | 0 | 0 | 0 | 179.9181 | 0 | 0 | 0 | 0 | 280.1987 | 321.1153 | 30.1872 | 41.1414 | 293.3751 | 177.6493 | 14.7341 | 99.0515 | 109.5417 | 306.6264 | 169.6668 | 229.8788 | 122.3286 | 30.1872 | 343.9883 | 53.7556 | 301.5173 | 149.3791 | 178.5132 | 56.0592 | 105.0639 | 579.0806 | 29.6614 | 174.2351 | 183.401 | 14.7341 | 14.7341 | 79.6296 | 129.3995 | 75.4375 | 150.6147 | 169.7372 | 113.5902 | 118.4494 | 836.0411 | 145.0071 | 99.0515 | 88.3625 | 88.3625 | 39.1004 | 63.2705 | 836.0411 | 461.3544 | 162.1778 | 0 | 0 | 0 | 87.802 | 109.5417 | 85.0998 | 417.2743 | 105.0639 | 0 | 75.2855 | 63.2705 | 14.7341 | 80.2533 | 32.7066 | 0 | 0 | 0 | 97.8086 | 0 | 0 | 158.9645 | 0 | 39.0397 | 0 | 0 | 224.9835 | 86.4557 | 32.7066 | 33.7611 | 33.7611 | 84.7742 | 166.8965 | 229.6783 | 158.9597 | 332.6693 | 197.9075 | 126.9134 | 290.1998 | 281.2454 | 182.0359 | 165.2435 | 474.5568 | 200.1428 | 226.8568 | 97.613 | 93.0697 | 214.7633 | 245.0023 | 88.2662 | 93.0697 | 93.0697 | 180.9577 | 97.613 | 97.613 | 97.613 | 198.4244 | 183.749 | 202.8924 | 155.7008 | 155.7008 | 121.9765 | 214.6221 | 483.0955 | 158.3734 | 129.8143 | 717.2336 | 197.0582 | 129.8143 | 524.6075 | 1063.552 | 175.7489 | 648.3061 | 447.6013 | 197.0582 | 124.438 | 72.8248 | 261.8502 | 59.5154 | 59.5154 | 59.5154 | 196.6918 | 248.7736 | 93.2422 | 123.6433 | 245.7469 | 222.5625 | 121.4998 | 121.4998 | 142.0347 | 366.6714 | 59.5154 | 490.303 | 239.5322 | 405.665 | 150.2127 | 128.453 | 417.3884 | 107.0694 | 178.6214 | 107.0694 | 270.3964 | 96.6875 | 119.142 | 70.767 | 70.767 | 96.6875 | 313.0877 | 277.4972 | 171.2792 | 242.6081 | 120.8354 | 96.6875 | 735.0232 | 203.8782 | 241.0537 | 542.3507 | 891.942 | 98.2235 | 105.7147 | 197.7934 | 383.9288 | 105.7147 | 65.658 | 151.0203 | 109.3564 | 104.7324 | 132.079 | 61.9414 | 61.9414 | 99.6667 | 63.1535 | 180.6666 | 261.5827 | 123.7781 | 178.6214 | 115.3111 | 259.5147 | 195.4839 | 123.7781 | 115.3111 | 98.4682 | 303.3337 | 191.5697 | 52.6921 | 34.9739 | 413.2036 | 90.8234 | 317.1948 | 92.812 | 404.7079 | 947.5068 | 49.0168 | 326.0029 | 303.3337 | 427.5703 | 92.812 | 39.0397 | 282.5231 | 318.4379 | 207.8873 | 202.9047 | 0 | 93.0697 | 167.1725 | 498.1898 | 0 | 98.2235 | 136.9854 | 214.7633 | 94.7393 | 152.7855 | 204.6772 | 94.6685 | 0 | 0 | 0 | 0 | 0 | 0 | 0 | 0 | 86.4557 | 0 | 167.883 | 191.0451 | 276.1857 | 176.7239 | 0 | 198.4193 | 68.3949 | 51.1457 | 29.6614 | 936.1677 | 43.5524 | 147.9309 | 63.853 | 63.853 | 127.3424 | 41.0626 | 68.3949 | 43.5524 | 42.6843 | 42.6843 | 71.8632 | 0 | 0 | 0 | 0 | 41.0626 | 41.0626 | 41.0626 | 63.9386 | 42.6843 | 135.1711 | 0 | 0 | 28.8052 | 0 | 0 | 0 | 121.9122 | 46.4354 | 152.3845 | 56.8917 | 65.0414 | 28.8052 | 130.1997 | 206.1098 | 41.0416 | 166.5196 | 150.9761 | 632.2459 | 127.7556 | 123.4011 | 155.9061 | 24.406 | 29.3883 | 29.3883 | 24.406 | 59.1582 | 93.7656 | 208.4746 | 2053.2053 | 173.8307 | 93.7656 | 87.2302 | 199.8611 | 131.4828 | 112.9097 | 111.7878 | 87.2302 | 201.6642 | 82.1171 | 46.4354 | 46.4354 | 182.4565 | 130.2969 | 0 | 0 | 0 | 29.3883 | 29.3883 | 36.4478 | 0 | 0 | 0 | 0 | 0 | 0 | 24.406 | 46.4354 | 182.5254 | 29.3883 | 38.291 | 84.4739 | 0 | 0 | 0 | 0 | 0 | 0 | 0 | 0 | 0 | 0 | 0 | 0 | 0 | 0 | 0 | 0 | 0 | 0 | 0 | 0 | 0 | 0 | 0 | 0 | 0 | 0 | 0 | 0 | 0 | 0 | 0 | 0 | 0 | 0 | 0 | 0 | 0 | 0 | 0 | 0 | 0 | 0 | 0 | 0 | 0 | 0 | 0 | 0 | 0 | 0 | 0 | 0 | 0 | 0 | 0 | 0 | 0 | 0 | 0 | 0 | 0 | 0 | 0 | 0 | 0 | 0 | 0 | 0 | 0 | 0 | 0 | 0 | 0 | 0 | 0 | 0 | 0 | 0 | 0 | 0 | 0 | 0 | 0 | 0 | 0 | 0 | 0 | 0 | 0 | 0 | 0 | 0 | 0 | 0 | 0 | 0 | 0 | 0 | 0 | 0 | 0 | 0 | 0 | 0 | 0 | 0 | 0 | 0 | 0 | 2017-01-05 19:00
t0117 | 0 | 130.9759 | 385.4589 | 154.5243 | 45.6618 | 308.5568 | 45.6618 | 516.6735 | 69.7311 | 69.7311 | 2068.5077 | 82.2606 | 88.3375 | 341.6807 | 424.0862 | 62.685 | 84.5011 | 385.8188 | 246.6232 | 358.1117 | 0 | 0 | 471.7182 | 40.1885 | 40.1885 | 40.1885 | 88.5412 | 172.0631 | 277.2763 | 144.4629 | 367.4942 | 99.4682 | 250.1376 | 225.3842 | 298.9718 | 299.7252 | 149.3497 | 548.8274 | 363.314 | 104.1102 | 219.6999 | 294.8138 | 115.1422 | 245.237 | 435.4518 | 115.1422 | 47.8254 | 310.5374 | 824.8125 | 168.9536 | 199.0157 | 107.6055 | 189.8624 | 47.8254 | 183.7339 | 293.0394 | 105.3875 | 378.7603 | 40.7419 | 184.5221 | 40.7419 | 115.1422 | 172.0631 | 68.6656 | 435.4518 | 0 | 0 | 0 | 0 | 0 | 0 | 0 | 0 | 175.2873 | 0 | 0 | 0 | 0 | 271.8511 | 311.1329 | 29.5596 | 39.3126 | 275.5975 | 172.2877 | 14.1185 | 95.0533 | 105.9794 | 293.4899 | 164.487 | 223.6163 | 115.4337 | 29.5596 | 319.9926 | 51.7203 | 287.9814 | 143.4801 | 173.5367 | 54.1556 | 101.3557 | 548.178 | 28.0863 | 168.6418 | 175.352 | 14.1185 | 14.1185 | 75.3026 | 126.1968 | 72.6852 | 144.8794 | 164.5282 | 103.8968 | 104.8379 | 763.3863 | 136.8585 | 95.0533 | 85.6713 | 85.6713 | 37.6146 | 59.0359 | 763.3863 | 430.4035 | 158.5126 | 0 | 0 | 0 | 85.446 | 105.9794 | 82.584 | 398.5073 | 101.3557 | 0 | 73.1257 | 59.0359 | 14.1185 | 75.0824 | 30.7806 | 0 | 0 | 0 | 94.4253 | 0 | 0 | 152.5129 | 0 | 37.1652 | 0 | 0 | 217.7676 | 85.798 | 30.7806 | 32.568 | 32.568 | 80.7341 | 158.7979 | 216.4495 | 152.6055 | 316.7405 | 192.3082 | 121.6955 | 280.1931 | 262.5103 | 172.0907 | 158.8553 | 430.4897 | 192.9006 | 213.389 | 93.9297 | 89.7432 | 203.8141 | 232.3316 | 83.8864 | 89.7432 | 89.7432 | 168.7978 | 93.9297 | 93.9297 | 93.9297 | 187.5685 | 176.745 | 190.3955 | 148.231 | 148.231 | 115.6992 | 198.1327 | 464.2193 | 155.2454 | 121.2043 | 640.799 | 188.0428 | 121.2043 | 467.584 | 976.3165 | 165.1886 | 602.0097 | 425.3831 | 188.0428 | 117.2212 | 69.4794 | 247.098 | 57.6276 | 57.6276 | 57.6276 | 186.5417 | 229.5189 | 87.2999 | 123.6919 | 236.8254 | 217.3397 | 118.9598 | 118.9598 | 135.3405 | 364.7911 | 57.6276 | 460.8741 | 232.637 | 393.4182 | 146.3427 | 124.6353 | 379.7571 | 102.6569 | 176.3337 | 102.6569 | 256.5882 | 90.9977 | 114.5751 | 68.6656 | 68.6656 | 90.9977 | 309.7102 | 272.8766 | 162.2827 | 227.8884 | 118.1527 | 90.9977 | 731.497 | 197.579 | 223.662 | 505.6233 | 807.8404 | 95.1621 | 102.8534 | 185.6664 | 364.7465 | 102.8534 | 63.3546 | 143.8832 | 106.7526 | 100.9043 | 125.2696 | 59.5738 | 59.5738 | 96.1254 | 59.9962 | 168.3801 | 250.5658 | 118.7051 | 176.3337 | 109.9696 | 242.5249 | 189.8792 | 118.7051 | 109.9696 | 93.6165 | 280.044 | 185.4483 | 52.3554 | 33.4739 | 398.8919 | 86.8419 | 299.2248 | 88.4181 | 392.7942 | 903.9892 | 47.4859 | 312.7468 | 280.044 | 398.9136 | 88.4181 | 37.1652 | 294.3113 | 301.0355 | 201.7426 | 201.9061 | 0 | 89.7432 | 162.3195 | 451.3823 | 0 | 95.1621 | 130.8355 | 203.8141 | 88.9325 | 144.6855 | 198.6521 | 89.5509 | 0 | 0 | 0 | 0 | 0 | 0 | 0 | 0 | 85.798 | 0 | 163.6908 | 193.9649 | 257.077 | 166.0876 | 0 | 187.3425 | 63.2144 | 48.7668 | 28.0863 | 856.606 | 42.031 | 136.3087 | 59.9096 | 59.9096 | 117.0798 | 38.4238 | 63.2144 | 42.031 | 40.6434 | 40.6434 | 68.325 | 0 | 0 | 0 | 0 | 38.4238 | 38.4238 | 38.4238 | 60.662 | 40.6434 | 128.5468 | 0 | 0 | 26.5917 | 0 | 0 | 0 | 115.1766 | 45.4896 | 143.2863 | 55.9182 | 61.8919 | 26.5917 | 127.0677 | 188.8085 | 39.3591 | 161.9386 | 143.5227 | 598.7558 | 122.9604 | 118.8173 | 148.8792 | 23.4306 | 28.3534 | 28.3534 | 23.4306 | 55.3576 | 88.723 | 198.823 | 1876.5668 | 160.4097 | 88.723 | 82.7174 | 181.0164 | 122.7924 | 106.366 | 104.0471 | 82.7174 | 187.3761 | 76.7876 | 45.4896 | 45.4896 | 173.1168 | 120.5011 | 0 | 0 | 0 | 28.3534 | 28.3534 | 34.3358 | 0 | 0 | 0 | 0 | 0 | 0 | 23.4306 | 45.4896 | 170.7151 | 28.3534 | 36.7052 | 79.7012 | 0 | 0 | 0 | 0 | 0 | 0 | 0 | 0 | 0 | 0 | 0 | 0 | 0 | 0 | 0 | 0 | 0 | 0 | 0 | 0 | 0 | 0 | 0 | 0 | 0 | 0 | 0 | 0 | 0 | 0 | 0 | 0 | 0 | 0 | 0 | 0 | 0 | 0 | 0 | 0 | 0 | 0 | 0 | 0 | 0 | 0 | 0 | 0 | 0 | 0 | 0 | 0 | 0 | 0 | 0 | 0 | 0 | 0 | 0 | 0 | 0 | 0 | 0 | 0 | 0 | 0 | 0 | 0 | 0 | 0 | 0 | 0 | 0 | 0 | 0 | 0 | 0 | 0 | 0 | 0 | 0 | 0 | 0 | 0 | 0 | 0 | 0 | 0 | 0 | 0 | 0 | 0 | 0 | 0 | 0 | 0 | 0 | 0 | 0 | 0 | 0 | 0 | 0 | 0 | 0 | 0 | 0 | 0 | 0 | 2017-01-05 20:00
t0118 | 0 | 131.6078 | 370.0474 | 155.0534 | 43.1478 | 294.1329 | 43.1478 | 566.6596 | 67.0497 | 67.0497 | 2030.9697 | 76.6323 | 87.7747 | 349.0735 | 428.5048 | 63.4467 | 82.3796 | 379.741 | 240.5269 | 370.0107 | 0 | 0 | 455.1592 | 39.5268 | 39.5268 | 39.5268 | 89.1199 | 171.8244 | 285.9305 | 138.3466 | 361.151 | 96.268 | 255.1383 | 231.1456 | 296.0456 | 292.398 | 149.8797 | 588.5696 | 374.6872 | 104.0661 | 228.2322 | 292.0568 | 116.274 | 247.3093 | 447.167 | 116.274 | 47.8478 | 310.4302 | 831.4168 | 172.7786 | 195.7234 | 105.1634 | 192.4877 | 47.8478 | 183.5193 | 301.0915 | 105.9705 | 370.9586 | 39.3797 | 189.8521 | 39.3797 | 116.274 | 171.8244 | 68.1062 | 447.167 | 0 | 0 | 0 | 0 | 0 | 0 | 0 | 0 | 174.2052 | 0 | 0 | 0 | 0 | 270.1512 | 306.2142 | 29.2497 | 36.9957 | 260.0838 | 167.9179 | 13.4949 | 91.1014 | 102.0138 | 286.445 | 162.8847 | 221.8142 | 108.2889 | 29.2497 | 301.9295 | 49.559 | 278.7388 | 137.5499 | 169.8517 | 52.2854 | 98.0521 | 525.8193 | 26.1035 | 164.4764 | 167.4713 | 13.4949 | 13.4949 | 71.0962 | 125.4513 | 70.1877 | 139.5782 | 162.3451 | 95.6219 | 93.321 | 703.7362 | 127.1705 | 91.1014 | 83.3933 | 83.3933 | 36.166 | 54.5167 | 703.7362 | 406.0948 | 156.0172 | 0 | 0 | 0 | 83.4824 | 102.0138 | 80.6836 | 382.8982 | 98.0521 | 0 | 71.4289 | 54.5167 | 13.4949 | 70.5533 | 28.8592 | 0 | 0 | 0 | 92.3387 | 0 | 0 | 147.9336 | 0 | 34.9724 | 0 | 0 | 213.746 | 87.406 | 28.8592 | 31.6308 | 31.6308 | 75.6653 | 151.3857 | 204.8162 | 146.9546 | 309.733 | 190.5552 | 118.1645 | 274.1807 | 251.4597 | 163.139 | 154.2204 | 406.5301 | 189.2301 | 200.1893 | 93.0267 | 88.3866 | 197.1348 | 219.8278 | 80.0367 | 88.3866 | 88.3866 | 158.7003 | 93.0267 | 93.0267 | 93.0267 | 177.8161 | 173.9903 | 178.7861 | 141.6857 | 141.6857 | 110.3402 | 185.3062 | 454.7272 | 157.6129 | 113.2256 | 604.3744 | 183.7095 | 113.2256 | 426.2129 | 935.1963 | 154.3739 | 569.4982 | 410.6845 | 183.7095 | 111.9742 | 66.7332 | 231.4624 | 56.4861 | 56.4861 | 56.4861 | 176.4374 | 212.7591 | 80.8394 | 127.1774 | 231.4772 | 216.9028 | 119.6692 | 119.6692 | 131.0105 | 372.4768 | 56.4861 | 437.6471 | 230.5048 | 388.8995 | 145.4255 | 122.2159 | 352.8669 | 99.6183 | 180.4651 | 99.6183 | 248.8162 | 86.5678 | 113.3588 | 68.1062 | 68.1062 | 86.5678 | 319.4025 | 276.8613 | 156.7675 | 217.1092 | 119.19 | 86.5678 | 762.1503 | 194.8725 | 212.9385 | 484.1844 | 767.5683 | 93.8669 | 102.1401 | 174.4175 | 352.3525 | 102.1401 | 61.3591 | 138.903 | 106.6899 | 98.4761 | 119.1568 | 58.4291 | 58.4291 | 94.9695 | 57.4572 | 162.493 | 246.2524 | 114.9054 | 180.4651 | 106.6529 | 231.1895 | 187.7261 | 114.9054 | 106.6529 | 88.6211 | 264.2706 | 183.9271 | 53.1636 | 31.7896 | 389.6224 | 83.3751 | 284.425 | 84.5064 | 384.5186 | 895.1814 | 46.1607 | 298.2167 | 264.2706 | 378.912 | 84.5064 | 34.9724 | 325.9522 | 286.5984 | 202.2316 | 208.4203 | 0 | 88.3866 | 158.9942 | 435.9647 | 0 | 93.8669 | 126.8181 | 197.1348 | 85.7727 | 134.8754 | 195.3992 | 84.829 | 0 | 0 | 0 | 0 | 0 | 0 | 0 | 0 | 87.406 | 0 | 163.0047 | 205.0229 | 244.3841 | 160.0133 | 0 | 177.1791 | 57.3601 | 46.5123 | 26.1035 | 788.8719 | 40.9832 | 126.9491 | 55.5744 | 55.5744 | 105.4505 | 35.7529 | 57.3601 | 40.9832 | 38.297 | 38.297 | 64.6008 | 0 | 0 | 0 | 0 | 35.7529 | 35.7529 | 35.7529 | 57.4655 | 38.297 | 122.294 | 0 | 0 | 24.9487 | 0 | 0 | 0 | 108.6239 | 45.7919 | 135.6229 | 57.5054 | 59.0666 | 24.9487 | 126.4 | 174.9504 | 37.6557 | 161.9344 | 138.5328 | 584.265 | 119.8824 | 115.9997 | 143.7744 | 22.8134 | 27.7107 | 27.7107 | 22.8134 | 51.6065 | 84.6765 | 190.513 | 1780.9466 | 147.5798 | 84.6765 | 79.4465 | 167.7757 | 114.2842 | 98.8297 | 96.2241 | 79.4465 | 174.1237 | 73.0487 | 45.7919 | 45.7919 | 164.2861 | 112.4848 | 0 | 0 | 0 | 27.7107 | 27.7107 | 32.2532 | 0 | 0 | 0 | 0 | 0 | 0 | 22.8134 | 45.7919 | 160.8876 | 27.7107 | 35.5553 | 74.4302 | 0 | 0 | 0 | 0 | 0 | 0 | 0 | 0 | 0 | 0 | 0 | 0 | 0 | 0 | 0 | 0 | 0 | 0 | 0 | 0 | 0 | 0 | 0 | 0 | 0 | 0 | 0 | 0 | 0 | 0 | 0 | 0 | 0 | 0 | 0 | 0 | 0 | 0 | 0 | 0 | 0 | 0 | 0 | 0 | 0 | 0 | 0 | 0 | 0 | 0 | 0 | 0 | 0 | 0 | 0 | 0 | 0 | 0 | 0 | 0 | 0 | 0 | 0 | 0 | 0 | 0 | 0 | 0 | 0 | 0 | 0 | 0 | 0 | 0 | 0 | 0 | 0 | 0 | 0 | 0 | 0 | 0 | 0 | 0 | 0 | 0 | 0 | 0 | 0 | 0 | 0 | 0 | 0 | 0 | 0 | 0 | 0 | 0 | 0 | 0 | 0 | 0 | 0 | 0 | 0 | 0 | 0 | 0 | 0 | 2017-01-05 21:00
t0119 | 0 | 126.2699 | 345.6169 | 148.5915 | 39.8914 | 273.4948 | 39.8914 | 569.3634 | 62.73 | 62.73 | 1925.7851 | 70.2407 | 83.6257 | 338.0629 | 412.2572 | 61.0847 | 77.6305 | 359.9145 | 226.7279 | 360.3985 | 0 | 0 | 426.4802 | 37.4379 | 37.4379 | 37.4379 | 85.5607 | 164.23 | 278.2272 | 129.2251 | 342.1843 | 90.3453 | 246.7635 | 224.2253 | 281.538 | 275.6811 | 143.6202 | 584.7927 | 364.8041 | 99.5097 | 222.9702 | 277.9247 | 111.8463 | 237.7056 | 434.6519 | 111.8463 | 45.7589 | 296.8649 | 798.9221 | 167.346 | 185.4838 | 99.2383 | 185.544 | 45.7589 | 175.3942 | 292.3749 | 101.6607 | 350.7037 | 36.9143 | 184.4995 | 36.9143 | 111.8463 | 164.23 | 64.8408 | 434.6519 | 0 | 0 | 0 | 0 | 0 | 0 | 0 | 0 | 166.0225 | 0 | 0 | 0 | 0 | 257.498 | 290.172 | 27.7957 | 34.0923 | 240.3237 | 158.1537 | 12.5611 | 84.9397 | 95.3402 | 270.191 | 154.9296 | 211.1665 | 99.646 | 27.7957 | 279.0997 | 46.1946 | 261.5798 | 128.2619 | 160.3795 | 48.9617 | 91.9419 | 490.8416 | 23.8665 | 154.9927 | 155.819 | 12.5611 | 12.5611 | 65.6921 | 119.5727 | 65.7416 | 130.555 | 154.0809 | 87.0094 | 83.109 | 641.1255 | 116.276 | 84.9397 | 78.4832 | 78.4832 | 33.7849 | 49.6667 | 641.1255 | 375.3255 | 147.7905 | 0 | 0 | 0 | 78.7353 | 95.3402 | 76.1041 | 357.6583 | 91.9419 | 0 | 67.3636 | 49.6667 | 12.5611 | 65.023 | 26.5496 | 0 | 0 | 0 | 87.1697 | 0 | 0 | 138.9839 | 0 | 32.2324 | 0 | 0 | 202.22 | 84.4686 | 26.5496 | 29.7335 | 29.7335 | 69.5497 | 140.7209 | 189.5587 | 137.4277 | 292.5807 | 181.2993 | 111.0915 | 258.9359 | 234.6917 | 151.1425 | 144.9563 | 376.4905 | 178.9984 | 184.2464 | 88.5206 | 83.8112 | 184.9747 | 203.378 | 74.4421 | 83.8112 | 83.8112 | 146.3344 | 88.5206 | 88.5206 | 88.5206 | 164.7436 | 164.9539 | 164.6705 | 131.9252 | 131.9252 | 102.6078 | 170.3667 | 429.815 | 152.0909 | 103.9547 | 559.7091 | 173.4162 | 103.9547 | 385.8194 | 873.5561 | 141.721 | 527.3773 | 384.8762 | 173.4162 | 104.2727 | 62.3226 | 212.7796 | 53.394 | 53.394 | 53.394 | 163.1942 | 194.4499 | 73.7721 | 123.5208 | 218.47 | 207.2158 | 114.8574 | 114.8574 | 122.9676 | 360.4 | 53.394 | 406.0324 | 219.3068 | 369.502 | 138.5868 | 115.5436 | 323.2604 | 93.6203 | 174.906 | 93.6203 | 233.8467 | 80.4035 | 107.8044 | 64.8408 | 64.8408 | 80.4035 | 310.9052 | 267.0249 | 146.9923 | 201.8585 | 114.5942 | 80.4035 | 746.0154 | 184.905 | 198.017 | 451.8323 | 713.7459 | 89.0718 | 97.3032 | 160.6882 | 330.3397 | 97.3032 | 57.5761 | 130.1531 | 102.0141 | 92.8559 | 110.6204 | 55.2688 | 55.2688 | 90.2255 | 53.5708 | 152.3866 | 233.2706 | 107.8166 | 174.906 | 100.2207 | 215.0869 | 178.3661 | 107.8166 | 100.2207 | 82.0049 | 244.405 | 175.1214 | 51.2765 | 29.4682 | 367.5451 | 77.8357 | 264.0004 | 78.6779 | 363.1402 | 852.0891 | 43.4076 | 277.1364 | 244.405 | 351.7352 | 78.6779 | 32.2324 | 329.1597 | 266.2621 | 193.7689 | 202.9343 | 0 | 83.8112 | 150.2071 | 409.6451 | 0 | 89.0718 | 119.1189 | 184.9747 | 80.3795 | 123.5657 | 185.0824 | 78.5501 | 0 | 0 | 0 | 0 | 0 | 0 | 0 | 0 | 84.4686 | 0 | 155.5301 | 202.1391 | 227.0017 | 149.8406 | 0 | 163.9076 | 51.6547 | 43.2443 | 23.8665 | 718.1086 | 38.6197 | 116.3987 | 50.771 | 50.771 | 94.494 | 32.7349 | 51.6547 | 38.6197 | 35.3275 | 35.3275 | 59.7303 | 0 | 0 | 0 | 0 | 32.7349 | 32.7349 | 32.7349 | 53.2054 | 35.3275 | 113.5296 | 0 | 0 | 22.9854 | 0 | 0 | 0 | 100.3001 | 43.9673 | 125.557 | 55.9 | 54.9435 | 22.9854 | 120.5209 | 159.9122 | 35.0698 | 154.9161 | 129.8071 | 551.3216 | 112.9759 | 109.407 | 134.7315 | 21.4836 | 26.1508 | 26.1508 | 21.4836 | 47.3098 | 78.7899 | 177.6551 | 1654.0385 | 134.1894 | 78.7899 | 74.2168 | 153.4767 | 104.6649 | 90.3677 | 87.7632 | 74.2168 | 159.345 | 67.8687 | 43.9673 | 43.9673 | 152.2828 | 103.2747 | 0 | 0 | 0 | 26.1508 | 26.1508 | 29.7075 | 0 | 0 | 0 | 0 | 0 | 0 | 21.4836 | 43.9673 | 148.5652 | 26.1508 | 33.3775 | 68.2837 | 0 | 0 | 0 | 0 | 0 | 0 | 0 | 0 | 0 | 0 | 0 | 0 | 0 | 0 | 0 | 0 | 0 | 0 | 0 | 0 | 0 | 0 | 0 | 0 | 0 | 0 | 0 | 0 | 0 | 0 | 0 | 0 | 0 | 0 | 0 | 0 | 0 | 0 | 0 | 0 | 0 | 0 | 0 | 0 | 0 | 0 | 0 | 0 | 0 | 0 | 0 | 0 | 0 | 0 | 0 | 0 | 0 | 0 | 0 | 0 | 0 | 0 | 0 | 0 | 0 | 0 | 0 | 0 | 0 | 0 | 0 | 0 | 0 | 0 | 0 | 0 | 0 | 0 | 0 | 0 | 0 | 0 | 0 | 0 | 0 | 0 | 0 | 0 | 0 | 0 | 0 | 0 | 0 | 0 | 0 | 0 | 0 | 0 | 0 | 0 | 0 | 0 | 0 | 0 | 0 | 0 | 0 | 0 | 0 | 2017-01-05 22:00
t0120 | 0 | 123.8 | 326.3131 | 145.0659 | 37.0009 | 256.3548 | 37.0009 | 590.86 | 59.6985 | 59.6985 | 1879.7236 | 64.5194 | 80.8565 | 335.7395 | 404.5551 | 59.8953 | 74.039 | 346.3229 | 216.4241 | 359.4468 | 0 | 0 | 404.9333 | 35.9238 | 35.9238 | 35.9238 | 83.7688 | 159.8862 | 277.2806 | 123.483 | 330.5095 | 85.8162 | 243.8832 | 222.4369 | 271.8753 | 263.3163 | 140.0288 | 599.1132 | 365.2075 | 96.8509 | 223.3522 | 269.3975 | 109.8581 | 233.2138 | 436.2958 | 109.8581 | 44.4222 | 289.0623 | 783.4788 | 165.6981 | 178.9225 | 94.7742 | 182.5767 | 44.4222 | 170.4828 | 290.4199 | 99.2862 | 337.2165 | 34.9095 | 183.4907 | 34.9095 | 109.8581 | 159.8862 | 62.7817 | 436.2958 | 0 | 0 | 0 | 0 | 0 | 0 | 0 | 0 | 160.8257 | 0 | 0 | 0 | 0 | 249.8267 | 278.8233 | 26.7491 | 31.3067 | 223.1969 | 150.306 | 11.7369 | 79.5651 | 89.4371 | 258.5888 | 149.8085 | 204.2756 | 91.6879 | 26.7491 | 260.342 | 43.2111 | 248.2908 | 120.1333 | 152.9818 | 46.1172 | 86.849 | 462.9865 | 21.6709 | 147.5344 | 145.5996 | 11.7369 | 11.7369 | 60.8565 | 115.8161 | 62.0045 | 122.8978 | 148.4374 | 79.3811 | 73.8563 | 586.6293 | 105.7188 | 79.5651 | 74.4936 | 74.4936 | 31.7297 | 45.0535 | 586.6293 | 349.6201 | 141.5211 | 0 | 0 | 0 | 74.9234 | 89.4371 | 72.5011 | 336.7038 | 86.849 | 0 | 64.1366 | 45.0535 | 11.7369 | 60.195 | 24.4434 | 0 | 0 | 0 | 83.3064 | 0 | 0 | 131.9837 | 0 | 29.6478 | 0 | 0 | 193.8278 | 83.3164 | 24.4434 | 28.2112 | 28.2112 | 63.6444 | 131.4977 | 176.3546 | 129.4105 | 281.2171 | 175.2622 | 105.6427 | 247.6244 | 222.4164 | 140.7161 | 137.6723 | 355.6926 | 171.7631 | 169.7953 | 85.8611 | 80.7512 | 175.9229 | 188.6543 | 69.6656 | 80.7512 | 80.7512 | 135.7449 | 85.8611 | 85.8611 | 85.8611 | 153.3891 | 159.01 | 152.0983 | 123.6261 | 123.6261 | 96.0578 | 157.8218 | 412.3075 | 150.189 | 95.6426 | 531.8502 | 166.3572 | 95.6426 | 352.4019 | 834.0284 | 130.0357 | 493.8369 | 365.0689 | 166.3572 | 98.1033 | 58.6722 | 195.4298 | 51.095 | 51.095 | 51.095 | 151.3049 | 178.2326 | 67.0418 | 122.5784 | 208.8281 | 201.418 | 112.4398 | 112.4398 | 116.8514 | 355.9572 | 51.095 | 379.7702 | 212.0356 | 356.5758 | 134.2369 | 110.5234 | 299.2168 | 88.9728 | 173.6216 | 88.9728 | 223.0417 | 75.3186 | 104.4812 | 62.7817 | 62.7817 | 75.3186 | 310.6528 | 263.2131 | 139.7022 | 189.5769 | 112.5534 | 75.3186 | 750.9584 | 178.0657 | 186.8621 | 428.2721 | 679.4984 | 85.7949 | 94.2327 | 148.4734 | 313.5931 | 94.2327 | 54.4511 | 123.3132 | 99.3188 | 88.6204 | 103.249 | 53.0701 | 53.0701 | 87.212 | 50.3595 | 145.7055 | 224.8515 | 102.1708 | 173.6216 | 95.4011 | 202.6047 | 172.0457 | 102.1708 | 95.4011 | 76.0225 | 228.8221 | 169.707 | 50.3926 | 27.34 | 350.8155 | 73.1717 | 246.8081 | 73.6991 | 346.6828 | 829.2108 | 41.1528 | 258.091 | 228.8221 | 330.2123 | 73.6991 | 29.6478 | 344.1813 | 249.1426 | 189.6592 | 202.5275 | 0 | 80.7512 | 143.4681 | 396.9231 | 0 | 85.7949 | 113.2477 | 175.9229 | 76.5657 | 112.6197 | 177.6118 | 73.046 | 0 | 0 | 0 | 0 | 0 | 0 | 0 | 0 | 83.3164 | 0 | 150.9276 | 204.7797 | 213.536 | 142.4869 | 0 | 152.2621 | 46.0128 | 40.394 | 21.6709 | 655.5382 | 36.7965 | 107.376 | 46.1951 | 46.1951 | 83.5593 | 29.9386 | 46.0128 | 36.7965 | 32.5448 | 32.5448 | 55.2915 | 0 | 0 | 0 | 0 | 29.9386 | 29.9386 | 29.9386 | 49.4123 | 32.5448 | 105.8565 | 0 | 0 | 21.3737 | 0 | 0 | 0 | 92.8362 | 43.0624 | 116.9698 | 55.8328 | 51.4046 | 21.3737 | 116.7818 | 147.0182 | 32.7925 | 151.1314 | 123.0811 | 529.8853 | 107.7514 | 104.4844 | 127.5731 | 20.4816 | 24.9827 | 24.9827 | 20.4816 | 43.3694 | 73.9047 | 166.8239 | 1566.0358 | 121.8217 | 73.9047 | 70.055 | 141.9467 | 95.8439 | 82.2303 | 79.8596 | 70.055 | 145.9978 | 63.7621 | 43.0624 | 43.0624 | 141.7209 | 95.3666 | 0 | 0 | 0 | 24.9827 | 24.9827 | 27.4007 | 0 | 0 | 0 | 0 | 0 | 0 | 20.4816 | 43.0624 | 138.0364 | 24.9827 | 31.6607 | 62.4844 | 0 | 0 | 0 | 0 | 0 | 0 | 0 | 0 | 0 | 0 | 0 | 0 | 0 | 0 | 0 | 0 | 0 | 0 | 0 | 0 | 0 | 0 | 0 | 0 | 0 | 0 | 0 | 0 | 0 | 0 | 0 | 0 | 0 | 0 | 0 | 0 | 0 | 0 | 0 | 0 | 0 | 0 | 0 | 0 | 0 | 0 | 0 | 0 | 0 | 0 | 0 | 0 | 0 | 0 | 0 | 0 | 0 | 0 | 0 | 0 | 0 | 0 | 0 | 0 | 0 | 0 | 0 | 0 | 0 | 0 | 0 | 0 | 0 | 0 | 0 | 0 | 0 | 0 | 0 | 0 | 0 | 0 | 0 | 0 | 0 | 0 | 0 | 0 | 0 | 0 | 0 | 0 | 0 | 0 | 0 | 0 | 0 | 0 | 0 | 0 | 0 | 0 | 0 | 0 | 0 | 0 | 0 | 0 | 0 | 2017-01-05 23:00
t0121 | 0 | 122.9515 | 308.8486 | 143.679 | 34.2822 | 240.4655 | 34.2822 | 627.8736 | 56.7978 | 56.7978 | 1836.3582 | 58.7773 | 79.249 | 338.5546 | 403.2795 | 59.7464 | 71.1984 | 336.606 | 208.2643 | 365.3881 | 0 | 0 | 385.7585 | 34.8532 | 34.8532 | 34.8532 | 83.2284 | 157.6928 | 281.4738 | 117.387 | 321.4872 | 81.9443 | 245.2034 | 224.6853 | 265.7306 | 253.5137 | 138.6199 | 627.1977 | 371.4283 | 95.5676 | 228.1112 | 263.8419 | 109.5177 | 232.1863 | 443.1652 | 109.5177 | 43.8072 | 285.3031 | 779.671 | 166.9713 | 174.0147 | 91.3511 | 182.5793 | 43.8072 | 168.046 | 293.8206 | 98.4791 | 326.5753 | 33.23 | 185.875 | 33.23 | 109.5177 | 157.6928 | 61.5033 | 443.1652 | 0 | 0 | 0 | 0 | 0 | 0 | 0 | 0 | 157.7837 | 0 | 0 | 0 | 0 | 245.2638 | 270.8105 | 26.0907 | 28.7517 | 206.7317 | 144.2632 | 11.0132 | 74.9081 | 84.533 | 249.2812 | 146.5162 | 200.0435 | 84.0873 | 26.0907 | 241.6815 | 40.6455 | 237.0178 | 113.1168 | 147.5194 | 43.7737 | 82.6738 | 437.7262 | 19.5714 | 141.779 | 136.5431 | 11.0132 | 11.0132 | 56.3089 | 113.6386 | 58.9011 | 116.4392 | 144.5909 | 71.2946 | 63.2323 | 528.5333 | 95.5348 | 74.9081 | 71.3917 | 71.3917 | 29.983 | 40.4423 | 528.5333 | 324.3089 | 137.235 | 0 | 0 | 0 | 72.0764 | 84.533 | 69.783 | 318.4026 | 82.6738 | 0 | 61.706 | 40.4423 | 11.0132 | 55.4681 | 22.4143 | 0 | 0 | 0 | 80.3577 | 0 | 0 | 126.2086 | 0 | 27.252 | 0 | 0 | 187.6982 | 83.6378 | 22.4143 | 26.9892 | 26.9892 | 58.1417 | 123.1534 | 163.8416 | 122.5903 | 272.0078 | 171.4597 | 101.1633 | 239.0417 | 210.5829 | 130.9671 | 131.7366 | 332.6912 | 166.3576 | 155.8613 | 84.1018 | 78.5671 | 168.0184 | 174.9767 | 65.3362 | 78.5671 | 78.5671 | 125.2797 | 84.1018 | 84.1018 | 84.1018 | 142.7698 | 154.6969 | 139.8995 | 116.1824 | 116.1824 | 90.0749 | 144.9364 | 398.8844 | 150.5419 | 87.4107 | 498.5151 | 160.6572 | 87.4107 | 314.0611 | 792.6423 | 118.6965 | 460.3168 | 347.7479 | 160.6572 | 92.346 | 55.4687 | 178.8309 | 49.3954 | 49.3954 | 49.3954 | 140.2572 | 161.5033 | 60.3883 | 124.0126 | 201.3879 | 198.4369 | 111.671 | 111.671 | 111.6168 | 358.0009 | 49.3954 | 354.799 | 207.4429 | 348.0206 | 131.6845 | 106.8551 | 273.2132 | 85.138 | 175.2169 | 85.138 | 213.7056 | 70.5199 | 102.2361 | 61.5033 | 61.5033 | 70.5199 | 315.6976 | 263.5317 | 133.2612 | 177.9326 | 112.1335 | 70.5199 | 769.6559 | 173.3718 | 175.7388 | 405.428 | 641.0501 | 83.5463 | 92.3942 | 136.6379 | 298.9619 | 92.3942 | 51.9059 | 117.3894 | 98.0062 | 85.3109 | 96.4749 | 51.4098 | 51.4098 | 85.1546 | 47.4727 | 139.3091 | 218.5089 | 97.4574 | 175.2169 | 91.3267 | 190.5427 | 167.8973 | 97.4574 | 91.3267 | 70.5141 | 212.8694 | 166.3115 | 50.4128 | 25.4329 | 337.9249 | 69.1045 | 230.6935 | 69.2426 | 334.4793 | 813.3818 | 39.3794 | 241.3169 | 212.8694 | 309.1765 | 69.2426 | 27.252 | 368.2553 | 233.263 | 187.9464 | 205.8229 | 0 | 78.5671 | 138.5054 | 382.2154 | 0 | 83.5463 | 108.3007 | 168.0184 | 73.0361 | 102.1905 | 172.3354 | 67.903 | 0 | 0 | 0 | 0 | 0 | 0 | 0 | 0 | 83.6378 | 0 | 148.3784 | 211.9704 | 200.2654 | 135.6976 | 0 | 141.2849 | 40.1976 | 37.8363 | 19.5714 | 589.2836 | 35.3719 | 98.0391 | 41.7032 | 41.7032 | 72.1343 | 27.1793 | 40.1976 | 35.3719 | 29.9729 | 29.9729 | 51.1957 | 0 | 0 | 0 | 0 | 27.1793 | 27.1793 | 27.1793 | 45.9018 | 29.9729 | 98.8696 | 0 | 0 | 19.7198 | 0 | 0 | 0 | 85.7841 | 42.7944 | 108.7739 | 56.6421 | 48.2125 | 19.7198 | 114.6549 | 133.4082 | 30.8039 | 149.3227 | 117.2012 | 511.791 | 103.6238 | 100.6388 | 121.4361 | 19.6748 | 24.0847 | 24.0847 | 19.6748 | 39.4869 | 69.4117 | 157.235 | 1471.9137 | 109.0521 | 69.4117 | 66.3195 | 129.2821 | 87.0911 | 74.3405 | 71.9106 | 66.3195 | 132.5377 | 59.7916 | 42.7944 | 42.7944 | 131.981 | 87.2879 | 0 | 0 | 0 | 24.0847 | 24.0847 | 25.1899 | 0 | 0 | 0 | 0 | 0 | 0 | 19.6748 | 42.7944 | 127.7484 | 24.0847 | 30.23 | 56.9139 | 0 | 0 | 0 | 0 | 0 | 0 | 0 | 0 | 0 | 0 | 0 | 0 | 0 | 0 | 0 | 0 | 0 | 0 | 0 | 0 | 0 | 0 | 0 | 0 | 0 | 0 | 0 | 0 | 0 | 0 | 0 | 0 | 0 | 0 | 0 | 0 | 0 | 0 | 0 | 0 | 0 | 0 | 0 | 0 | 0 | 0 | 0 | 0 | 0 | 0 | 0 | 0 | 0 | 0 | 0 | 0 | 0 | 0 | 0 | 0 | 0 | 0 | 0 | 0 | 0 | 0 | 0 | 0 | 0 | 0 | 0 | 0 | 0 | 0 | 0 | 0 | 0 | 0 | 0 | 0 | 0 | 0 | 0 | 0 | 0 | 0 | 0 | 0 | 0 | 0 | 0 | 0 | 0 | 0 | 0 | 0 | 0 | 0 | 0 | 0 | 0 | 0 | 0 | 0 | 0 | 0 | 0 | 0 | 0 | 2017-01-06
t0122 | 0 | 123.1968 | 297.7333 | 143.9302 | 32.5234 | 230.1931 | 32.5234 | 661.8354 | 54.7676 | 54.7676 | 1801.4389 | 54.7951 | 78.8356 | 343.1036 | 406.0245 | 60.2567 | 69.6795 | 332.0745 | 203.8701 | 373.3374 | 0 | 0 | 373.62 | 34.3804 | 34.3804 | 34.3804 | 83.5526 | 157.3672 | 287.2027 | 112.5746 | 316.3953 | 79.6297 | 248.465 | 228.5009 | 263.5308 | 248.2053 | 138.9225 | 653.9309 | 378.5708 | 95.4633 | 233.807 | 261.5429 | 110.1806 | 233.3713 | 449.8162 | 110.1806 | 43.8232 | 284.9823 | 783.4257 | 169.4843 | 171.4359 | 89.6118 | 184.2446 | 43.8232 | 167.7979 | 299.1712 | 98.8325 | 320.5981 | 32.2739 | 189.4123 | 32.2739 | 110.1806 | 157.3672 | 61.0557 | 449.8162 | 0 | 0 | 0 | 0 | 0 | 0 | 0 | 0 | 156.9217 | 0 | 0 | 0 | 0 | 243.8156 | 267.2341 | 25.8774 | 27.1785 | 195.75 | 141.2541 | 10.5837 | 72.1849 | 81.8507 | 244.0731 | 145.2658 | 198.6471 | 79.124 | 25.8774 | 228.6183 | 39.1686 | 230.3777 | 109.0398 | 144.9777 | 42.495 | 80.393 | 421.6389 | 18.2176 | 138.8756 | 131.0891 | 10.5837 | 10.5837 | 53.3733 | 113.0503 | 57.1764 | 112.7759 | 142.9702 | 65.3676 | 54.9253 | 485.5929 | 88.8815 | 72.1849 | 69.8267 | 69.8267 | 28.9865 | 37.2967 | 485.5929 | 306.8408 | 135.5385 | 0 | 0 | 0 | 70.7383 | 81.8507 | 68.4682 | 307.4254 | 80.393 | 0 | 60.5385 | 37.2967 | 10.5837 | 52.2573 | 21.0732 | 0 | 0 | 0 | 78.8667 | 0 | 0 | 122.9519 | 0 | 25.751 | 0 | 0 | 184.8092 | 84.7044 | 21.0732 | 26.335 | 26.335 | 54.6904 | 117.9722 | 155.627 | 118.6631 | 266.6178 | 170.1122 | 98.6367 | 234.7333 | 202.3322 | 124.6723 | 128.4576 | 314.3473 | 163.6589 | 146.6309 | 83.3347 | 77.5376 | 163.117 | 166.2765 | 62.6324 | 77.5376 | 77.5376 | 118.07 | 83.3347 | 83.3347 | 83.3347 | 135.9103 | 152.5788 | 131.73 | 111.5901 | 111.5901 | 86.2947 | 135.6712 | 391.8514 | 151.9664 | 81.7827 | 469.8216 | 157.3846 | 81.7827 | 283.65 | 760.4746 | 111.162 | 436.576 | 337.0911 | 157.3846 | 88.5599 | 53.533 | 167.9908 | 48.5838 | 48.5838 | 48.5838 | 133.2326 | 149.5533 | 55.9043 | 126.373 | 197.539 | 197.9846 | 112.0508 | 112.0508 | 108.477 | 363.1502 | 48.5838 | 338.18 | 205.7953 | 344.6071 | 130.9557 | 105.1531 | 253.4904 | 82.9677 | 177.8543 | 82.9677 | 207.9365 | 67.3476 | 101.2214 | 61.0557 | 61.0557 | 67.3476 | 321.9263 | 265.9971 | 129.2105 | 170.148 | 112.7082 | 67.3476 | 789.6554 | 171.3682 | 167.7609 | 389.3849 | 609.4792 | 82.5843 | 91.8267 | 128.7219 | 289.9458 | 91.8267 | 50.5255 | 113.811 | 97.8771 | 83.574 | 92.1842 | 50.5584 | 50.5584 | 84.2419 | 45.6726 | 134.7551 | 215.1566 | 94.7691 | 177.8543 | 88.9113 | 182.2336 | 166.293 | 94.7691 | 88.9113 | 67.0568 | 201.2674 | 165.0589 | 50.9594 | 24.2809 | 331.3362 | 66.68 | 220.1763 | 66.5038 | 328.7134 | 805.2499 | 38.469 | 231.381 | 201.2674 | 294.5905 | 66.5038 | 25.751 | 389.6357 | 223.0251 | 187.9847 | 210.108 | 0 | 77.5376 | 136.1885 | 369.0777 | 0 | 82.5843 | 105.399 | 163.117 | 70.6559 | 95.4735 | 170.0099 | 64.5918 | 0 | 0 | 0 | 0 | 0 | 0 | 0 | 0 | 84.7044 | 0 | 147.79 | 219.4517 | 190.9367 | 131.1603 | 0 | 134.1463 | 36.1323 | 36.268 | 18.2176 | 540.7571 | 34.6315 | 91.3026 | 38.6996 | 38.6996 | 64.0509 | 25.313 | 36.1323 | 34.6315 | 28.3649 | 28.3649 | 48.6231 | 0 | 0 | 0 | 0 | 25.313 | 25.313 | 25.313 | 43.6761 | 28.3649 | 94.5097 | 0 | 0 | 18.526 | 0 | 0 | 0 | 81.2088 | 42.9614 | 103.3313 | 57.6332 | 46.234 | 18.526 | 114.1227 | 123.4106 | 29.6316 | 149.1315 | 113.5899 | 500.5314 | 101.421 | 98.6136 | 117.7941 | 19.2305 | 23.6252 | 23.6252 | 19.2305 | 36.8597 | 66.5336 | 151.4033 | 1398.8311 | 99.9962 | 66.5336 | 63.9697 | 119.5371 | 81.1229 | 69.1477 | 66.4333 | 63.9697 | 123.1741 | 57.07 | 42.9614 | 42.9614 | 125.8147 | 81.5361 | 0 | 0 | 0 | 23.6252 | 23.6252 | 23.7354 | 0 | 0 | 0 | 0 | 0 | 0 | 19.2305 | 42.9614 | 120.7412 | 23.6252 | 29.4132 | 53.2719 | 0 | 0 | 0 | 0 | 0 | 0 | 0 | 0 | 0 | 0 | 0 | 0 | 0 | 0 | 0 | 0 | 0 | 0 | 0 | 0 | 0 | 0 | 0 | 0 | 0 | 0 | 0 | 0 | 0 | 0 | 0 | 0 | 0 | 0 | 0 | 0 | 0 | 0 | 0 | 0 | 0 | 0 | 0 | 0 | 0 | 0 | 0 | 0 | 0 | 0 | 0 | 0 | 0 | 0 | 0 | 0 | 0 | 0 | 0 | 0 | 0 | 0 | 0 | 0 | 0 | 0 | 0 | 0 | 0 | 0 | 0 | 0 | 0 | 0 | 0 | 0 | 0 | 0 | 0 | 0 | 0 | 0 | 0 | 0 | 0 | 0 | 0 | 0 | 0 | 0 | 0 | 0 | 0 | 0 | 0 | 0 | 0 | 0 | 0 | 0 | 0 | 0 | 0 | 0 | 0 | 0 | 0 | 0 | 0 | 2017-01-06 01:00
t0123 | 0 | 123.6042 | 294.4809 | 144.5186 | 32.0048 | 227.1344 | 32.0048 | 676.3416 | 54.0697 | 54.0697 | 1786.3825 | 53.488 | 79.0024 | 345.6055 | 408.4372 | 60.6861 | 69.3741 | 331.5066 | 202.9637 | 377.5293 | 0 | 0 | 370.0651 | 34.3417 | 34.3417 | 34.3417 | 83.9479 | 157.7527 | 290.2405 | 110.6543 | 315.1236 | 79.0223 | 250.5073 | 230.6888 | 263.6828 | 247.0892 | 139.5659 | 665.6169 | 381.9851 | 95.758 | 236.6583 | 261.4025 | 110.7648 | 234.536 | 452.5292 | 110.7648 | 44.021 | 285.8283 | 787.2778 | 170.984 | 170.904 | 89.3151 | 185.4808 | 44.021 | 168.3268 | 302.168 | 99.3354 | 319.1652 | 32.0522 | 191.3516 | 32.0522 | 110.7648 | 157.7527 | 61.0907 | 452.5292 | 0 | 0 | 0 | 0 | 0 | 0 | 0 | 0 | 157.1645 | 0 | 0 | 0 | 0 | 244.0435 | 266.905 | 25.9144 | 26.7604 | 192.3347 | 140.7953 | 10.4763 | 71.5244 | 81.305 | 242.8664 | 145.2841 | 198.8366 | 77.6452 | 25.9144 | 224.2271 | 38.8246 | 228.6928 | 108.066 | 144.6976 | 42.2341 | 79.922 | 416.9335 | 17.8264 | 138.4039 | 129.6805 | 10.4763 | 10.4763 | 52.5118 | 113.2474 | 56.8038 | 111.9441 | 142.8803 | 63.2705 | 51.7617 | 470.2141 | 86.9117 | 71.5244 | 69.5765 | 69.5765 | 28.7579 | 36.2962 | 470.2141 | 301.0965 | 135.5491 | 0 | 0 | 0 | 70.5852 | 81.305 | 68.29 | 304.5804 | 79.922 | 0 | 60.3867 | 36.2962 | 10.4763 | 51.2315 | 20.6651 | 0 | 0 | 0 | 78.6156 | 0 | 0 | 122.2056 | 0 | 25.3372 | 0 | 0 | 184.4459 | 85.409 | 20.6651 | 26.2059 | 26.2059 | 53.7403 | 116.5462 | 153.1351 | 117.7359 | 265.2055 | 170.212 | 98.0547 | 234.0249 | 199.528 | 122.8159 | 127.7458 | 307.0377 | 163.2119 | 143.8089 | 83.2572 | 77.3984 | 161.7296 | 163.7886 | 61.8784 | 77.3984 | 77.3984 | 115.7127 | 83.2572 | 83.2572 | 83.2572 | 133.8857 | 152.2334 | 129.1827 | 110.3376 | 110.3376 | 85.2165 | 132.4532 | 390.4771 | 152.9028 | 79.9736 | 457.4579 | 156.5697 | 79.9736 | 271.8025 | 747.8613 | 108.853 | 428.4372 | 334.1373 | 156.5697 | 87.3941 | 53.0234 | 164.7643 | 48.4764 | 48.4764 | 48.4764 | 131.2262 | 145.4632 | 54.5046 | 127.7233 | 196.8345 | 198.5135 | 112.5511 | 112.5511 | 107.6463 | 366.4129 | 48.4764 | 332.9962 | 205.8989 | 344.5446 | 131.1555 | 104.9627 | 246.1578 | 82.4646 | 179.3353 | 82.4646 | 206.3018 | 66.3673 | 101.097 | 61.0907 | 61.0907 | 66.3673 | 325.047 | 267.72 | 128.0357 | 167.6914 | 113.2453 | 66.3673 | 798.98 | 171.2395 | 164.958 | 383.8762 | 596.4343 | 82.5204 | 91.9371 | 126.2583 | 287.4345 | 91.9371 | 50.2454 | 112.8573 | 98.1595 | 83.2435 | 90.9592 | 50.4021 | 50.4021 | 84.1491 | 45.1689 | 133.1398 | 214.4581 | 94.1393 | 179.3353 | 88.2849 | 179.4792 | 166.3059 | 94.1393 | 88.2849 | 66.0936 | 197.1463 | 165.0961 | 51.3662 | 23.984 | 330.1912 | 66.0617 | 217.0025 | 65.763 | 328.0104 | 803.4811 | 38.3142 | 228.9194 | 197.1463 | 289.7267 | 65.763 | 25.3372 | 398.5132 | 219.9977 | 188.4761 | 212.3272 | 0 | 77.3984 | 135.9237 | 363.0908 | 0 | 82.5204 | 104.6663 | 161.7296 | 69.8784 | 93.5329 | 169.8227 | 63.6214 | 0 | 0 | 0 | 0 | 0 | 0 | 0 | 0 | 85.409 | 0 | 148.0918 | 222.9319 | 187.7582 | 129.7029 | 0 | 132.0188 | 34.7974 | 35.8475 | 17.8264 | 523.6 | 34.4964 | 88.9575 | 37.7735 | 37.7735 | 61.3537 | 24.7252 | 34.7974 | 34.4964 | 27.9227 | 27.9227 | 47.9063 | 0 | 0 | 0 | 0 | 24.7252 | 24.7252 | 24.7252 | 43.0427 | 27.9227 | 93.3012 | 0 | 0 | 18.1082 | 0 | 0 | 0 | 79.8551 | 43.1615 | 101.6462 | 58.122 | 45.6906 | 18.1082 | 114.3478 | 119.8516 | 29.3427 | 149.498 | 112.593 | 497.2174 | 100.9806 | 98.2225 | 116.8605 | 19.1334 | 23.5445 | 23.5445 | 19.1334 | 36.0305 | 65.6898 | 149.8538 | 1370.4801 | 96.9405 | 65.6898 | 63.2969 | 115.8529 | 79.2175 | 67.5893 | 64.6611 | 63.2969 | 120.0903 | 56.177 | 43.1615 | 43.1615 | 124.0613 | 79.5689 | 0 | 0 | 0 | 23.5445 | 23.5445 | 23.2956 | 0 | 0 | 0 | 0 | 0 | 0 | 19.1334 | 43.1615 | 118.4872 | 23.5445 | 29.2208 | 52.1883 | 0 | 0 | 0 | 0 | 0 | 0 | 0 | 0 | 0 | 0 | 0 | 0 | 0 | 0 | 0 | 0 | 0 | 0 | 0 | 0 | 0 | 0 | 0 | 0 | 0 | 0 | 0 | 0 | 0 | 0 | 0 | 0 | 0 | 0 | 0 | 0 | 0 | 0 | 0 | 0 | 0 | 0 | 0 | 0 | 0 | 0 | 0 | 0 | 0 | 0 | 0 | 0 | 0 | 0 | 0 | 0 | 0 | 0 | 0 | 0 | 0 | 0 | 0 | 0 | 0 | 0 | 0 | 0 | 0 | 0 | 0 | 0 | 0 | 0 | 0 | 0 | 0 | 0 | 0 | 0 | 0 | 0 | 0 | 0 | 0 | 0 | 0 | 0 | 0 | 0 | 0 | 0 | 0 | 0 | 0 | 0 | 0 | 0 | 0 | 0 | 0 | 0 | 0 | 0 | 0 | 0 | 0 | 0 | 0 | 2017-01-06 02:00
t0124 | 0 | 124.1875 | 295.0053 | 145.194 | 32.02 | 227.4113 | 32.02 | 681.9297 | 54.17 | 54.17 | 1792.1883 | 53.4383 | 79.3295 | 347.523 | 410.4961 | 60.9986 | 69.577 | 332.6805 | 203.5618 | 379.8324 | 0 | 0 | 370.8634 | 34.4623 | 34.4623 | 34.4623 | 84.3538 | 158.4469 | 291.9843 | 110.819 | 316.1955 | 79.2116 | 251.887 | 232.0189 | 264.7174 | 247.8212 | 140.2209 | 670.6271 | 384.2644 | 96.1855 | 238.1558 | 262.4272 | 111.3184 | 235.6918 | 455.1167 | 111.3184 | 44.221 | 287.1044 | 791.1404 | 171.9468 | 171.496 | 89.5917 | 186.4471 | 44.221 | 169.0723 | 303.9362 | 99.8119 | 320.1855 | 32.1268 | 192.4828 | 32.1268 | 111.3184 | 158.4469 | 61.3356 | 455.1167 | 0 | 0 | 0 | 0 | 0 | 0 | 0 | 0 | 157.8146 | 0 | 0 | 0 | 0 | 245.0484 | 267.8522 | 26.0156 | 26.7639 | 192.4003 | 141.2082 | 10.4918 | 71.6457 | 81.4717 | 243.5902 | 145.8529 | 199.6368 | 77.6296 | 26.0156 | 224.2942 | 38.8901 | 229.2436 | 108.2518 | 145.1629 | 42.3297 | 80.1142 | 417.6492 | 17.8061 | 138.8151 | 129.863 | 10.4918 | 10.4918 | 52.5328 | 113.718 | 56.9328 | 112.1787 | 143.4097 | 63.1252 | 51.3934 | 469.2225 | 86.8106 | 71.6457 | 69.7746 | 69.7746 | 28.8139 | 36.2283 | 469.2225 | 301.1881 | 136.0348 | 0 | 0 | 0 | 70.8043 | 81.4717 | 68.5013 | 305.1508 | 80.1142 | 0 | 60.5729 | 36.2283 | 10.4918 | 51.2282 | 20.6597 | 0 | 0 | 0 | 78.8622 | 0 | 0 | 122.5199 | 0 | 25.3401 | 0 | 0 | 185.0692 | 85.8753 | 20.6597 | 26.2761 | 26.2761 | 53.7258 | 116.6914 | 153.2253 | 117.978 | 266.0242 | 170.886 | 98.3137 | 234.7686 | 199.8408 | 122.9088 | 128.0829 | 307.1312 | 163.7552 | 143.7795 | 83.5817 | 77.6751 | 162.1077 | 163.8869 | 61.9594 | 77.6751 | 77.6751 | 115.7102 | 83.5817 | 83.5817 | 83.5817 | 133.9872 | 152.7719 | 129.1671 | 110.4987 | 110.4987 | 85.3245 | 132.3803 | 391.7374 | 153.7063 | 79.9226 | 457.5271 | 157.0447 | 79.9226 | 270.8454 | 748.9933 | 108.7894 | 428.6614 | 334.876 | 157.0447 | 87.5144 | 53.121 | 164.7078 | 48.6361 | 48.6361 | 48.6361 | 131.3007 | 145.2493 | 54.4198 | 128.4766 | 197.4443 | 199.382 | 113.0915 | 113.0915 | 107.9055 | 368.4546 | 48.6361 | 333.291 | 206.7132 | 345.8586 | 131.6974 | 105.3119 | 245.8512 | 82.679 | 180.3482 | 82.679 | 206.8211 | 66.4363 | 101.4848 | 61.3356 | 61.3356 | 66.4363 | 326.9927 | 269.1219 | 128.3229 | 167.8848 | 113.8044 | 66.4363 | 804.1106 | 171.8694 | 165.1331 | 384.467 | 596.9262 | 82.8243 | 92.3131 | 126.248 | 288.0818 | 92.3131 | 50.3703 | 113.1072 | 98.5963 | 83.4931 | 91.0549 | 50.5689 | 50.5689 | 84.4657 | 45.2414 | 133.4216 | 215.192 | 94.3679 | 180.3482 | 88.5094 | 179.6921 | 166.9425 | 94.3679 | 88.5094 | 66.1365 | 197.2035 | 165.7563 | 51.639 | 24.0067 | 331.2016 | 66.1817 | 217.2149 | 65.8587 | 329.067 | 806.5816 | 38.4197 | 229.2146 | 197.2035 | 289.9835 | 65.8587 | 25.3401 | 401.9122 | 220.2433 | 189.3409 | 213.6109 | 0 | 77.6751 | 136.3669 | 363.8475 | 0 | 82.8243 | 104.9289 | 162.1077 | 70.025 | 93.4562 | 170.4205 | 63.6656 | 0 | 0 | 0 | 0 | 0 | 0 | 0 | 0 | 85.8753 | 0 | 148.7212 | 224.498 | 187.936 | 129.9652 | 0 | 132.0911 | 34.6545 | 35.8937 | 17.8061 | 522.4363 | 34.598 | 88.8706 | 37.7222 | 37.7222 | 61.0345 | 24.6996 | 34.6545 | 34.598 | 27.9294 | 27.9294 | 47.9323 | 0 | 0 | 0 | 0 | 24.6996 | 24.6996 | 24.6996 | 43.0731 | 27.9294 | 93.4015 | 0 | 0 | 18.1037 | 0 | 0 | 0 | 79.879 | 43.3703 | 101.7079 | 58.4617 | 45.7516 | 18.1037 | 114.8274 | 119.6683 | 29.3883 | 150.1658 | 112.8402 | 498.6747 | 101.2764 | 98.5191 | 117.123 | 19.1876 | 23.6174 | 23.6174 | 19.1876 | 36.0001 | 65.7765 | 150.1024 | 1371.5136 | 96.7152 | 65.7765 | 63.4121 | 115.6765 | 79.1369 | 67.5099 | 64.5505 | 63.4121 | 119.9473 | 56.2343 | 43.3703 | 43.3703 | 124.1677 | 79.5103 | 0 | 0 | 0 | 23.6174 | 23.6174 | 23.2938 | 0 | 0 | 0 | 0 | 0 | 0 | 19.1876 | 43.3703 | 118.5117 | 23.6174 | 29.2932 | 52.1546 | 0 | 0 | 0 | 0 | 0 | 0 | 0 | 0 | 0 | 0 | 0 | 0 | 0 | 0 | 0 | 0 | 0 | 0 | 0 | 0 | 0 | 0 | 0 | 0 | 0 | 0 | 0 | 0 | 0 | 0 | 0 | 0 | 0 | 0 | 0 | 0 | 0 | 0 | 0 | 0 | 0 | 0 | 0 | 0 | 0 | 0 | 0 | 0 | 0 | 0 | 0 | 0 | 0 | 0 | 0 | 0 | 0 | 0 | 0 | 0 | 0 | 0 | 0 | 0 | 0 | 0 | 0 | 0 | 0 | 0 | 0 | 0 | 0 | 0 | 0 | 0 | 0 | 0 | 0 | 0 | 0 | 0 | 0 | 0 | 0 | 0 | 0 | 0 | 0 | 0 | 0 | 0 | 0 | 0 | 0 | 0 | 0 | 0 | 0 | 0 | 0 | 0 | 0 | 0 | 0 | 0 | 0 | 0 | 0 | 2017-01-06 03:00
t0125 | 0 | 126.6944 | 303.1429 | 147.7362 | 32.8997 | 233.802 | 32.8997 | 688.0194 | 55.9939 | 55.9939 | 1857.9098 | 55.304 | 80.6818 | 353.9185 | 417.2561 | 61.8763 | 71.0883 | 339.6915 | 208.0715 | 385.053 | 0 | 0 | 381.1573 | 35.1216 | 35.1216 | 35.1216 | 85.8316 | 161.4604 | 296.2169 | 115.4795 | 324.4268 | 81.1952 | 255.7635 | 235.3939 | 269.7274 | 253.3912 | 142.4955 | 678.4138 | 391.3037 | 97.9119 | 241.4033 | 268.2028 | 113.2954 | 239.8978 | 465.9403 | 113.2954 | 44.8784 | 292.3552 | 805.2271 | 174.5325 | 175.6353 | 91.4389 | 189.4728 | 44.8784 | 172.0107 | 308.2803 | 101.4208 | 328.1954 | 32.8365 | 195.2448 | 32.8365 | 113.2954 | 161.4604 | 62.5567 | 465.9403 | 0 | 0 | 0 | 0 | 0 | 0 | 0 | 0 | 160.7491 | 0 | 0 | 0 | 0 | 249.9725 | 273.1601 | 26.441 | 27.352 | 198.2382 | 143.8357 | 10.7224 | 73.1896 | 82.973 | 249.4213 | 148.784 | 203.4288 | 79.7954 | 26.441 | 232.1478 | 39.6832 | 234.8085 | 110.5438 | 147.7849 | 43.1482 | 81.7239 | 429.154 | 18.2617 | 141.516 | 132.836 | 10.7224 | 10.7224 | 53.9618 | 115.7936 | 58.0971 | 114.5293 | 146.2595 | 65.9117 | 54.9455 | 490.3389 | 89.1791 | 73.1896 | 71.0728 | 71.0728 | 29.4118 | 37.429 | 490.3389 | 311.3219 | 138.2819 | 0 | 0 | 0 | 72.0414 | 82.973 | 69.7736 | 312.4213 | 81.7239 | 0 | 61.6754 | 37.429 | 10.7224 | 52.8771 | 21.2629 | 0 | 0 | 0 | 80.4942 | 0 | 0 | 125.2851 | 0 | 25.9427 | 0 | 0 | 188.7674 | 87.1272 | 21.2629 | 26.8133 | 26.8133 | 54.9767 | 119.6019 | 157.6598 | 120.5445 | 272.9763 | 174.1843 | 100.562 | 239.6289 | 206.5675 | 126.2963 | 130.8771 | 321.5561 | 167.2888 | 148.0175 | 85.4916 | 79.3602 | 166.4668 | 168.1504 | 63.54 | 79.3602 | 79.3602 | 119.603 | 85.4916 | 85.4916 | 85.4916 | 137.6853 | 156.2239 | 133.1299 | 113.2451 | 113.2451 | 87.5732 | 137.5126 | 400.6052 | 156.5124 | 82.5644 | 482.3803 | 161.0024 | 82.5644 | 287.065 | 779.6774 | 112.0201 | 444.0396 | 343.6503 | 161.0024 | 90.0981 | 54.4084 | 169.2881 | 49.5957 | 49.5957 | 49.5957 | 134.7063 | 150.9459 | 56.127 | 130.1425 | 201.6602 | 202.9947 | 115.1147 | 115.1147 | 110.6305 | 373.6146 | 49.5957 | 343.3826 | 210.7405 | 352.7156 | 134.1463 | 107.3093 | 257.2728 | 84.5696 | 183.353 | 84.5696 | 212.4164 | 68.4143 | 103.8204 | 62.5567 | 62.5567 | 68.4143 | 332.4453 | 273.7431 | 131.8527 | 173.0397 | 115.9177 | 68.4143 | 816.7683 | 175.2926 | 171.1208 | 397.6064 | 625.185 | 84.4832 | 94.0692 | 130.1045 | 295.6806 | 94.0692 | 51.3826 | 115.9516 | 100.4071 | 85.2747 | 93.4452 | 51.7008 | 51.7008 | 86.3102 | 46.4135 | 138.0116 | 220.373 | 96.4997 | 183.353 | 90.7236 | 185.6272 | 170.1575 | 96.4997 | 90.7236 | 67.7792 | 204.8215 | 169.1965 | 52.3549 | 24.5342 | 338.0308 | 67.7209 | 223.4437 | 67.4758 | 335.2216 | 827.5501 | 39.1421 | 234.0875 | 204.8215 | 299.7627 | 67.4758 | 25.9427 | 405.7671 | 226.3624 | 193.2534 | 216.8077 | 0 | 79.3602 | 138.9025 | 380.6884 | 0 | 84.4832 | 107.4857 | 166.4668 | 72.2209 | 95.8617 | 173.6793 | 65.3997 | 0 | 0 | 0 | 0 | 0 | 0 | 0 | 0 | 87.1272 | 0 | 151.4697 | 227.0689 | 194.4761 | 133.9719 | 0 | 135.794 | 35.9898 | 36.7561 | 18.2617 | 545.3712 | 35.3107 | 92.4073 | 38.8658 | 38.8658 | 63.5999 | 25.4856 | 35.9898 | 35.3107 | 28.5936 | 28.5936 | 49.1181 | 0 | 0 | 0 | 0 | 25.4856 | 25.4856 | 25.4856 | 44.1867 | 28.5936 | 95.7401 | 0 | 0 | 18.805 | 0 | 0 | 0 | 82.0838 | 44.1406 | 104.7594 | 59.538 | 46.8937 | 18.805 | 116.9003 | 124.8155 | 30.0258 | 153.1306 | 115.782 | 512.7128 | 103.4708 | 100.648 | 119.9582 | 19.6208 | 24.1111 | 24.1111 | 19.6208 | 37.1473 | 67.5847 | 153.741 | 1430.786 | 100.5099 | 67.5847 | 65.1157 | 121.3474 | 81.7363 | 69.4177 | 66.7786 | 65.1157 | 124.2033 | 58.0739 | 44.1406 | 44.1406 | 127.3881 | 82.5228 | 0 | 0 | 0 | 24.1111 | 24.1111 | 23.9644 | 0 | 0 | 0 | 0 | 0 | 0 | 19.6208 | 44.1406 | 122.3515 | 24.1111 | 29.9619 | 53.6009 | 0 | 0 | 0 | 0 | 0 | 0 | 0 | 0 | 0 | 0 | 0 | 0 | 0 | 0 | 0 | 0 | 0 | 0 | 0 | 0 | 0 | 0 | 0 | 0 | 0 | 0 | 0 | 0 | 0 | 0 | 0 | 0 | 0 | 0 | 0 | 0 | 0 | 0 | 0 | 0 | 0 | 0 | 0 | 0 | 0 | 0 | 0 | 0 | 0 | 0 | 0 | 0 | 0 | 0 | 0 | 0 | 0 | 0 | 0 | 0 | 0 | 0 | 0 | 0 | 0 | 0 | 0 | 0 | 0 | 0 | 0 | 0 | 0 | 0 | 0 | 0 | 0 | 0 | 0 | 0 | 0 | 0 | 0 | 0 | 0 | 0 | 0 | 0 | 0 | 0 | 0 | 0 | 0 | 0 | 0 | 0 | 0 | 0 | 0 | 0 | 0 | 0 | 0 | 0 | 0 | 0 | 0 | 0 | 0 | 2017-01-06 04:00
t0126 | 0 | 133.4965 | 322.3374 | 155.437 | 35.0561 | 248.9087 | 35.0561 | 715.8545 | 59.7345 | 59.7345 | 1980.8142 | 59.308 | 84.9402 | 372.017 | 438.4686 | 64.9308 | 75.1957 | 358.816 | 220.1399 | 403.2602 | 0 | 0 | 405.0792 | 37.0589 | 37.0589 | 37.0589 | 90.282 | 170.1039 | 310.41 | 123.835 | 343.7453 | 86.1247 | 268.3854 | 246.7803 | 284.3779 | 268.1304 | 149.8053 | 707.8834 | 411.006 | 103.0783 | 252.7052 | 283.2764 | 119.1538 | 252.3448 | 491.1628 | 119.1538 | 47.1549 | 307.8421 | 847.0175 | 183.0696 | 185.8735 | 96.6331 | 199.0209 | 47.1549 | 181.0374 | 323.0973 | 106.5985 | 347.6551 | 34.7756 | 204.6153 | 34.7756 | 119.1538 | 170.1039 | 65.9826 | 491.1628 | 0 | 0 | 0 | 0 | 0 | 0 | 0 | 0 | 169.3873 | 0 | 0 | 0 | 0 | 263.6431 | 288.3257 | 27.8362 | 29.0714 | 211.6161 | 151.8714 | 11.3709 | 77.5692 | 87.7287 | 264.1427 | 156.9739 | 214.4507 | 85.1406 | 27.8362 | 248.4706 | 42.0306 | 248.9511 | 117.1289 | 155.9182 | 45.6289 | 86.4398 | 456.3657 | 19.4899 | 149.4859 | 140.96 | 11.3709 | 11.3709 | 57.497 | 121.9879 | 61.476 | 121.2605 | 154.3444 | 71.1929 | 60.5672 | 529.7089 | 95.2717 | 77.5692 | 75.054 | 75.054 | 31.1445 | 40.1621 | 529.7089 | 332.9584 | 145.6718 | 0 | 0 | 0 | 75.9944 | 87.7287 | 73.6506 | 331.448 | 86.4398 | 0 | 65.0894 | 40.1621 | 11.3709 | 56.5405 | 22.7059 | 0 | 0 | 0 | 85.0648 | 0 | 0 | 132.6658 | 0 | 27.6025 | 0 | 0 | 199.3233 | 91.3905 | 22.7059 | 28.3533 | 28.3533 | 58.5146 | 127.098 | 168.0997 | 127.6961 | 289.398 | 183.6741 | 106.4921 | 253.2188 | 220.4698 | 134.5185 | 138.5121 | 346.3917 | 176.8208 | 158.0723 | 90.3437 | 83.8534 | 176.7754 | 178.9886 | 67.537 | 83.8534 | 83.8534 | 127.9831 | 90.3437 | 90.3437 | 90.3437 | 146.6517 | 165.1646 | 142.2487 | 120.2942 | 120.2942 | 93.1328 | 147.6866 | 423.7602 | 164.5824 | 88.4102 | 521.7841 | 170.6126 | 88.4102 | 313.2176 | 835.5632 | 119.7189 | 475.3111 | 364.8659 | 170.6126 | 95.9708 | 57.7384 | 180.6615 | 52.3687 | 52.3687 | 52.3687 | 143.3901 | 162.3956 | 60.1359 | 136.2799 | 213.2051 | 213.7588 | 121.1162 | 121.1162 | 117.359 | 391.6892 | 52.3687 | 366.2147 | 222.2472 | 372.1357 | 141.3563 | 113.2532 | 277.758 | 89.5628 | 192.5001 | 89.5628 | 225.5247 | 72.9242 | 109.7341 | 65.9826 | 65.9826 | 72.9242 | 348.8358 | 287.6841 | 140.0885 | 184.5079 | 121.9819 | 72.9242 | 855.9401 | 184.9954 | 183.05 | 424.5063 | 673.0446 | 89.1646 | 99.1568 | 138.9967 | 313.9443 | 99.1568 | 54.3406 | 123.0358 | 105.7331 | 90.1707 | 99.4068 | 54.6736 | 54.6736 | 91.176 | 49.3201 | 147.2283 | 233.2273 | 102.2105 | 192.5001 | 96.2069 | 198.1744 | 179.4629 | 102.2105 | 96.2069 | 72.0943 | 219.6591 | 178.5531 | 54.9072 | 26.0411 | 357.2544 | 71.8286 | 238.0515 | 71.6644 | 353.7988 | 876.1477 | 41.3459 | 248.222 | 219.6591 | 320.3045 | 71.6644 | 27.6025 | 422.1615 | 240.986 | 203.7294 | 227.2445 | 0 | 83.8534 | 146.5811 | 408.774 | 0 | 89.1646 | 113.9466 | 176.7754 | 76.9163 | 102.2648 | 183.2572 | 69.652 | 0 | 0 | 0 | 0 | 0 | 0 | 0 | 0 | 91.3905 | 0 | 159.5684 | 237.1108 | 207.9055 | 142.6572 | 0 | 144.7226 | 38.8714 | 39.0366 | 19.4899 | 588.9236 | 37.3256 | 99.3681 | 41.604 | 41.604 | 68.9421 | 27.2894 | 38.8714 | 37.3256 | 30.4166 | 30.4166 | 52.2514 | 0 | 0 | 0 | 0 | 27.2894 | 27.2894 | 27.2894 | 47.0224 | 30.4166 | 101.775 | 0 | 0 | 20.186 | 0 | 0 | 0 | 87.4957 | 46.4356 | 111.7591 | 62.5521 | 49.8261 | 20.186 | 123.1315 | 134.5689 | 31.8326 | 161.3782 | 122.9238 | 544.3178 | 109.4448 | 106.4395 | 127.2125 | 20.7678 | 25.4849 | 25.4849 | 20.7678 | 39.7648 | 71.9149 | 163.2003 | 1537.0915 | 108.2847 | 71.9149 | 69.2062 | 131.2453 | 87.5676 | 74.2018 | 71.6894 | 69.2062 | 133.2938 | 62.0053 | 46.4356 | 46.4356 | 135.5349 | 88.6127 | 0 | 0 | 0 | 25.4849 | 25.4849 | 25.5773 | 0 | 0 | 0 | 0 | 0 | 0 | 20.7678 | 46.4356 | 130.7859 | 25.4849 | 31.7367 | 57.2282 | 0 | 0 | 0 | 0 | 0 | 0 | 0 | 0 | 0 | 0 | 0 | 0 | 0 | 0 | 0 | 0 | 0 | 0 | 0 | 0 | 0 | 0 | 0 | 0 | 0 | 0 | 0 | 0 | 0 | 0 | 0 | 0 | 0 | 0 | 0 | 0 | 0 | 0 | 0 | 0 | 0 | 0 | 0 | 0 | 0 | 0 | 0 | 0 | 0 | 0 | 0 | 0 | 0 | 0 | 0 | 0 | 0 | 0 | 0 | 0 | 0 | 0 | 0 | 0 | 0 | 0 | 0 | 0 | 0 | 0 | 0 | 0 | 0 | 0 | 0 | 0 | 0 | 0 | 0 | 0 | 0 | 0 | 0 | 0 | 0 | 0 | 0 | 0 | 0 | 0 | 0 | 0 | 0 | 0 | 0 | 0 | 0 | 0 | 0 | 0 | 0 | 0 | 0 | 0 | 0 | 0 | 0 | 0 | 0 | 2017-01-06 05:00
t0127 | 0 | 140.836 | 355.4757 | 164.5329 | 39.5202 | 276.9778 | 39.5202 | 714.254 | 65.4131 | 65.4131 | 2111.9465 | 67.9249 | 90.8137 | 387.2517 | 461.5092 | 68.3442 | 81.7699 | 386.2371 | 239.1927 | 417.348 | 0 | 0 | 443.7958 | 39.984 | 39.984 | 39.984 | 95.2868 | 180.6845 | 321.5772 | 135.3851 | 369.183 | 94.2136 | 280.3794 | 256.7918 | 304.6717 | 291.1673 | 158.7089 | 714.603 | 424.5883 | 109.4769 | 260.4567 | 302.6241 | 125.3595 | 265.8017 | 507.1394 | 125.3595 | 50.1578 | 326.8411 | 892.5733 | 190.881 | 199.7684 | 104.8768 | 208.8848 | 50.1578 | 192.4997 | 335.7521 | 112.7327 | 375.081 | 38.1954 | 212.3842 | 38.1954 | 125.3595 | 180.6845 | 70.5164 | 507.1394 | 0 | 0 | 0 | 0 | 0 | 0 | 0 | 0 | 180.8452 | 0 | 0 | 0 | 0 | 281.1717 | 310.6887 | 29.9052 | 33.1377 | 238.4347 | 165.6186 | 12.6724 | 86.1649 | 97.1562 | 286.3504 | 168.0136 | 229.3288 | 97.0174 | 29.9052 | 278.9053 | 46.7477 | 272.4768 | 130.1059 | 169.2815 | 50.3019 | 94.9949 | 503.8481 | 22.5994 | 162.7753 | 157.1437 | 12.6724 | 12.6724 | 64.9163 | 130.2389 | 67.694 | 133.8595 | 165.8487 | 82.5949 | 73.7751 | 612.2413 | 110.3398 | 86.1649 | 81.969 | 81.969 | 34.4744 | 46.7763 | 612.2413 | 374.1989 | 157.3718 | 0 | 0 | 0 | 82.7154 | 97.1562 | 80.0956 | 366.2672 | 94.9949 | 0 | 70.8227 | 46.7763 | 12.6724 | 64.018 | 25.8665 | 0 | 0 | 0 | 92.2518 | 0 | 0 | 145.0296 | 0 | 31.4162 | 0 | 0 | 215.3913 | 95.6329 | 25.8665 | 31.0018 | 31.0018 | 67.0527 | 141.7963 | 188.8814 | 140.9515 | 312.4963 | 196.5855 | 116.243 | 274.4081 | 242.611 | 150.9284 | 151.355 | 384.4447 | 190.9525 | 179.8607 | 96.4772 | 90.1543 | 193.2325 | 201.6481 | 75.2259 | 90.1543 | 90.1543 | 144.607 | 96.4772 | 96.4772 | 96.4772 | 164.5304 | 177.5405 | 161.4473 | 133.7331 | 133.7331 | 103.7247 | 167.4927 | 457.9781 | 172.2654 | 100.9607 | 576.6335 | 184.563 | 100.9607 | 364.8872 | 914.0297 | 137.0368 | 531.1267 | 399.9656 | 184.563 | 106.3647 | 63.8128 | 206.3618 | 56.6879 | 56.6879 | 56.6879 | 161.6411 | 186.8379 | 69.8085 | 141.6762 | 231.2264 | 227.3514 | 127.8622 | 127.8622 | 128.3302 | 409.2456 | 56.6879 | 408.9399 | 237.8486 | 399.1254 | 150.9325 | 122.6137 | 316.2408 | 97.8343 | 200.345 | 97.8343 | 245.7245 | 81.2611 | 117.2919 | 70.5164 | 70.5164 | 81.2611 | 360.7929 | 301.5257 | 153.2892 | 205.0279 | 128.3783 | 81.2611 | 878.9132 | 198.8692 | 202.6521 | 467.1348 | 740.3608 | 95.834 | 105.9111 | 157.6735 | 343.8428 | 105.9111 | 59.6353 | 134.9989 | 112.2785 | 97.9636 | 111.1224 | 59.0178 | 59.0178 | 97.6903 | 54.6409 | 160.4022 | 250.8598 | 112.0121 | 200.345 | 104.9807 | 219.6086 | 192.5347 | 112.0121 | 104.9807 | 81.2466 | 245.7581 | 190.7072 | 57.6498 | 29.2836 | 387.9779 | 79.493 | 265.8174 | 79.7002 | 383.8495 | 933.4806 | 45.2205 | 277.7128 | 245.7581 | 356.496 | 79.7002 | 31.4162 | 418.7726 | 268.7054 | 215.3375 | 235.149 | 0 | 90.1543 | 158.9387 | 440.7171 | 0 | 95.834 | 124.4883 | 193.2325 | 84.0665 | 117.9605 | 197.7034 | 78.2555 | 0 | 0 | 0 | 0 | 0 | 0 | 0 | 0 | 95.6329 | 0 | 170.0361 | 241.6963 | 230.9278 | 156.1965 | 0 | 162.8686 | 46.6288 | 43.5568 | 22.5994 | 682.6155 | 40.6173 | 113.3638 | 48.1925 | 48.1925 | 83.7952 | 31.4024 | 46.6288 | 40.6173 | 34.5478 | 34.5478 | 58.9948 | 0 | 0 | 0 | 0 | 31.4024 | 31.4024 | 31.4024 | 52.8909 | 34.5478 | 113.8617 | 0 | 0 | 22.7808 | 0 | 0 | 0 | 98.9135 | 48.9958 | 125.4102 | 64.7615 | 55.505 | 22.7808 | 131.3932 | 154.4085 | 35.4398 | 171.0939 | 134.8006 | 588.2346 | 119.0081 | 115.5654 | 139.6314 | 22.6012 | 27.6517 | 27.6517 | 22.6012 | 45.6126 | 79.9357 | 180.9292 | 1699.2889 | 126.2753 | 79.9357 | 76.3215 | 149.7283 | 100.6324 | 85.8713 | 83.1706 | 76.3215 | 153.2191 | 68.9236 | 48.9958 | 48.9958 | 152.0498 | 100.8838 | 0 | 0 | 0 | 27.6517 | 27.6517 | 29.0621 | 0 | 0 | 0 | 0 | 0 | 0 | 22.6012 | 48.9958 | 147.3967 | 27.6517 | 34.7434 | 65.6982 | 0 | 0 | 0 | 0 | 0 | 0 | 0 | 0 | 0 | 0 | 0 | 0 | 0 | 0 | 0 | 0 | 0 | 0 | 0 | 0 | 0 | 0 | 0 | 0 | 0 | 0 | 0 | 0 | 0 | 0 | 0 | 0 | 0 | 0 | 0 | 0 | 0 | 0 | 0 | 0 | 0 | 0 | 0 | 0 | 0 | 0 | 0 | 0 | 0 | 0 | 0 | 0 | 0 | 0 | 0 | 0 | 0 | 0 | 0 | 0 | 0 | 0 | 0 | 0 | 0 | 0 | 0 | 0 | 0 | 0 | 0 | 0 | 0 | 0 | 0 | 0 | 0 | 0 | 0 | 0 | 0 | 0 | 0 | 0 | 0 | 0 | 0 | 0 | 0 | 0 | 0 | 0 | 0 | 0 | 0 | 0 | 0 | 0 | 0 | 0 | 0 | 0 | 0 | 0 | 0 | 0 | 0 | 0 | 0 | 2017-01-06 06:00
t0128 | 0 | 138.6056 | 380.989 | 161.7954 | 43.6839 | 301.0201 | 43.6839 | 615.202 | 70.2568 | 70.2568 | 2193.7079 | 77.7457 | 90.6895 | 370.8936 | 448.383 | 66.063 | 84.7686 | 393.548 | 247.8903 | 390.9404 | 0 | 0 | 471.2659 | 40.7121 | 40.7121 | 40.7121 | 93.2463 | 179.3487 | 302.3668 | 147.4864 | 379.0031 | 99.2563 | 268.1836 | 243.396 | 306.6128 | 301.6966 | 155.8112 | 635.0632 | 401.1413 | 108.3716 | 242.0853 | 305.3047 | 122.0874 | 259.4374 | 485.3476 | 122.0874 | 49.4109 | 323.6216 | 871.757 | 181.7972 | 204.4481 | 108.1345 | 201.8395 | 49.4109 | 190.6665 | 317.2697 | 110.3154 | 386.917 | 40.2309 | 200.3093 | 40.2309 | 122.0874 | 179.3487 | 70.8431 | 485.3476 | 0 | 0 | 0 | 0 | 0 | 0 | 0 | 0 | 180.8365 | 0 | 0 | 0 | 0 | 281.6431 | 316.2022 | 30.0507 | 36.7953 | 264.8114 | 171.2699 | 13.6329 | 92.1765 | 102.8007 | 296.8771 | 169.2765 | 230.1365 | 108.8986 | 30.0507 | 310.9071 | 49.9823 | 286.8235 | 139.071 | 173.6512 | 52.9657 | 99.7186 | 540.8466 | 25.846 | 168.259 | 169.4484 | 13.6329 | 13.6329 | 71.8661 | 130.1276 | 71.325 | 141.7159 | 168.0615 | 97.6175 | 95.5344 | 721.3136 | 126.3847 | 92.1765 | 84.9588 | 84.9588 | 36.6297 | 54.5254 | 721.3136 | 416.7527 | 159.6153 | 0 | 0 | 0 | 85.0718 | 102.8007 | 82.4694 | 390.6934 | 99.7186 | 0 | 72.9211 | 54.5254 | 13.6329 | 71.8198 | 29.0946 | 0 | 0 | 0 | 95.022 | 0 | 0 | 151.8405 | 0 | 34.9342 | 0 | 0 | 220.2749 | 91.5502 | 29.0946 | 32.3192 | 32.3192 | 75.1765 | 153.6975 | 208.4232 | 149.456 | 323.5698 | 197.6912 | 121.5056 | 282.3258 | 262.4039 | 165.7631 | 158.1029 | 431.495 | 195.7816 | 202.09 | 97.4589 | 91.8166 | 204.1379 | 222.061 | 81.4456 | 91.8166 | 91.8166 | 162.2164 | 97.4589 | 97.4589 | 97.4589 | 180.6986 | 181.1233 | 181.1949 | 144.2033 | 144.2033 | 112.474 | 190.5934 | 471.2239 | 166.503 | 114.7359 | 652.0823 | 191.2467 | 114.7359 | 444.3478 | 994.4538 | 155.2617 | 589.3983 | 423.7075 | 191.2467 | 115.2648 | 68.1398 | 232.3444 | 58.0968 | 58.0968 | 58.0968 | 178.1268 | 216.7324 | 80.7845 | 133.5177 | 238.5283 | 225.6768 | 125.2886 | 125.2886 | 135.1789 | 390.1609 | 58.0968 | 448.5403 | 239.2519 | 403.2012 | 150.949 | 125.4787 | 366.5729 | 102.375 | 190.9788 | 102.375 | 258.4329 | 88.7808 | 118.7038 | 70.8431 | 70.8431 | 88.7808 | 340.1552 | 291.3439 | 162.3984 | 223.5323 | 125.3456 | 88.7808 | 815.899 | 201.6805 | 222.1834 | 505.7552 | 821.6122 | 97.1851 | 106.0883 | 176.7912 | 363.9126 | 106.0883 | 62.47 | 142.8974 | 111.2251 | 101.3269 | 121.1026 | 60.5776 | 60.5776 | 98.9819 | 58.7521 | 171.2594 | 257.0189 | 117.714 | 190.9788 | 110.1817 | 239.5927 | 194.3386 | 117.714 | 110.1817 | 89.3044 | 274.5927 | 191.7783 | 55.4135 | 31.9094 | 400.4236 | 84.8799 | 290.6357 | 85.9338 | 393.8854 | 946.2339 | 46.9939 | 300.0018 | 274.5927 | 391.8355 | 85.9338 | 34.9342 | 357.095 | 292.6813 | 212.8368 | 220.914 | 0 | 91.8166 | 162.9058 | 474.5875 | 0 | 97.1851 | 130.7125 | 204.1379 | 89.6191 | 134.0258 | 201.2709 | 86.0559 | 0 | 0 | 0 | 0 | 0 | 0 | 0 | 0 | 91.5502 | 0 | 169.4522 | 218.7608 | 253.6308 | 166.7658 | 0 | 179.7913 | 56.8178 | 47.1345 | 25.846 | 805.5423 | 42.0488 | 130.2295 | 55.5139 | 55.5139 | 104.1959 | 35.9633 | 56.8178 | 42.0488 | 38.3082 | 38.3082 | 65.0014 | 0 | 0 | 0 | 0 | 35.9633 | 35.9633 | 35.9633 | 58.098 | 38.3082 | 123.9306 | 0 | 0 | 25.7544 | 0 | 0 | 0 | 109.7809 | 47.9516 | 138.4173 | 61.439 | 60.0379 | 25.7544 | 131.1112 | 179.6796 | 38.0479 | 169.5926 | 142.844 | 612.4838 | 123.3494 | 119.4878 | 147.5876 | 23.5019 | 28.5169 | 28.5169 | 23.5019 | 52.0264 | 86.6315 | 194.072 | 1884.152 | 148.9602 | 86.6315 | 81.6801 | 174.7542 | 115.2629 | 98.4337 | 96.7056 | 81.6801 | 176.3764 | 75.4742 | 47.9516 | 47.9516 | 166.4344 | 115.1919 | 0 | 0 | 0 | 28.5169 | 28.5169 | 32.551 | 0 | 0 | 0 | 0 | 0 | 0 | 23.5019 | 47.9516 | 164.3957 | 28.5169 | 36.4726 | 74.4528 | 0 | 0 | 0 | 0 | 0 | 0 | 0 | 0 | 0 | 0 | 0 | 0 | 0 | 0 | 0 | 0 | 0 | 0 | 0 | 0 | 0 | 0 | 0 | 0 | 0 | 0 | 0 | 0 | 0 | 0 | 0 | 0 | 0 | 0 | 0 | 0 | 0 | 0 | 0 | 0 | 0 | 0 | 0 | 0 | 0 | 0 | 0 | 0 | 0 | 0 | 0 | 0 | 0 | 0 | 0 | 0 | 0 | 0 | 0 | 0 | 0 | 0 | 0 | 0 | 0 | 0 | 0 | 0 | 0 | 0 | 0 | 0 | 0 | 0 | 0 | 0 | 0 | 0 | 0 | 0 | 0 | 0 | 0 | 0 | 0 | 0 | 0 | 0 | 0 | 0 | 0 | 0 | 0 | 0 | 0 | 0 | 0 | 0 | 0 | 0 | 0 | 0 | 0 | 0 | 0 | 0 | 0 | 0 | 0 | 2017-01-06 07:00
t0129 | 0 | 131.5691 | 393.8025 | 150.4555 | 45.6058 | 313.5775 | 45.6058 | 481.3445 | 75.2679 | 75.2679 | 2370.367 | 85.2336 | 84.7547 | 342.2668 | 410.8007 | 59.3478 | 83.3698 | 382.3473 | 244.4603 | 342.3061 | 0 | 0 | 486.0304 | 39.0124 | 39.0124 | 39.0124 | 86.4854 | 169.5195 | 267.1446 | 165.9308 | 381.8478 | 100.3861 | 241.3249 | 216.248 | 291.6699 | 298.1242 | 143.3371 | 524.7392 | 367.0854 | 101.4765 | 210.6615 | 297.1614 | 113.1431 | 240.8838 | 466.9784 | 113.1431 | 45.0719 | 303.8404 | 809.4519 | 162.682 | 203.1722 | 105.3131 | 183.9831 | 45.0719 | 177.8332 | 280.7263 | 101.2134 | 387.9962 | 39.9393 | 177.1042 | 39.9393 | 113.1431 | 169.5195 | 67.8057 | 466.9784 | 0 | 0 | 0 | 0 | 0 | 0 | 0 | 0 | 171.0486 | 0 | 0 | 0 | 0 | 269.5325 | 304.3823 | 28.0366 | 37.3144 | 281.248 | 164.7948 | 13.647 | 91.8107 | 99.9049 | 296.2406 | 162.4643 | 218.7121 | 114.534 | 28.0366 | 338.8193 | 49.4185 | 288.6128 | 138.1504 | 165.7948 | 51.6564 | 97.5901 | 559.2137 | 27.023 | 162.7932 | 170.7238 | 13.647 | 13.647 | 74.9537 | 122.7258 | 70.0827 | 139.994 | 161.4992 | 112.4196 | 121.5076 | 833.4802 | 133.3721 | 91.8107 | 81.8372 | 81.8372 | 36.1965 | 59.5345 | 833.4802 | 450.8207 | 149.8582 | 0 | 0 | 0 | 81.0014 | 99.9049 | 79.1634 | 394.1316 | 97.5901 | 0 | 69.8197 | 59.5345 | 13.647 | 77.2518 | 30.8321 | 0 | 0 | 0 | 92.547 | 0 | 0 | 150.8076 | 0 | 35.8082 | 0 | 0 | 212.7817 | 81.8746 | 30.8321 | 31.6012 | 31.6012 | 77.0849 | 157.0639 | 219.2359 | 148.4851 | 327.3013 | 188.4901 | 120.8272 | 274.8401 | 281.6469 | 172.7644 | 156.1144 | 499.9027 | 191.411 | 214.4016 | 95.4708 | 89.563 | 209.0444 | 229.6561 | 83.4707 | 89.563 | 89.563 | 175.8071 | 95.4708 | 95.4708 | 95.4708 | 188.3707 | 177.8995 | 193.3902 | 146.9947 | 146.9947 | 115.9038 | 212.6682 | 464.7123 | 154.2539 | 124.4 | 782.6195 | 192.3562 | 124.4 | 547.4343 | 1112.1523 | 165.3295 | 644.4863 | 432.5154 | 192.3562 | 120.9348 | 68.9395 | 244.4942 | 56.0807 | 56.0807 | 56.0807 | 184.1835 | 243.2914 | 87.2837 | 116.5912 | 233.5011 | 211.899 | 116.6184 | 116.6184 | 136.8899 | 346.3556 | 56.0807 | 474.4028 | 228.4443 | 386.745 | 142.7915 | 120.406 | 425.4248 | 101.85 | 173.2981 | 101.85 | 264.4764 | 93.5217 | 116.5087 | 67.8057 | 67.8057 | 93.5217 | 306.6691 | 267.5627 | 167.097 | 236.5449 | 117.0521 | 93.5217 | 722.7275 | 193.9413 | 242.7357 | 544.5522 | 952.237 | 93.5271 | 100.7477 | 188.5052 | 371.745 | 100.7477 | 61.08 | 144.8859 | 104.5122 | 99.3015 | 124.9452 | 59.5756 | 59.5756 | 96.4194 | 60.1998 | 183.9405 | 255.4312 | 117.1178 | 173.2981 | 111.253 | 256.8793 | 185.5837 | 117.1178 | 111.253 | 91.6846 | 305.0249 | 184.7498 | 49.3926 | 32.1123 | 390.1579 | 85.3651 | 304.3541 | 87.439 | 377.7891 | 948.3345 | 45.3861 | 299.534 | 305.0249 | 422.555 | 87.439 | 35.8082 | 278.9718 | 304.567 | 203.1791 | 195.8625 | 0 | 89.563 | 156.0407 | 544.9105 | 0 | 93.5271 | 131.4702 | 209.0444 | 94.5394 | 139.9281 | 192.8433 | 89.5673 | 0 | 0 | 0 | 0 | 0 | 0 | 0 | 0 | 81.8746 | 0 | 159.8646 | 183.0269 | 275.0514 | 175.4608 | 0 | 188.199 | 64.1914 | 47.8775 | 27.023 | 926.489 | 41.0241 | 146.3115 | 59.5903 | 59.5903 | 119.8491 | 38.8321 | 64.1914 | 41.0241 | 39.2244 | 39.2244 | 66.7555 | 0 | 0 | 0 | 0 | 38.8321 | 38.8321 | 38.8321 | 59.9766 | 39.2244 | 126.9135 | 0 | 0 | 28.6941 | 0 | 0 | 0 | 114.8482 | 44.5597 | 146.4592 | 56.3985 | 61.3121 | 28.6941 | 123.3891 | 205.3902 | 37.988 | 161.0396 | 145.7125 | 628.7976 | 121.2606 | 117.29 | 148.6898 | 23.2751 | 27.8285 | 27.8285 | 23.2751 | 56.1266 | 89.8434 | 196.7058 | 2139.0308 | 167.7712 | 89.8434 | 84.025 | 205.3204 | 125.0989 | 104.4198 | 106.2193 | 84.025 | 194.1667 | 80.8629 | 44.5597 | 44.5597 | 171.6772 | 128.072 | 0 | 0 | 0 | 27.8285 | 27.8285 | 34.3746 | 0 | 0 | 0 | 0 | 0 | 0 | 23.2751 | 44.5597 | 176.7412 | 27.8285 | 36.3257 | 78.4796 | 0 | 0 | 0 | 0 | 0 | 0 | 0 | 0 | 0 | 0 | 0 | 0 | 0 | 0 | 0 | 0 | 0 | 0 | 0 | 0 | 0 | 0 | 0 | 0 | 0 | 0 | 0 | 0 | 0 | 0 | 0 | 0 | 0 | 0 | 0 | 0 | 0 | 0 | 0 | 0 | 0 | 0 | 0 | 0 | 0 | 0 | 0 | 0 | 0 | 0 | 0 | 0 | 0 | 0 | 0 | 0 | 0 | 0 | 0 | 0 | 0 | 0 | 0 | 0 | 0 | 0 | 0 | 0 | 0 | 0 | 0 | 0 | 0 | 0 | 0 | 0 | 0 | 0 | 0 | 0 | 0 | 0 | 0 | 0 | 0 | 0 | 0 | 0 | 0 | 0 | 0 | 0 | 0 | 0 | 0 | 0 | 0 | 0 | 0 | 0 | 0 | 0 | 0 | 0 | 0 | 0 | 0 | 0 | 0 | 2017-01-06 08:00
t0130 | 0 | 126.8629 | 400.6987 | 141.6903 | 46.3137 | 319.8471 | 46.3137 | 391.7523 | 79.2995 | 79.2995 | 2549.5036 | 89.7292 | 79.647 | 323.9721 | 382.4761 | 54.0773 | 81.5961 | 372.1139 | 240.0106 | 307.5267 | 0 | 0 | 495.2707 | 37.3899 | 37.3899 | 37.3899 | 81.4047 | 161.95 | 242.2421 | 181.9603 | 385.2563 | 100.5608 | 221.6976 | 196.5425 | 278.7841 | 293.3762 | 133.3592 | 451.5818 | 346.6275 | 96.0197 | 188.6525 | 291.1704 | 106.6669 | 227.3358 | 463.5683 | 106.6669 | 41.4206 | 288.3709 | 763.7097 | 148.7815 | 202.2967 | 102.2041 | 170.751 | 41.4206 | 167.4331 | 254.274 | 94.0278 | 388.7036 | 39.2149 | 160.4467 | 39.2149 | 106.6669 | 161.95 | 65.3266 | 463.5683 | 0 | 0 | 0 | 0 | 0 | 0 | 0 | 0 | 162.9362 | 0 | 0 | 0 | 0 | 260.0171 | 293.3176 | 26.2083 | 36.6695 | 290.1231 | 157.5072 | 13.3981 | 89.8578 | 95.5584 | 294.562 | 156.7955 | 209.1144 | 116.5133 | 26.2083 | 357.9512 | 47.9813 | 287.6474 | 134.8584 | 157.6502 | 49.7233 | 94.4426 | 568.8362 | 27.127 | 156.6195 | 168.6377 | 13.3981 | 13.3981 | 75.9937 | 116.554 | 68.0148 | 136.3881 | 155.6476 | 122.5927 | 140.4877 | 912.509 | 135.1158 | 89.8578 | 78.2335 | 78.2335 | 35.2201 | 62.0356 | 912.509 | 473.0546 | 140.4781 | 0 | 0 | 0 | 76.6767 | 95.5584 | 75.6124 | 391.6533 | 94.4426 | 0 | 66.49 | 62.0356 | 13.3981 | 80.4015 | 31.5835 | 0 | 0 | 0 | 89.8619 | 0 | 0 | 148.5435 | 0 | 35.5816 | 0 | 0 | 205.3875 | 74.5972 | 31.5835 | 30.6485 | 30.6485 | 76.3738 | 157.1895 | 224.5131 | 145.4832 | 330.3723 | 180.7107 | 119.2589 | 266.8641 | 296.4894 | 175.5805 | 152.9404 | 556.8831 | 187.0567 | 219.9683 | 94.1527 | 87.5786 | 211.9133 | 231.2799 | 83.8341 | 87.5786 | 87.5786 | 184.3357 | 94.1527 | 94.1527 | 94.1527 | 191.4846 | 175.1489 | 199.6983 | 147.0389 | 147.0389 | 117.0075 | 228.0983 | 457.7641 | 145.9611 | 129.8844 | 895.6991 | 192.9394 | 129.8844 | 626.7525 | 1213.6625 | 169.7321 | 684.1671 | 436.4978 | 192.9394 | 124.3937 | 68.6899 | 248.5625 | 54.0328 | 54.0328 | 54.0328 | 185.3971 | 260.7356 | 90.2367 | 103.9827 | 227.8658 | 200.8685 | 110.1565 | 110.1565 | 137.3202 | 313.3708 | 54.0328 | 489.6448 | 219.3491 | 372.5096 | 136.0226 | 115.2986 | 469.8865 | 100.5295 | 161.1739 | 100.5295 | 268.4306 | 96.281 | 115.0457 | 65.3266 | 65.3266 | 96.281 | 284.7537 | 250.5938 | 170.0292 | 244.8347 | 111.2022 | 96.281 | 662.6298 | 186.9926 | 258.5776 | 574.7652 | 1064.9344 | 90.2563 | 96.3333 | 194.5313 | 375.5975 | 96.3333 | 59.1047 | 145.2317 | 99.2626 | 96.9057 | 126.0376 | 58.5718 | 58.5718 | 94.3668 | 60.6194 | 194.6987 | 254.2218 | 115.388 | 161.1739 | 111.4331 | 269.2562 | 177.9179 | 115.388 | 111.4331 | 91.6878 | 327.8242 | 179.2264 | 44.7053 | 31.5387 | 378.6649 | 84.5111 | 311.374 | 87.2993 | 361.0965 | 956.8837 | 43.4647 | 292.7045 | 327.8242 | 444.1936 | 87.2993 | 35.5816 | 228.4242 | 310.0437 | 196.7538 | 178.487 | 0 | 87.5786 | 148.9989 | 610.5036 | 0 | 90.2563 | 131.112 | 211.9133 | 98.3988 | 140.6036 | 184.8103 | 90.8526 | 0 | 0 | 0 | 0 | 0 | 0 | 0 | 0 | 74.5972 | 0 | 152.0824 | 158.2077 | 290.7741 | 182.0431 | 0 | 191.7409 | 68.1288 | 47.6404 | 27.127 | 1009.6324 | 39.817 | 157.4256 | 61.305 | 61.305 | 128.5582 | 40.2691 | 68.1288 | 39.817 | 38.9753 | 38.9753 | 66.7165 | 0 | 0 | 0 | 0 | 40.2691 | 40.2691 | 40.2691 | 60.3467 | 38.9753 | 127.0851 | 0 | 0 | 30.8006 | 0 | 0 | 0 | 116.6961 | 42.0352 | 150.8684 | 53.3296 | 61.3707 | 30.8006 | 116.9662 | 223.5657 | 37.2212 | 154.781 | 146.9295 | 642.9712 | 118.633 | 114.688 | 148.1244 | 22.9234 | 27.0651 | 27.0651 | 22.9234 | 58.2364 | 91.321 | 196.0012 | 2350.5125 | 179.378 | 91.321 | 85.1256 | 228.7214 | 130.3829 | 106.3278 | 111.4219 | 85.1256 | 204.8211 | 84.5846 | 42.0352 | 42.0352 | 172.8326 | 136.7477 | 0 | 0 | 0 | 27.0651 | 27.0651 | 35.1431 | 0 | 0 | 0 | 0 | 0 | 0 | 22.9234 | 42.0352 | 184.249 | 27.0651 | 35.8472 | 79.7299 | 0 | 0 | 0 | 0 | 0 | 0 | 0 | 0 | 0 | 0 | 0 | 0 | 0 | 0 | 0 | 0 | 0 | 0 | 0 | 0 | 0 | 0 | 0 | 0 | 0 | 0 | 0 | 0 | 0 | 0 | 0 | 0 | 0 | 0 | 0 | 0 | 0 | 0 | 0 | 0 | 0 | 0 | 0 | 0 | 0 | 0 | 0 | 0 | 0 | 0 | 0 | 0 | 0 | 0 | 0 | 0 | 0 | 0 | 0 | 0 | 0 | 0 | 0 | 0 | 0 | 0 | 0 | 0 | 0 | 0 | 0 | 0 | 0 | 0 | 0 | 0 | 0 | 0 | 0 | 0 | 0 | 0 | 0 | 0 | 0 | 0 | 0 | 0 | 0 | 0 | 0 | 0 | 0 | 0 | 0 | 0 | 0 | 0 | 0 | 0 | 0 | 0 | 0 | 0 | 0 | 0 | 0 | 0 | 0 | 2017-01-06 09:00
t0131 | 0 | 128.3498 | 401.7966 | 142.9191 | 46.1826 | 320.0847 | 46.1826 | 404.6824 | 79.9246 | 79.9246 | 2591.3616 | 89.5494 | 80.0268 | 329.0644 | 386.313 | 54.532 | 81.8278 | 374.1631 | 240.8221 | 312.1706 | 0 | 0 | 497.5484 | 37.5155 | 37.5155 | 37.5155 | 82.1991 | 163.3279 | 245.9206 | 184.1256 | 388.8454 | 100.8979 | 224.4091 | 199.1524 | 280.3181 | 294.4836 | 134.3433 | 463.6144 | 353.1573 | 96.767 | 191.8481 | 293.6657 | 107.8537 | 229.7769 | 473.6545 | 107.8537 | 41.6195 | 290.7212 | 771.7651 | 150.683 | 203.9118 | 102.4731 | 172.6232 | 41.6195 | 168.5957 | 257.7519 | 94.7767 | 391.5596 | 39.2236 | 162.7294 | 39.2236 | 107.8537 | 163.3279 | 65.7862 | 473.6545 | 0 | 0 | 0 | 0 | 0 | 0 | 0 | 0 | 163.9842 | 0 | 0 | 0 | 0 | 262.0624 | 294.5716 | 26.2753 | 36.3272 | 289.852 | 157.4515 | 13.3473 | 89.5648 | 95.0866 | 296.1072 | 157.8403 | 210.4055 | 115.9262 | 26.2753 | 358.8499 | 47.7657 | 288.426 | 134.3807 | 157.738 | 49.5782 | 94.3069 | 570.2142 | 26.8441 | 156.7388 | 168.0978 | 13.3473 | 13.3473 | 75.7381 | 117.2743 | 67.898 | 136.1119 | 156.46 | 122.5757 | 140.5545 | 913.3929 | 133.9007 | 89.5648 | 78.171 | 78.171 | 35.117 | 61.6339 | 913.3929 | 473.7705 | 140.5986 | 0 | 0 | 0 | 76.6227 | 95.0866 | 75.647 | 391.564 | 94.3069 | 0 | 66.4898 | 61.6339 | 13.3473 | 80.3216 | 31.4524 | 0 | 0 | 0 | 90.1241 | 0 | 0 | 148.8241 | 0 | 35.3105 | 0 | 0 | 206.1072 | 75.4128 | 31.4524 | 30.6575 | 30.6575 | 75.6453 | 156.8831 | 224.2609 | 145.2793 | 332.9337 | 181.8146 | 119.56 | 267.7051 | 298.4541 | 175.2939 | 153.1671 | 562.5718 | 187.9618 | 219.152 | 95.0213 | 88.1309 | 212.9105 | 230.4396 | 83.7372 | 88.1309 | 88.1309 | 184.3882 | 95.0213 | 95.0213 | 95.0213 | 191.18 | 176.3685 | 199.217 | 146.8762 | 146.8762 | 116.9403 | 228.5678 | 460.1993 | 147.9232 | 129.5726 | 907.8379 | 194.2253 | 129.5726 | 629.8782 | 1227.4216 | 168.8999 | 686.8978 | 438.0286 | 194.2253 | 124.7173 | 68.691 | 247.1602 | 54.1829 | 54.1829 | 54.1829 | 184.6866 | 260.5399 | 89.6181 | 105.2805 | 228.6359 | 202.3557 | 111.2503 | 111.2503 | 137.8143 | 316.8571 | 54.1829 | 490.2181 | 220.7244 | 374.669 | 136.8932 | 115.5463 | 472.0389 | 100.7623 | 163.5407 | 100.7623 | 269.9614 | 96.4151 | 116.0845 | 65.7862 | 65.7862 | 96.4151 | 289.6948 | 253.6459 | 170.8433 | 245.4755 | 112.4868 | 96.4151 | 675.9106 | 187.9489 | 260.2299 | 578.7209 | 1078.0905 | 90.7305 | 96.9684 | 194.0703 | 377.0459 | 96.9684 | 59.0437 | 145.6068 | 100.0709 | 97.1811 | 125.8395 | 58.8949 | 58.8949 | 95.0748 | 60.649 | 196.5607 | 256.1801 | 115.5268 | 163.5407 | 111.883 | 270.4826 | 178.8591 | 115.5268 | 111.883 | 91.2737 | 329.4677 | 180.6274 | 45.1068 | 31.3469 | 379.5892 | 84.4245 | 311.4452 | 87.1765 | 361.5614 | 968.1637 | 43.4183 | 291.1382 | 329.4677 | 445.9046 | 87.1765 | 35.3105 | 236.9893 | 310.0558 | 198.9859 | 181.3472 | 0 | 88.1309 | 149.2048 | 620.7522 | 0 | 90.7305 | 131.5419 | 212.9105 | 99.11 | 139.3104 | 185.4357 | 90.6556 | 0 | 0 | 0 | 0 | 0 | 0 | 0 | 0 | 75.4128 | 0 | 153.1482 | 161.5372 | 292.1951 | 183.2222 | 0 | 191.3458 | 67.5114 | 47.5157 | 26.8441 | 1009.5661 | 39.8896 | 157.6269 | 60.872 | 60.872 | 127.3313 | 40.0776 | 67.5114 | 39.8896 | 38.6971 | 38.6971 | 66.3805 | 0 | 0 | 0 | 0 | 40.0776 | 40.0776 | 40.0776 | 60.1441 | 38.6971 | 126.7566 | 0 | 0 | 30.8966 | 0 | 0 | 0 | 116.2985 | 42.4571 | 150.8427 | 54.2873 | 61.2754 | 30.8966 | 117.6921 | 223.913 | 37.0818 | 156.2774 | 147.4173 | 648.5361 | 118.9668 | 115.0577 | 148.401 | 22.9968 | 27.1441 | 27.1441 | 22.9968 | 58.0007 | 91.3801 | 195.8442 | 2373.316 | 178.7607 | 91.3801 | 85.3213 | 229.9042 | 129.8772 | 105.4581 | 110.8753 | 85.3213 | 204.3148 | 84.8919 | 42.4571 | 42.4571 | 172.3726 | 136.8573 | 0 | 0 | 0 | 27.1441 | 27.1441 | 35.0088 | 0 | 0 | 0 | 0 | 0 | 0 | 22.9968 | 42.4571 | 184.2837 | 27.1441 | 35.9069 | 79.1876 | 0 | 0 | 0 | 0 | 0 | 0 | 0 | 0 | 0 | 0 | 0 | 0 | 0 | 0 | 0 | 0 | 0 | 0 | 0 | 0 | 0 | 0 | 0 | 0 | 0 | 0 | 0 | 0 | 0 | 0 | 0 | 0 | 0 | 0 | 0 | 0 | 0 | 0 | 0 | 0 | 0 | 0 | 0 | 0 | 0 | 0 | 0 | 0 | 0 | 0 | 0 | 0 | 0 | 0 | 0 | 0 | 0 | 0 | 0 | 0 | 0 | 0 | 0 | 0 | 0 | 0 | 0 | 0 | 0 | 0 | 0 | 0 | 0 | 0 | 0 | 0 | 0 | 0 | 0 | 0 | 0 | 0 | 0 | 0 | 0 | 0 | 0 | 0 | 0 | 0 | 0 | 0 | 0 | 0 | 0 | 0 | 0 | 0 | 0 | 0 | 0 | 0 | 0 | 0 | 0 | 0 | 0 | 0 | 0 | 2017-01-06 10:00
t0132 | 0 | 126.5081 | 400.4975 | 140.3537 | 46.0732 | 319.3179 | 46.0732 | 384.297 | 80.0366 | 80.0366 | 2598.7326 | 89.8576 | 78.6213 | 323.0021 | 378.4743 | 53.2255 | 81.0159 | 369.8767 | 238.5375 | 303.4681 | 0 | 0 | 495.8655 | 37.0003 | 37.0003 | 37.0003 | 80.6983 | 160.8218 | 239.4891 | 185.3873 | 386.4924 | 100.2913 | 219.2085 | 194.1014 | 276.2111 | 291.7846 | 131.6696 | 445.9104 | 346.2842 | 95.13 | 186.3185 | 290.4639 | 105.8865 | 225.6472 | 468.2798 | 105.8865 | 40.7175 | 285.9395 | 757.8839 | 147.0501 | 202.2773 | 101.3085 | 168.9883 | 40.7175 | 165.6198 | 251.0306 | 92.8537 | 388.883 | 38.8777 | 158.4749 | 38.8777 | 105.8865 | 160.8218 | 64.8948 | 468.2798 | 0 | 0 | 0 | 0 | 0 | 0 | 0 | 0 | 161.4511 | 0 | 0 | 0 | 0 | 258.5279 | 290.7567 | 25.8001 | 36.0855 | 289.8096 | 155.3304 | 13.2406 | 88.79 | 93.9078 | 293.8333 | 155.7618 | 207.306 | 115.7411 | 25.8001 | 359.9339 | 47.2971 | 286.4799 | 133.1641 | 155.4378 | 48.9994 | 93.2672 | 568.3805 | 26.7715 | 154.7759 | 166.9126 | 13.2406 | 13.2406 | 75.5466 | 115.4054 | 67.1874 | 134.789 | 154.4071 | 123.6392 | 143.0113 | 921.6564 | 133.7074 | 88.79 | 77.1278 | 77.1278 | 34.7745 | 61.8032 | 921.6564 | 474.7822 | 138.1754 | 0 | 0 | 0 | 75.4626 | 93.9078 | 74.6064 | 388.9645 | 93.2672 | 0 | 65.5459 | 61.8032 | 13.2406 | 80.4293 | 31.433 | 0 | 0 | 0 | 89.1029 | 0 | 0 | 147.5424 | 0 | 35.1313 | 0 | 0 | 203.5311 | 73.5684 | 31.433 | 30.3204 | 30.3204 | 75.2539 | 156.0909 | 223.9642 | 143.9935 | 331.0536 | 179.227 | 118.5574 | 264.6584 | 298.9143 | 174.8562 | 151.7164 | 567.9974 | 185.9699 | 219.0531 | 94.0788 | 87.1797 | 211.9993 | 229.6057 | 83.3511 | 87.1797 | 87.1797 | 184.8085 | 94.0788 | 94.0788 | 94.0788 | 190.7083 | 174.6501 | 199.2861 | 146.0956 | 146.0956 | 116.4891 | 229.837 | 455.9132 | 145.2555 | 129.8544 | 919.5937 | 192.9652 | 129.8544 | 639.3044 | 1235.0582 | 168.886 | 689.284 | 435.9346 | 192.9652 | 124.544 | 68.2632 | 246.7713 | 53.4961 | 53.4961 | 53.4961 | 184.0111 | 262.1167 | 89.7541 | 102.2515 | 226.2248 | 199.0137 | 109.2862 | 109.2862 | 137.0116 | 308.6816 | 53.4961 | 489.9676 | 217.6355 | 369.6695 | 134.7801 | 113.9699 | 476.5717 | 99.922 | 160.042 | 99.922 | 268.8039 | 96.3204 | 114.9631 | 64.8948 | 64.8948 | 96.3204 | 283.2635 | 248.6657 | 170.2173 | 245.388 | 110.5804 | 96.3204 | 658.9951 | 185.5008 | 261.1419 | 579.8282 | 1088.6116 | 89.5604 | 95.533 | 194.1155 | 375.2887 | 95.533 | 58.3868 | 144.7712 | 98.438 | 96.1672 | 125.3642 | 58.3243 | 58.3243 | 94.04 | 60.3751 | 196.9122 | 254.1229 | 114.5534 | 160.042 | 111.1919 | 270.8325 | 176.342 | 114.5534 | 111.1919 | 90.8508 | 331.1881 | 178.3708 | 43.9645 | 31.1135 | 375.2944 | 83.8234 | 310.8909 | 86.6903 | 356.5724 | 961.8194 | 42.8551 | 288.667 | 331.1881 | 446.7593 | 86.6903 | 35.1313 | 225.1704 | 309.2568 | 196.2956 | 176.7429 | 0 | 87.1797 | 147.1167 | 626.3646 | 0 | 89.5604 | 130.6526 | 211.9993 | 99.0668 | 138.92 | 182.8856 | 90.4102 | 0 | 0 | 0 | 0 | 0 | 0 | 0 | 0 | 73.5684 | 0 | 150.7288 | 155.6666 | 292.9566 | 183.0762 | 0 | 190.9658 | 67.94 | 47.2353 | 26.7715 | 1018.1985 | 39.4436 | 158.6093 | 60.9172 | 60.9172 | 128.3731 | 40.1404 | 67.94 | 39.4436 | 38.4965 | 38.4965 | 66.0732 | 0 | 0 | 0 | 0 | 40.1404 | 40.1404 | 40.1404 | 59.9137 | 38.4965 | 126.1457 | 0 | 0 | 31.0649 | 0 | 0 | 0 | 116.0485 | 41.6966 | 150.7602 | 53.2536 | 60.9625 | 31.0649 | 115.7766 | 225.7054 | 36.772 | 154.0107 | 146.6973 | 646.1581 | 117.7787 | 113.8883 | 147.4142 | 22.7921 | 26.8443 | 26.8443 | 22.7921 | 58.088 | 91.1094 | 194.6596 | 2391.497 | 179.8827 | 91.1094 | 84.9909 | 232.3831 | 130.164 | 105.3792 | 111.2632 | 84.9909 | 205.1067 | 84.9902 | 41.6966 | 41.6966 | 171.7029 | 137.5569 | 0 | 0 | 0 | 26.8443 | 26.8443 | 34.9731 | 0 | 0 | 0 | 0 | 0 | 0 | 22.7921 | 41.6966 | 184.533 | 26.8443 | 35.611 | 79.0736 | 0 | 0 | 0 | 0 | 0 | 0 | 0 | 0 | 0 | 0 | 0 | 0 | 0 | 0 | 0 | 0 | 0 | 0 | 0 | 0 | 0 | 0 | 0 | 0 | 0 | 0 | 0 | 0 | 0 | 0 | 0 | 0 | 0 | 0 | 0 | 0 | 0 | 0 | 0 | 0 | 0 | 0 | 0 | 0 | 0 | 0 | 0 | 0 | 0 | 0 | 0 | 0 | 0 | 0 | 0 | 0 | 0 | 0 | 0 | 0 | 0 | 0 | 0 | 0 | 0 | 0 | 0 | 0 | 0 | 0 | 0 | 0 | 0 | 0 | 0 | 0 | 0 | 0 | 0 | 0 | 0 | 0 | 0 | 0 | 0 | 0 | 0 | 0 | 0 | 0 | 0 | 0 | 0 | 0 | 0 | 0 | 0 | 0 | 0 | 0 | 0 | 0 | 0 | 0 | 0 | 0 | 0 | 0 | 0 | 2017-01-06 11:00
t0133 | 0 | 122.8073 | 393.4696 | 136.826 | 45.6075 | 314.5589 | 45.6075 | 362.2542 | 78.0789 | 78.0789 | 2506.2385 | 88.8325 | 77.0567 | 311.8621 | 368.2896 | 51.9128 | 79.598 | 362.095 | 234.1864 | 293.2796 | 0 | 0 | 485.939 | 36.3305 | 36.3305 | 36.3305 | 78.5533 | 156.8068 | 231.4173 | 179.8639 | 376.3627 | 98.4568 | 212.6758 | 188.0509 | 270.4222 | 286.3059 | 128.5934 | 424.1252 | 332.9219 | 92.8502 | 179.6084 | 283.1639 | 102.8788 | 219.3535 | 448.4141 | 102.8788 | 39.9094 | 278.9438 | 736.9379 | 142.5617 | 197.3397 | 99.5674 | 164.2325 | 39.9094 | 161.8396 | 243.0741 | 90.6122 | 379.7092 | 38.333 | 153.336 | 38.333 | 102.8788 | 156.8068 | 63.4 | 448.4141 | 0 | 0 | 0 | 0 | 0 | 0 | 0 | 0 | 157.8691 | 0 | 0 | 0 | 0 | 252.2858 | 285.1299 | 25.3641 | 36.0458 | 286.1211 | 153.2967 | 13.1266 | 87.9633 | 93.2607 | 287.7282 | 152.2499 | 202.7749 | 114.913 | 25.3641 | 353.6682 | 46.938 | 281.4922 | 131.9772 | 153.2162 | 48.5256 | 92.1756 | 558.6472 | 26.7774 | 152.5112 | 165.336 | 13.1266 | 13.1266 | 74.8377 | 112.8852 | 66.4254 | 133.3134 | 151.224 | 121.9013 | 140.8491 | 907.3419 | 133.4678 | 87.9633 | 76.1642 | 76.1642 | 34.4364 | 61.4709 | 907.3419 | 467.1571 | 136.1549 | 0 | 0 | 0 | 74.5144 | 93.2607 | 73.5482 | 383.7234 | 92.1756 | 0 | 64.658 | 61.4709 | 13.1266 | 79.4084 | 31.1694 | 0 | 0 | 0 | 87.5372 | 0 | 0 | 145.143 | 0 | 35.0077 | 0 | 0 | 199.8007 | 71.505 | 31.1694 | 29.8945 | 29.8945 | 75.1871 | 154.3418 | 221.1788 | 142.2913 | 323.0581 | 175.3233 | 116.5274 | 259.9254 | 292.0956 | 172.8076 | 149.3357 | 552.2912 | 182.2198 | 217.0844 | 91.6308 | 85.2511 | 207.7298 | 227.5435 | 82.3268 | 85.2511 | 85.2511 | 182.1418 | 91.6308 | 91.6308 | 91.6308 | 188.4632 | 170.6299 | 197.1409 | 144.2938 | 144.2938 | 114.9637 | 225.9582 | 446.4128 | 140.6822 | 128.4471 | 890.1623 | 188.5865 | 128.4471 | 625.9068 | 1199.174 | 167.6373 | 675.9261 | 427.8566 | 188.5865 | 122.3754 | 67.3202 | 245.2069 | 52.5681 | 52.5681 | 52.5681 | 182.4081 | 258.6663 | 89.322 | 99.1782 | 222.105 | 194.3438 | 106.3553 | 106.3553 | 134.4597 | 299.9514 | 52.5681 | 482.3586 | 212.8472 | 361.7648 | 131.7955 | 112.0926 | 466.8963 | 98.2389 | 154.7461 | 98.2389 | 263.0345 | 94.7973 | 112.0012 | 63.4 | 63.4 | 94.7973 | 272.8923 | 241.2593 | 166.7683 | 241.1034 | 107.3747 | 94.7973 | 632.5391 | 181.7026 | 255.2554 | 566.4018 | 1055.4945 | 87.7096 | 93.3914 | 192.0163 | 368.1586 | 93.3914 | 57.6718 | 142.2709 | 96.0304 | 94.4849 | 123.8903 | 57.0941 | 57.0941 | 91.81 | 59.4996 | 191.6601 | 248.0143 | 112.7955 | 154.7461 | 109.0568 | 265.3965 | 172.694 | 112.7955 | 109.0568 | 90.1467 | 324.3097 | 174.0721 | 42.8474 | 30.9418 | 368.9406 | 82.7852 | 306.4656 | 85.657 | 351.115 | 933.4869 | 42.3348 | 286.7983 | 324.3097 | 438.2009 | 85.657 | 35.0077 | 210.9294 | 304.9407 | 190.6486 | 170.5871 | 0 | 85.2511 | 144.8471 | 603.7427 | 0 | 87.7096 | 128.278 | 207.7298 | 96.7326 | 138.7177 | 179.5692 | 89.4169 | 0 | 0 | 0 | 0 | 0 | 0 | 0 | 0 | 71.505 | 0 | 147.2694 | 149.2164 | 286.9388 | 178.9451 | 0 | 188.8353 | 67.8023 | 46.75 | 26.7774 | 1003.7931 | 38.8085 | 156.0934 | 60.6427 | 60.6427 | 128.1867 | 39.8332 | 67.8023 | 38.8085 | 38.3361 | 38.3361 | 65.6076 | 0 | 0 | 0 | 0 | 39.8332 | 39.8332 | 39.8332 | 59.3536 | 38.3361 | 124.8394 | 0 | 0 | 30.4972 | 0 | 0 | 0 | 114.9649 | 40.5726 | 148.6893 | 51.26 | 60.2469 | 30.4972 | 113.2452 | 222.032 | 36.4535 | 149.9255 | 144.0158 | 629.7581 | 115.7215 | 111.8369 | 145.013 | 22.3815 | 26.3724 | 26.3724 | 22.3815 | 57.5883 | 89.7648 | 192.1833 | 2327.0417 | 178.1591 | 89.7648 | 83.551 | 227.4792 | 129.0113 | 105.0706 | 110.4264 | 83.551 | 202.892 | 83.3884 | 40.5726 | 40.5726 | 169.9371 | 135.4662 | 0 | 0 | 0 | 26.3724 | 26.3724 | 34.6647 | 0 | 0 | 0 | 0 | 0 | 0 | 22.3815 | 40.5726 | 181.8992 | 26.3724 | 35.0421 | 78.6963 | 0 | 0 | 0 | 0 | 0 | 0 | 0 | 0 | 0 | 0 | 0 | 0 | 0 | 0 | 0 | 0 | 0 | 0 | 0 | 0 | 0 | 0 | 0 | 0 | 0 | 0 | 0 | 0 | 0 | 0 | 0 | 0 | 0 | 0 | 0 | 0 | 0 | 0 | 0 | 0 | 0 | 0 | 0 | 0 | 0 | 0 | 0 | 0 | 0 | 0 | 0 | 0 | 0 | 0 | 0 | 0 | 0 | 0 | 0 | 0 | 0 | 0 | 0 | 0 | 0 | 0 | 0 | 0 | 0 | 0 | 0 | 0 | 0 | 0 | 0 | 0 | 0 | 0 | 0 | 0 | 0 | 0 | 0 | 0 | 0 | 0 | 0 | 0 | 0 | 0 | 0 | 0 | 0 | 0 | 0 | 0 | 0 | 0 | 0 | 0 | 0 | 0 | 0 | 0 | 0 | 0 | 0 | 0 | 0 | 2017-01-06 12:00
t0134 | 0 | 123.3863 | 383.8899 | 139.5184 | 44.6026 | 306.6154 | 44.6026 | 404.2227 | 74.6121 | 74.6121 | 2362.7184 | 85.1273 | 78.7342 | 316.5787 | 378.0537 | 54.0174 | 79.4187 | 362.2718 | 233.2043 | 307.5111 | 0 | 0 | 473.511 | 36.6962 | 36.6962 | 36.6962 | 80.1071 | 158.5232 | 241.2321 | 167.978 | 368.4338 | 96.9083 | 220.0267 | 195.812 | 273.4668 | 284.6964 | 132.1268 | 456.2844 | 338.2413 | 94.4226 | 188.6439 | 281.9956 | 104.7841 | 223.2901 | 441.89 | 104.7841 | 41.3367 | 283.1319 | 750.32 | 147.8847 | 194.7183 | 99.8422 | 168.8866 | 41.3367 | 165.1037 | 253.6291 | 93.1762 | 373.3893 | 38.1963 | 159.9593 | 38.1963 | 104.7841 | 158.5232 | 63.7915 | 441.89 | 0 | 0 | 0 | 0 | 0 | 0 | 0 | 0 | 159.942 | 0 | 0 | 0 | 0 | 253.6038 | 287.0156 | 26.0102 | 35.9712 | 277.2362 | 155.2088 | 13.0916 | 87.8773 | 94.4682 | 284.3006 | 153.0445 | 204.9922 | 112.3265 | 26.0102 | 337.8899 | 47.1242 | 277.918 | 132.0573 | 155.5752 | 48.9501 | 92.661 | 545.1779 | 26.4041 | 153.7784 | 164.2915 | 13.0916 | 13.0916 | 73.2648 | 114.5797 | 66.668 | 133.5065 | 152.1837 | 114.5435 | 128.3144 | 850.524 | 130.8849 | 87.8773 | 77.1121 | 77.1121 | 34.518 | 59.3044 | 850.524 | 448.1029 | 139.4327 | 0 | 0 | 0 | 75.8842 | 94.4682 | 74.4829 | 379.7401 | 92.661 | 0 | 65.6018 | 59.3044 | 13.0916 | 76.562 | 30.3427 | 0 | 0 | 0 | 87.7465 | 0 | 0 | 144.307 | 0 | 34.7002 | 0 | 0 | 200.9562 | 74.3738 | 30.3427 | 30.0029 | 30.0029 | 74.6822 | 152.1732 | 215.1993 | 142.0077 | 316.2814 | 176.9547 | 115.7016 | 260.5355 | 279.3384 | 168.8811 | 148.9579 | 511.6855 | 181.8934 | 211.1208 | 90.8951 | 85.0418 | 203.0128 | 223.6292 | 80.9913 | 85.0418 | 85.0418 | 174.8385 | 90.8951 | 90.8951 | 90.8951 | 184.1554 | 169.5084 | 190.9741 | 142.2809 | 142.2809 | 112.753 | 214.1177 | 443.5005 | 142.903 | 123.665 | 812.2852 | 185.3469 | 123.665 | 572.3993 | 1123.0509 | 163.017 | 643.8251 | 419.3223 | 185.3469 | 118.6696 | 66.5149 | 239.8055 | 52.9373 | 52.9373 | 52.9373 | 179.3269 | 245.3889 | 86.5598 | 104.5192 | 221.9598 | 197.4339 | 108.2236 | 108.2236 | 132.2312 | 313.337 | 52.9373 | 467.0064 | 214.6262 | 364.1466 | 133.5249 | 113.3068 | 435.1914 | 97.5462 | 158.8131 | 97.5462 | 256.8264 | 91.9069 | 111.0243 | 63.7915 | 63.7915 | 91.9069 | 280.199 | 246.6605 | 162.6291 | 232.9819 | 108.8483 | 91.9069 | 654.2562 | 182.8142 | 242.5254 | 540.8378 | 975.2971 | 88.1971 | 94.4007 | 186.0736 | 360.5507 | 94.4007 | 57.9738 | 140.005 | 97.4302 | 94.4334 | 121.5885 | 56.7831 | 56.7831 | 91.5137 | 58.4261 | 182.6019 | 244.7955 | 112.1461 | 158.8131 | 107.3328 | 254.5396 | 174.3335 | 112.1461 | 107.3328 | 88.9687 | 306.7477 | 174.4047 | 44.7663 | 30.8673 | 369.9592 | 82.1175 | 298.2539 | 84.5598 | 355.3697 | 913.2654 | 42.8187 | 286.9038 | 306.7477 | 419.6729 | 84.5598 | 34.7002 | 234.2475 | 297.6203 | 191.0742 | 177.2455 | 0 | 85.0418 | 146.6857 | 556.6659 | 0 | 88.1971 | 126.5879 | 203.0128 | 93.0817 | 136.6712 | 181.3831 | 87.4909 | 0 | 0 | 0 | 0 | 0 | 0 | 0 | 0 | 74.3738 | 0 | 149.3036 | 160.2111 | 273.8798 | 172.5299 | 0 | 184.3036 | 64.7947 | 46.2527 | 26.4041 | 943.5378 | 38.9198 | 147.6872 | 58.9314 | 58.9314 | 121.8101 | 38.5168 | 64.7947 | 38.9198 | 37.9959 | 37.9959 | 64.7807 | 0 | 0 | 0 | 0 | 38.5168 | 38.5168 | 38.5168 | 58.3588 | 37.9959 | 123.0635 | 0 | 0 | 28.8789 | 0 | 0 | 0 | 112.4107 | 41.3173 | 144.1604 | 52.0441 | 59.3899 | 28.8789 | 115.073 | 208.747 | 36.398 | 150.9849 | 141.2176 | 611.8778 | 115.4887 | 111.6368 | 143.2358 | 22.2476 | 26.4101 | 26.4101 | 22.2476 | 55.6585 | 87.6729 | 189.9139 | 2172.0907 | 169.343 | 87.6729 | 81.7269 | 211.0377 | 124.3737 | 102.7214 | 106.1033 | 81.7269 | 194.2349 | 80.0865 | 41.3173 | 41.3173 | 167.0102 | 128.7234 | 0 | 0 | 0 | 26.4101 | 26.4101 | 33.7802 | 0 | 0 | 0 | 0 | 0 | 0 | 22.2476 | 41.3173 | 175.1703 | 26.4101 | 34.8041 | 77.013 | 0 | 0 | 0 | 0 | 0 | 0 | 0 | 0 | 0 | 0 | 0 | 0 | 0 | 0 | 0 | 0 | 0 | 0 | 0 | 0 | 0 | 0 | 0 | 0 | 0 | 0 | 0 | 0 | 0 | 0 | 0 | 0 | 0 | 0 | 0 | 0 | 0 | 0 | 0 | 0 | 0 | 0 | 0 | 0 | 0 | 0 | 0 | 0 | 0 | 0 | 0 | 0 | 0 | 0 | 0 | 0 | 0 | 0 | 0 | 0 | 0 | 0 | 0 | 0 | 0 | 0 | 0 | 0 | 0 | 0 | 0 | 0 | 0 | 0 | 0 | 0 | 0 | 0 | 0 | 0 | 0 | 0 | 0 | 0 | 0 | 0 | 0 | 0 | 0 | 0 | 0 | 0 | 0 | 0 | 0 | 0 | 0 | 0 | 0 | 0 | 0 | 0 | 0 | 0 | 0 | 0 | 0 | 0 | 0 | 2017-01-06 13:00
t0135 | 0 | 126.7718 | 378.2612 | 144.1501 | 43.5389 | 300.6471 | 43.5389 | 463.807 | 72.9916 | 72.9916 | 2326.1887 | 81.7629 | 80.8734 | 330.3849 | 393.6128 | 56.6438 | 79.7454 | 366.4939 | 234.0423 | 328.2753 | 0 | 0 | 467.8453 | 37.2519 | 37.2519 | 37.2519 | 82.9444 | 162.6465 | 256.4798 | 162.4347 | 368.9596 | 96.3182 | 231.3763 | 207.2947 | 279.0235 | 285.6068 | 136.9762 | 506.0889 | 355.3218 | 97.1894 | 202.3013 | 285.9433 | 108.6756 | 231.3116 | 456.121 | 108.6756 | 42.9084 | 291.2061 | 777.1165 | 155.9799 | 195.7435 | 100.6218 | 176.3823 | 42.9084 | 170.0872 | 269.1033 | 96.7613 | 373.8272 | 38.1139 | 169.863 | 38.1139 | 108.6756 | 162.6465 | 65.0217 | 456.121 | 0 | 0 | 0 | 0 | 0 | 0 | 0 | 0 | 163.723 | 0 | 0 | 0 | 0 | 258.719 | 291.0842 | 26.6799 | 35.2625 | 269.5029 | 156.7282 | 12.9694 | 87.2725 | 94.5848 | 284.5594 | 155.7656 | 209.3763 | 109.1067 | 26.6799 | 326.7628 | 46.8782 | 276.5762 | 131.2483 | 157.739 | 49.0367 | 92.8311 | 536.9462 | 25.561 | 155.1044 | 162.449 | 12.9694 | 12.9694 | 71.5039 | 117.402 | 66.6656 | 133.1795 | 154.5922 | 108.4992 | 118.1784 | 805.7933 | 126.4638 | 87.2725 | 77.7982 | 77.7982 | 34.3983 | 56.7688 | 805.7933 | 433.9677 | 142.4098 | 0 | 0 | 0 | 76.9333 | 94.5848 | 75.3445 | 376.4245 | 92.8311 | 0 | 66.4005 | 56.7688 | 12.9694 | 74.0937 | 29.4205 | 0 | 0 | 0 | 88.455 | 0 | 0 | 144.2108 | 0 | 33.9369 | 0 | 0 | 203.364 | 78.3315 | 29.4205 | 30.1198 | 30.1198 | 72.8887 | 149.852 | 209.8704 | 141.431 | 315.7558 | 180.4863 | 115.6433 | 262.7497 | 272.7307 | 165.158 | 149.1362 | 489.4327 | 183.4332 | 204.7159 | 91.9961 | 85.9641 | 201.1265 | 218.8679 | 79.7344 | 85.9641 | 85.9641 | 168.9941 | 91.9961 | 91.9961 | 91.9961 | 180.0896 | 170.9961 | 185.041 | 140.3614 | 140.3614 | 110.8447 | 205.359 | 445.9544 | 148.5619 | 119.1742 | 771.9159 | 185.2258 | 119.1742 | 534.6155 | 1087.3562 | 157.6698 | 622.9114 | 415.4003 | 185.2258 | 116.2869 | 65.8778 | 232.7436 | 53.5489 | 53.5489 | 53.5489 | 175.4858 | 234.1771 | 83.1257 | 111.4503 | 223.4022 | 202.9113 | 111.9064 | 111.9064 | 131.3971 | 331.1762 | 53.5489 | 455.6478 | 218.8156 | 370.3953 | 136.6721 | 114.8224 | 413.4159 | 97.4595 | 166.7759 | 97.4595 | 254.761 | 89.8202 | 112.262 | 65.0217 | 65.0217 | 89.8202 | 295.8311 | 257.0723 | 160.8507 | 227.6186 | 112.5745 | 89.8202 | 697.9474 | 185.6356 | 235.3248 | 527.626 | 935.0372 | 89.5429 | 96.4882 | 180.3623 | 357.2114 | 96.4882 | 58.1246 | 138.9133 | 100.1736 | 94.9548 | 119.356 | 57.1701 | 57.1701 | 92.6668 | 57.6207 | 178.805 | 246.0085 | 111.9186 | 166.7759 | 106.8196 | 248.0631 | 177.5572 | 111.9186 | 106.8196 | 87.2327 | 295.5786 | 177.4398 | 47.1342 | 30.4471 | 372.708 | 81.4301 | 291.7414 | 83.4501 | 359.8896 | 918.6966 | 43.1423 | 284.0715 | 295.5786 | 407.8789 | 83.4501 | 33.9369 | 270.0187 | 291.7268 | 195.7938 | 188.2973 | 0 | 85.9641 | 148.6462 | 537.8964 | 0 | 89.5429 | 126.0707 | 201.1265 | 91.4824 | 132.543 | 184.1441 | 85.5575 | 0 | 0 | 0 | 0 | 0 | 0 | 0 | 0 | 78.3315 | 0 | 153.0835 | 175.7279 | 265.9739 | 169.5867 | 0 | 179.8792 | 61.1535 | 45.6195 | 25.561 | 894.1808 | 39.1648 | 141.2128 | 56.7099 | 56.7099 | 114.243 | 37.0785 | 61.1535 | 39.1648 | 37.1931 | 37.1931 | 63.4755 | 0 | 0 | 0 | 0 | 37.0785 | 37.0785 | 37.0785 | 57.1705 | 37.1931 | 121.0125 | 0 | 0 | 27.743 | 0 | 0 | 0 | 109.5826 | 42.7575 | 140.4362 | 54.5534 | 58.5221 | 27.743 | 118.0156 | 198.5627 | 36.0964 | 154.7935 | 139.9058 | 608.1125 | 115.9809 | 112.2238 | 142.3574 | 22.2868 | 26.6027 | 26.6027 | 22.2868 | 53.6364 | 86.0968 | 187.8111 | 2089.3623 | 160.9611 | 86.0968 | 80.6323 | 199.8686 | 119.6282 | 99.1486 | 101.531 | 80.6323 | 186.2064 | 77.991 | 42.7575 | 42.7575 | 163.7744 | 123.4341 | 0 | 0 | 0 | 26.6027 | 26.6027 | 32.8054 | 0 | 0 | 0 | 0 | 0 | 0 | 22.2868 | 42.7575 | 169.764 | 26.6027 | 34.7357 | 74.6101 | 0 | 0 | 0 | 0 | 0 | 0 | 0 | 0 | 0 | 0 | 0 | 0 | 0 | 0 | 0 | 0 | 0 | 0 | 0 | 0 | 0 | 0 | 0 | 0 | 0 | 0 | 0 | 0 | 0 | 0 | 0 | 0 | 0 | 0 | 0 | 0 | 0 | 0 | 0 | 0 | 0 | 0 | 0 | 0 | 0 | 0 | 0 | 0 | 0 | 0 | 0 | 0 | 0 | 0 | 0 | 0 | 0 | 0 | 0 | 0 | 0 | 0 | 0 | 0 | 0 | 0 | 0 | 0 | 0 | 0 | 0 | 0 | 0 | 0 | 0 | 0 | 0 | 0 | 0 | 0 | 0 | 0 | 0 | 0 | 0 | 0 | 0 | 0 | 0 | 0 | 0 | 0 | 0 | 0 | 0 | 0 | 0 | 0 | 0 | 0 | 0 | 0 | 0 | 0 | 0 | 0 | 0 | 0 | 0 | 2017-01-06 14:00
t0136 | 0 | 130.6356 | 386.0372 | 147.6956 | 44.056 | 305.9474 | 44.056 | 485.0388 | 75.2321 | 75.2321 | 2432.0543 | 82.995 | 82.4035 | 341.9061 | 403.7641 | 57.9011 | 81.2169 | 374.5766 | 238.5913 | 338.2549 | 0 | 0 | 478.8342 | 37.9232 | 37.9232 | 37.9232 | 85.1093 | 166.7554 | 264.468 | 168.9115 | 380.0244 | 98.2993 | 237.8498 | 213.2462 | 284.8739 | 291.3636 | 139.9932 | 527.5257 | 369.1994 | 99.4857 | 208.9055 | 293.6538 | 111.7333 | 237.7088 | 477.5975 | 111.7333 | 43.6674 | 298.2937 | 798.3849 | 160.416 | 201.0547 | 102.3994 | 181.1247 | 43.6674 | 173.8509 | 276.9142 | 98.9634 | 383.7629 | 38.6755 | 174.9222 | 38.6755 | 111.7333 | 166.7554 | 66.5605 | 477.5975 | 0 | 0 | 0 | 0 | 0 | 0 | 0 | 0 | 167.3416 | 0 | 0 | 0 | 0 | 265.174 | 296.809 | 27.0926 | 35.2752 | 273.7216 | 158.681 | 13.0823 | 88.0895 | 95.1304 | 291.095 | 159.3845 | 213.9732 | 110.038 | 27.0926 | 334.094 | 47.2124 | 281.914 | 132.4047 | 159.8709 | 49.4805 | 93.8997 | 547.7137 | 25.5497 | 157.3441 | 164.0585 | 13.0823 | 13.0823 | 72.2882 | 119.9331 | 67.415 | 134.6415 | 157.8462 | 110.6751 | 121.0834 | 823.5984 | 126.7391 | 88.0895 | 78.7178 | 78.7178 | 34.7275 | 57.1903 | 823.5984 | 442.8461 | 144.2889 | 0 | 0 | 0 | 77.8144 | 95.1304 | 76.3699 | 381.9618 | 93.8997 | 0 | 67.2491 | 57.1903 | 13.0823 | 75.2827 | 29.7223 | 0 | 0 | 0 | 90.0575 | 0 | 0 | 146.7204 | 0 | 34.0544 | 0 | 0 | 207.1543 | 80.3418 | 29.7223 | 30.547 | 30.547 | 72.9171 | 151.7214 | 213.0109 | 143.1566 | 324.4932 | 184.4615 | 117.779 | 267.6 | 280.553 | 167.432 | 151.596 | 508.1883 | 187.3438 | 206.9737 | 94.604 | 87.9856 | 205.8193 | 221.1035 | 80.8405 | 87.9856 | 87.9856 | 172.1165 | 94.604 | 94.604 | 94.604 | 182.5828 | 175.2548 | 187.5206 | 142.289 | 142.289 | 112.5114 | 210.0056 | 455.9916 | 153.2637 | 120.8427 | 807.299 | 189.9735 | 120.8427 | 551.5122 | 1129.3442 | 159.1197 | 638.5304 | 424.2243 | 189.9735 | 118.727 | 66.8807 | 234.5049 | 54.4845 | 54.4845 | 54.4845 | 177.2204 | 238.4075 | 83.662 | 114.3922 | 227.6656 | 207.6185 | 114.8796 | 114.8796 | 134.1594 | 339.6148 | 54.4845 | 464.2889 | 223.7061 | 378.4895 | 139.6868 | 116.6837 | 425.2194 | 99.2291 | 172.1457 | 99.2291 | 261.1102 | 91.5414 | 115.4211 | 66.5605 | 66.5605 | 91.5414 | 306.4122 | 264.5741 | 164.6609 | 232.4846 | 115.8666 | 91.5414 | 724.8291 | 189.5191 | 242.1699 | 543.0618 | 974.3877 | 91.4391 | 98.6654 | 182.7845 | 365.0133 | 98.6654 | 58.8281 | 141.6142 | 102.6151 | 96.6916 | 120.9634 | 58.4669 | 58.4669 | 95.0137 | 58.5726 | 184.8195 | 252.5742 | 113.7531 | 172.1457 | 109.1263 | 254.3062 | 181.2573 | 113.7531 | 109.1263 | 87.9753 | 303.7013 | 181.9166 | 48.1982 | 30.6077 | 379.189 | 82.5138 | 296.7024 | 84.5495 | 365.236 | 949.6502 | 43.6393 | 285.8178 | 303.7013 | 417.7681 | 84.5495 | 34.0544 | 283.9683 | 296.5214 | 201.7118 | 194.4407 | 0 | 87.9856 | 150.8669 | 564.4613 | 0 | 91.4391 | 128.6168 | 205.8193 | 94.1236 | 132.7431 | 187.4683 | 86.656 | 0 | 0 | 0 | 0 | 0 | 0 | 0 | 0 | 80.3418 | 0 | 156.5813 | 181.9707 | 272.9494 | 174.2511 | 0 | 182.2603 | 61.4046 | 46.1286 | 25.5497 | 912.1828 | 39.8102 | 144.2579 | 57.0444 | 57.0444 | 114.676 | 37.4465 | 61.4046 | 39.8102 | 37.3492 | 37.3492 | 63.9634 | 0 | 0 | 0 | 0 | 37.4465 | 37.4465 | 37.4465 | 57.7762 | 37.3492 | 122.4081 | 0 | 0 | 28.4192 | 0 | 0 | 0 | 110.7893 | 43.8964 | 142.7909 | 56.6229 | 59.288 | 28.4192 | 120.5512 | 203.0704 | 36.4099 | 159.0216 | 142.8311 | 626.2864 | 118.1141 | 114.3526 | 144.9211 | 22.7181 | 27.0871 | 27.0871 | 22.7181 | 54.2302 | 87.5851 | 190.4384 | 2165.6255 | 163.1485 | 87.5851 | 82.2149 | 205.8805 | 121.0118 | 99.513 | 102.5724 | 82.2149 | 188.8939 | 79.8314 | 43.8964 | 43.8964 | 165.689 | 125.9456 | 0 | 0 | 0 | 27.0871 | 27.0871 | 33.1557 | 0 | 0 | 0 | 0 | 0 | 0 | 22.7181 | 43.8964 | 172.8193 | 27.0871 | 35.3323 | 75.0372 | 0 | 0 | 0 | 0 | 0 | 0 | 0 | 0 | 0 | 0 | 0 | 0 | 0 | 0 | 0 | 0 | 0 | 0 | 0 | 0 | 0 | 0 | 0 | 0 | 0 | 0 | 0 | 0 | 0 | 0 | 0 | 0 | 0 | 0 | 0 | 0 | 0 | 0 | 0 | 0 | 0 | 0 | 0 | 0 | 0 | 0 | 0 | 0 | 0 | 0 | 0 | 0 | 0 | 0 | 0 | 0 | 0 | 0 | 0 | 0 | 0 | 0 | 0 | 0 | 0 | 0 | 0 | 0 | 0 | 0 | 0 | 0 | 0 | 0 | 0 | 0 | 0 | 0 | 0 | 0 | 0 | 0 | 0 | 0 | 0 | 0 | 0 | 0 | 0 | 0 | 0 | 0 | 0 | 0 | 0 | 0 | 0 | 0 | 0 | 0 | 0 | 0 | 0 | 0 | 0 | 0 | 0 | 0 | 0 | 2017-01-06 15:00
t0137 | 0 | 139.3524 | 408.0947 | 157.1222 | 46.3067 | 322.7585 | 46.3067 | 526.0439 | 79.9259 | 79.9259 | 2605.7705 | 87.2653 | 87.3464 | 366.0486 | 430.0877 | 61.5916 | 85.8987 | 397.2192 | 252.4724 | 361.9384 | 0 | 0 | 507.1411 | 40.1376 | 40.1376 | 40.1376 | 90.6318 | 177.3594 | 283.0061 | 180.1572 | 404.3984 | 103.9959 | 253.8644 | 227.8175 | 302.1328 | 308.4279 | 148.7609 | 569.6984 | 396.3538 | 105.7459 | 223.8809 | 312.3067 | 119.1312 | 253.3571 | 514.1447 | 119.1312 | 46.2963 | 317.167 | 850.7954 | 171.3012 | 213.6875 | 108.2894 | 193.0974 | 46.2963 | 184.6518 | 295.9395 | 105.2186 | 407.6093 | 40.7975 | 187.029 | 40.7975 | 119.1312 | 177.3594 | 70.6919 | 514.1447 | 0 | 0 | 0 | 0 | 0 | 0 | 0 | 0 | 177.64 | 0 | 0 | 0 | 0 | 281.8524 | 314.402 | 28.6593 | 36.8449 | 288.2163 | 167.3462 | 13.744 | 92.6 | 99.8674 | 308.5628 | 169.216 | 227.0805 | 115.386 | 28.6593 | 352.964 | 49.5736 | 298.0735 | 139.1498 | 168.7613 | 52.045 | 98.9055 | 578.8235 | 26.643 | 166.1052 | 172.4453 | 13.744 | 13.744 | 75.9405 | 127.2863 | 70.9862 | 141.7225 | 167.3538 | 116.5495 | 127.5005 | 868.3255 | 132.3432 | 92.6 | 82.9799 | 82.9799 | 36.5212 | 59.8505 | 868.3255 | 467.402 | 152.3815 | 0 | 0 | 0 | 82.0453 | 99.8674 | 80.605 | 402.6768 | 98.9055 | 0 | 70.9489 | 59.8505 | 13.744 | 79.2547 | 31.1928 | 0 | 0 | 0 | 95.2637 | 0 | 0 | 155.0227 | 0 | 35.6268 | 0 | 0 | 219.2667 | 85.6548 | 31.1928 | 32.2301 | 32.2301 | 76.1322 | 159.6531 | 224.2681 | 150.7687 | 344.7785 | 195.7453 | 124.5196 | 283.1344 | 297.6771 | 176.205 | 160.1187 | 541.0501 | 198.5338 | 217.3101 | 100.6731 | 93.373 | 218.0195 | 232.2332 | 85.1321 | 93.373 | 93.373 | 181.4263 | 100.6731 | 100.6731 | 100.6731 | 192.1574 | 186.0952 | 197.1392 | 149.8585 | 149.8585 | 118.5475 | 221.7246 | 483.4242 | 163.7526 | 127.0216 | 862.4553 | 201.6418 | 127.0216 | 583.7747 | 1203.8549 | 166.8512 | 675.6134 | 448.8475 | 201.6418 | 125.4794 | 70.5229 | 245.7463 | 57.6307 | 57.6307 | 57.6307 | 186.1037 | 250.9519 | 87.5301 | 122.1276 | 240.9241 | 220.6028 | 122.3513 | 122.3513 | 141.9673 | 362.1417 | 57.6307 | 489.9504 | 237.4244 | 401.5103 | 148.2789 | 123.3536 | 450.0356 | 104.8864 | 184.1321 | 104.8864 | 276.861 | 96.626 | 122.8019 | 70.6919 | 70.6919 | 96.626 | 328.5117 | 282.3644 | 174.4302 | 245.695 | 123.5833 | 96.626 | 778.8721 | 200.9135 | 256.8675 | 576.3492 | 1039.6993 | 96.949 | 104.7508 | 192.1701 | 386.3313 | 104.7508 | 61.9893 | 149.7044 | 109.1064 | 102.2687 | 127.3228 | 61.997 | 61.997 | 100.9466 | 61.7843 | 196.6804 | 268.3719 | 120.1073 | 184.1321 | 115.5295 | 269.2632 | 192.1956 | 120.1073 | 115.5295 | 92.3286 | 321.6492 | 193.3436 | 51.2979 | 32.0797 | 400.9245 | 86.9226 | 312.8276 | 89.0222 | 385.7986 | 1012.9701 | 45.9889 | 299.8166 | 321.6492 | 442.0057 | 89.0222 | 35.6268 | 308.9893 | 312.5945 | 215.0942 | 208.2209 | 0 | 93.373 | 159.3769 | 605.0339 | 0 | 96.949 | 136.0661 | 218.0195 | 99.9371 | 138.6057 | 198.4195 | 91.1479 | 0 | 0 | 0 | 0 | 0 | 0 | 0 | 0 | 85.6548 | 0 | 166.3089 | 195.656 | 289.0815 | 184.8771 | 0 | 191.7175 | 64.0509 | 48.5107 | 26.643 | 960.6852 | 42.0666 | 152.1749 | 59.674 | 59.674 | 119.5239 | 39.2655 | 64.0509 | 42.0666 | 39.0937 | 39.0937 | 67.0926 | 0 | 0 | 0 | 0 | 39.2655 | 39.2655 | 39.2655 | 60.703 | 39.0937 | 128.7216 | 0 | 0 | 30.0388 | 0 | 0 | 0 | 116.3775 | 46.7562 | 150.4757 | 60.7411 | 62.4128 | 30.0388 | 127.9469 | 214.2501 | 38.2546 | 169.3119 | 151.0942 | 665.9821 | 124.9203 | 120.9914 | 153.0999 | 24.0349 | 28.6525 | 28.6525 | 24.0349 | 56.9075 | 92.3923 | 200.6425 | 2304.5582 | 171.2327 | 92.3923 | 86.8773 | 218.019 | 127.0001 | 103.9945 | 107.516 | 86.8773 | 198.5063 | 84.4476 | 46.7562 | 46.7562 | 174.2072 | 132.8016 | 0 | 0 | 0 | 28.6525 | 28.6525 | 34.8094 | 0 | 0 | 0 | 0 | 0 | 0 | 24.0349 | 46.7562 | 182.1615 | 28.6525 | 37.3226 | 78.5372 | 0 | 0 | 0 | 0 | 0 | 0 | 0 | 0 | 0 | 0 | 0 | 0 | 0 | 0 | 0 | 0 | 0 | 0 | 0 | 0 | 0 | 0 | 0 | 0 | 0 | 0 | 0 | 0 | 0 | 0 | 0 | 0 | 0 | 0 | 0 | 0 | 0 | 0 | 0 | 0 | 0 | 0 | 0 | 0 | 0 | 0 | 0 | 0 | 0 | 0 | 0 | 0 | 0 | 0 | 0 | 0 | 0 | 0 | 0 | 0 | 0 | 0 | 0 | 0 | 0 | 0 | 0 | 0 | 0 | 0 | 0 | 0 | 0 | 0 | 0 | 0 | 0 | 0 | 0 | 0 | 0 | 0 | 0 | 0 | 0 | 0 | 0 | 0 | 0 | 0 | 0 | 0 | 0 | 0 | 0 | 0 | 0 | 0 | 0 | 0 | 0 | 0 | 0 | 0 | 0 | 0 | 0 | 0 | 0 | 2017-01-06 16:00
t0138 | 0 | 137.6009 | 413.2683 | 155.3222 | 47.3681 | 328.2174 | 47.3681 | 491.2842 | 80.6832 | 80.6832 | 2598.7765 | 89.7599 | 86.8797 | 358.0094 | 423.4013 | 60.576 | 86.3512 | 397.0404 | 253.7028 | 351.4492 | 0 | 0 | 511.9556 | 40.1593 | 40.1593 | 40.1593 | 89.4249 | 175.803 | 275.1654 | 181.7854 | 404.0666 | 104.8929 | 248.4904 | 222.2447 | 301.0387 | 309.8443 | 147.0685 | 540.5263 | 385.5782 | 104.7739 | 216.677 | 310.8799 | 117.3117 | 249.6906 | 501.6335 | 117.3117 | 45.8674 | 314.2203 | 838.7063 | 167.4081 | 213.5231 | 108.7317 | 189.708 | 45.8674 | 183.0551 | 288.3644 | 103.8952 | 408.1938 | 41.2295 | 182.0915 | 41.2295 | 117.3117 | 175.803 | 70.3489 | 501.6335 | 0 | 0 | 0 | 0 | 0 | 0 | 0 | 0 | 176.6117 | 0 | 0 | 0 | 0 | 280.1506 | 314.38 | 28.5863 | 37.9067 | 294.6606 | 168.4422 | 13.9914 | 94.1177 | 101.3608 | 309.7488 | 168.5531 | 226.0111 | 118.5713 | 28.5863 | 360.1307 | 50.4213 | 300.7141 | 141.4317 | 169.4345 | 52.6959 | 99.9783 | 586.4732 | 27.5906 | 167.0679 | 175.5663 | 13.9914 | 13.9914 | 77.735 | 126.5373 | 71.8309 | 143.5944 | 167.0725 | 120.2756 | 132.9605 | 894.792 | 136.929 | 94.1177 | 83.5919 | 83.5919 | 37.0554 | 61.9792 | 894.792 | 477.188 | 152.5111 | 0 | 0 | 0 | 82.4855 | 101.3608 | 81.0072 | 408.1954 | 99.9783 | 0 | 71.3215 | 61.9792 | 13.9914 | 81.1767 | 32.0438 | 0 | 0 | 0 | 95.6137 | 0 | 0 | 156.2866 | 0 | 36.6169 | 0 | 0 | 219.6111 | 83.9022 | 32.0438 | 32.4922 | 32.4922 | 78.4889 | 162.5777 | 229.0407 | 152.7523 | 345.4814 | 194.9381 | 125.4394 | 284.0577 | 301.1583 | 179.8618 | 161.3804 | 549.239 | 198.8221 | 223.1179 | 100.211 | 93.2789 | 219.8372 | 237.5262 | 86.6229 | 93.2789 | 93.2789 | 185.6358 | 100.211 | 100.211 | 100.211 | 196.1385 | 185.9178 | 202.1598 | 152.3503 | 152.3503 | 120.6117 | 227.0806 | 484.4039 | 160.739 | 130.5394 | 874.02 | 202.2197 | 130.5394 | 601.8865 | 1214.9888 | 171.7285 | 688.0012 | 453.2097 | 202.2197 | 127.3605 | 71.4939 | 252.7917 | 57.7753 | 57.7753 | 57.7753 | 190.399 | 258.4005 | 90.5638 | 118.9312 | 241.8327 | 218.7821 | 120.7593 | 120.7593 | 143.1646 | 354.2231 | 57.7753 | 498.9583 | 236.4429 | 400.3944 | 147.4291 | 123.6612 | 461.2021 | 105.7009 | 179.885 | 105.7009 | 278.7249 | 98.3137 | 122.3067 | 70.3489 | 70.3489 | 98.3137 | 319.5044 | 277.2757 | 175.9791 | 249.6638 | 121.7649 | 98.3137 | 752.9178 | 200.6273 | 260.5518 | 583.0899 | 1051.8118 | 96.8027 | 104.1843 | 197.0245 | 389.9193 | 104.1843 | 62.6153 | 151.225 | 108.1074 | 102.7521 | 129.7622 | 62.0797 | 62.0797 | 100.6512 | 62.7059 | 198.0894 | 268.2776 | 121.2418 | 179.885 | 116.3789 | 273.2589 | 191.6704 | 121.2418 | 116.3789 | 94.4594 | 327.6599 | 192.3778 | 50.3499 | 32.7985 | 402.7027 | 88.1797 | 318.6085 | 90.5199 | 387.2117 | 1007.7616 | 46.3655 | 305.8119 | 327.6599 | 449.4031 | 90.5199 | 36.6169 | 287.1258 | 318.181 | 212.6763 | 202.3445 | 0 | 93.2789 | 159.9054 | 607.126 | 0 | 96.8027 | 137.1454 | 219.8372 | 100.7857 | 143.221 | 198.5162 | 93.0991 | 0 | 0 | 0 | 0 | 0 | 0 | 0 | 0 | 83.9022 | 0 | 165.1473 | 187.2334 | 293.6514 | 186.5984 | 0 | 195.9497 | 66.9358 | 49.4056 | 27.5906 | 991.1183 | 42.2997 | 156.1855 | 61.7048 | 61.7048 | 125.3187 | 40.484 | 66.9358 | 42.2997 | 40.1433 | 40.1433 | 68.6999 | 0 | 0 | 0 | 0 | 40.484 | 40.484 | 40.484 | 62.0431 | 40.1433 | 131.2494 | 0 | 0 | 30.7056 | 0 | 0 | 0 | 119.1888 | 46.1295 | 153.5746 | 59.1849 | 63.5112 | 30.7056 | 127.1475 | 220.2724 | 38.9247 | 167.6706 | 152.5908 | 667.7837 | 125.5747 | 121.5251 | 154.6784 | 24.1736 | 28.7663 | 28.7663 | 24.1736 | 58.5988 | 93.9096 | 203.7119 | 2336.0158 | 177.1821 | 93.9096 | 87.9791 | 223.5276 | 130.849 | 107.5411 | 111.1448 | 87.9791 | 204.4511 | 85.8173 | 46.1295 | 46.1295 | 177.8395 | 136.226 | 0 | 0 | 0 | 28.7663 | 28.7663 | 35.7222 | 0 | 0 | 0 | 0 | 0 | 0 | 24.1736 | 46.1295 | 186.2146 | 28.7663 | 37.655 | 80.9592 | 0 | 0 | 0 | 0 | 0 | 0 | 0 | 0 | 0 | 0 | 0 | 0 | 0 | 0 | 0 | 0 | 0 | 0 | 0 | 0 | 0 | 0 | 0 | 0 | 0 | 0 | 0 | 0 | 0 | 0 | 0 | 0 | 0 | 0 | 0 | 0 | 0 | 0 | 0 | 0 | 0 | 0 | 0 | 0 | 0 | 0 | 0 | 0 | 0 | 0 | 0 | 0 | 0 | 0 | 0 | 0 | 0 | 0 | 0 | 0 | 0 | 0 | 0 | 0 | 0 | 0 | 0 | 0 | 0 | 0 | 0 | 0 | 0 | 0 | 0 | 0 | 0 | 0 | 0 | 0 | 0 | 0 | 0 | 0 | 0 | 0 | 0 | 0 | 0 | 0 | 0 | 0 | 0 | 0 | 0 | 0 | 0 | 0 | 0 | 0 | 0 | 0 | 0 | 0 | 0 | 0 | 0 | 0 | 0 | 2017-01-06 17:00
t0139 | 0 | 132.054 | 409.2985 | 150.9572 | 47.9356 | 327.5572 | 47.9356 | 443.5769 | 78.1912 | 78.1912 | 2430.6838 | 90.4614 | 85.6656 | 338.9153 | 409.7109 | 59.0306 | 85.6167 | 389.8233 | 251.0003 | 334.6579 | 0 | 0 | 503.3727 | 39.7724 | 39.7724 | 39.7724 | 86.5678 | 170.8375 | 261.7743 | 172.9417 | 390.3073 | 103.7043 | 238.7284 | 212.8494 | 295.8104 | 306.0596 | 143.7013 | 495.9238 | 360.889 | 102.1384 | 205.023 | 301.6277 | 112.983 | 240.8068 | 462.4486 | 112.983 | 45.2636 | 305.8546 | 809.4472 | 160.5564 | 207.456 | 107.9248 | 182.9842 | 45.2636 | 179.0465 | 275.8391 | 101.3077 | 397.4376 | 41.2795 | 173.8373 | 41.2795 | 112.983 | 170.8375 | 68.7086 | 462.4486 | 0 | 0 | 0 | 0 | 0 | 0 | 0 | 0 | 172.9745 | 0 | 0 | 0 | 0 | 272.753 | 310.224 | 28.4217 | 39.3424 | 295.8853 | 169.1476 | 14.2221 | 95.4829 | 103.5238 | 304.1272 | 164.8375 | 221.5299 | 121.0131 | 28.4217 | 356.4784 | 51.398 | 298.099 | 143.6434 | 169.5995 | 53.4122 | 100.7662 | 581.5599 | 28.7509 | 167.0404 | 178.0364 | 14.2221 | 14.2221 | 78.8311 | 124.0643 | 72.4675 | 145.0197 | 164.2836 | 120.1922 | 132.2793 | 890.0551 | 141.8985 | 95.4829 | 84.0798 | 84.0798 | 37.5511 | 63.5848 | 890.0551 | 474.3338 | 152.5607 | 0 | 0 | 0 | 82.9612 | 103.5238 | 81.1041 | 409.2332 | 100.7662 | 0 | 71.5352 | 63.5848 | 14.2221 | 81.5122 | 32.5875 | 0 | 0 | 0 | 94.8007 | 0 | 0 | 155.4768 | 0 | 37.7544 | 0 | 0 | 217.3174 | 81.0235 | 32.5875 | 32.5353 | 32.5353 | 81.5198 | 164.0303 | 230.2099 | 153.8843 | 335.7253 | 191.0953 | 124.4801 | 281.3964 | 293.3256 | 181.1744 | 160.8214 | 525.6306 | 195.6636 | 226.5085 | 96.9537 | 91.2883 | 216.111 | 241.1605 | 87.1238 | 91.2883 | 91.2883 | 185.4263 | 96.9537 | 96.9537 | 96.9537 | 197.5371 | 181.4403 | 204.1653 | 153.2197 | 153.2197 | 121.021 | 225.0545 | 475.6777 | 153.4556 | 131.7927 | 823.4781 | 197.3954 | 131.7927 | 587.8089 | 1158.8925 | 175.1434 | 676.8979 | 447.6746 | 197.3954 | 126.1525 | 71.6035 | 258.6005 | 57.3308 | 57.3308 | 57.3308 | 193.4614 | 258.996 | 93.058 | 114.3625 | 239.3154 | 213.5581 | 116.8046 | 116.8046 | 141.4009 | 341.9727 | 57.3308 | 496.9282 | 231.6267 | 392.874 | 144.4098 | 123.0257 | 451.9046 | 104.9754 | 171.1474 | 104.9754 | 272.9328 | 97.8376 | 118.4115 | 68.7086 | 68.7086 | 97.8376 | 301.0709 | 266.1183 | 172.9134 | 247.2217 | 117.0348 | 97.8376 | 703.2532 | 197.3523 | 253.8672 | 567.2746 | 997.5069 | 95.1693 | 101.9595 | 198.9511 | 384.6218 | 101.9595 | 63.0141 | 149.9485 | 105.2283 | 101.8882 | 130.7049 | 60.9213 | 60.9213 | 98.0559 | 62.6676 | 190.6436 | 260.9397 | 120.9261 | 171.1474 | 114.7593 | 268.3952 | 188.4649 | 120.9261 | 114.7593 | 96.2427 | 320.8844 | 187.2791 | 48.9819 | 33.627 | 399.9997 | 88.6814 | 318.57 | 91.1458 | 386.4772 | 964.1999 | 46.68 | 312.7015 | 320.8844 | 442.5771 | 91.1458 | 37.7544 | 255.1831 | 318.4264 | 204.3377 | 191.8509 | 0 | 91.2883 | 159.5517 | 565.2251 | 0 | 95.1693 | 135.6531 | 216.111 | 97.987 | 148.5441 | 196.5863 | 93.9773 | 0 | 0 | 0 | 0 | 0 | 0 | 0 | 0 | 81.0235 | 0 | 161.4118 | 175.0953 | 287.9372 | 181.9813 | 0 | 197.6933 | 69.3582 | 49.9813 | 28.7509 | 990.1627 | 42.1133 | 155.2587 | 63.4591 | 63.4591 | 130.0927 | 41.2575 | 69.3582 | 42.1133 | 41.3151 | 41.3151 | 70.1364 | 0 | 0 | 0 | 0 | 41.2575 | 41.2575 | 41.2575 | 62.9268 | 41.3151 | 132.7419 | 0 | 0 | 30.3017 | 0 | 0 | 0 | 120.8837 | 44.6045 | 153.7613 | 55.5696 | 63.9815 | 30.3017 | 124.6615 | 218.6327 | 39.5604 | 162.1807 | 150.8405 | 646.2238 | 124.5203 | 120.3211 | 153.8273 | 23.9292 | 28.52 | 28.52 | 23.9292 | 59.5531 | 93.7664 | 204.659 | 2242.1261 | 179.5197 | 93.7664 | 87.297 | 218.4077 | 132.879 | 111.0908 | 113.3107 | 87.297 | 206.4192 | 84.6044 | 44.6045 | 44.6045 | 179.891 | 135.712 | 0 | 0 | 0 | 28.52 | 28.52 | 36.2835 | 0 | 0 | 0 | 0 | 0 | 0 | 23.9292 | 44.6045 | 186.1097 | 28.52 | 37.4889 | 83.1913 | 0 | 0 | 0 | 0 | 0 | 0 | 0 | 0 | 0 | 0 | 0 | 0 | 0 | 0 | 0 | 0 | 0 | 0 | 0 | 0 | 0 | 0 | 0 | 0 | 0 | 0 | 0 | 0 | 0 | 0 | 0 | 0 | 0 | 0 | 0 | 0 | 0 | 0 | 0 | 0 | 0 | 0 | 0 | 0 | 0 | 0 | 0 | 0 | 0 | 0 | 0 | 0 | 0 | 0 | 0 | 0 | 0 | 0 | 0 | 0 | 0 | 0 | 0 | 0 | 0 | 0 | 0 | 0 | 0 | 0 | 0 | 0 | 0 | 0 | 0 | 0 | 0 | 0 | 0 | 0 | 0 | 0 | 0 | 0 | 0 | 0 | 0 | 0 | 0 | 0 | 0 | 0 | 0 | 0 | 0 | 0 | 0 | 0 | 0 | 0 | 0 | 0 | 0 | 0 | 0 | 0 | 0 | 0 | 0 | 2017-01-06 18:00
t0140 | 0 | 127.6576 | 392.4334 | 149.4284 | 46.7803 | 315.4588 | 46.7803 | 451.952 | 72.0558 | 72.0558 | 2140.8029 | 86.1021 | 85.8079 | 327.8098 | 406.9426 | 59.664 | 84.1007 | 381.3736 | 245.699 | 335.2979 | 0 | 0 | 479.4507 | 39.5165 | 39.5165 | 39.5165 | 85.4634 | 167.6701 | 260.6965 | 152.6272 | 368.799 | 100.246 | 237.6873 | 212.7438 | 292.6717 | 298.8262 | 143.812 | 495.4125 | 346.4475 | 101.052 | 204.833 | 291.2279 | 111.0069 | 236.693 | 424.6258 | 111.0069 | 45.9414 | 301.7269 | 796.1842 | 160.0681 | 198.5628 | 106.6283 | 181.6507 | 45.9414 | 178.0954 | 275.9975 | 101.3199 | 379.5986 | 40.7669 | 173.664 | 40.7669 | 111.0069 | 167.6701 | 67.356 | 424.6258 | 0 | 0 | 0 | 0 | 0 | 0 | 0 | 0 | 171.0611 | 0 | 0 | 0 | 0 | 266.5351 | 306.4305 | 28.7248 | 39.8477 | 284.3582 | 170.0226 | 14.202 | 95.384 | 105.2644 | 293.7359 | 161.586 | 218.7315 | 118.7229 | 28.7248 | 333.7242 | 51.7556 | 289.6333 | 143.8245 | 170.5834 | 53.8293 | 100.8374 | 558.2382 | 28.8546 | 166.7543 | 176.8577 | 14.202 | 14.202 | 77.1258 | 123.005 | 72.452 | 144.7789 | 161.8373 | 111.1181 | 117.1609 | 817.599 | 141.1109 | 95.384 | 84.6043 | 84.6043 | 37.6077 | 61.7367 | 817.599 | 447.478 | 154.6127 | 0 | 0 | 0 | 83.9387 | 105.2644 | 81.3803 | 401.7121 | 100.8374 | 0 | 71.9925 | 61.7367 | 14.202 | 77.9099 | 31.7552 | 0 | 0 | 0 | 93.5575 | 0 | 0 | 152.5317 | 0 | 37.8257 | 0 | 0 | 214.899 | 81.3616 | 31.7552 | 32.3643 | 32.3643 | 82.2305 | 161.1029 | 222.383 | 152.8512 | 318.6705 | 188.3965 | 121.7459 | 277.5273 | 271.5942 | 176.1104 | 158.4823 | 461.3078 | 191.2917 | 220.2295 | 93.0357 | 88.8398 | 206.473 | 237.0906 | 85.1909 | 88.8398 | 88.8398 | 175.693 | 93.0357 | 93.0357 | 93.0357 | 191.9655 | 175.47 | 196.954 | 150.1709 | 150.1709 | 117.7636 | 208.8721 | 462.083 | 149.4349 | 126.2547 | 698.362 | 188.7765 | 126.2547 | 515.5296 | 1028.6565 | 170.8126 | 628.6015 | 430.4996 | 188.7765 | 120.161 | 70.1234 | 254.2381 | 56.8697 | 56.8697 | 56.8697 | 190.3583 | 242.7155 | 90.8866 | 115.8783 | 235.1452 | 211.2685 | 115.0038 | 115.0038 | 136.4642 | 344.6956 | 56.8697 | 474.3587 | 228.0372 | 386.5437 | 142.8227 | 122.7005 | 407.4285 | 102.7298 | 167.9465 | 102.7298 | 259.7619 | 93.4837 | 113.5988 | 67.356 | 67.356 | 93.4837 | 293.5412 | 261.7914 | 164.7556 | 234.5131 | 114.2885 | 93.4837 | 686.1802 | 194.4203 | 233.3203 | 523.8459 | 865.6938 | 93.6671 | 100.5503 | 191.9766 | 369.2069 | 100.5503 | 62.9936 | 145.2171 | 103.7638 | 100.2635 | 127.6153 | 59.2188 | 59.2188 | 95.0419 | 60.8884 | 174.1161 | 250.0348 | 118.8478 | 167.9465 | 110.7163 | 250.9321 | 186.2292 | 118.8478 | 110.7163 | 95.2525 | 294.4696 | 182.3859 | 49.634 | 33.779 | 395.3882 | 87.4465 | 306.691 | 89.5123 | 386.7753 | 903.9471 | 46.9555 | 314.419 | 294.4696 | 413.9175 | 89.5123 | 37.8257 | 256.0926 | 307.6911 | 197.1976 | 190.0329 | 0 | 88.8398 | 159.7285 | 481.2996 | 0 | 93.6671 | 131.5295 | 206.473 | 91.2568 | 148.5025 | 195.3166 | 91.6017 | 0 | 0 | 0 | 0 | 0 | 0 | 0 | 0 | 81.3616 | 0 | 159.5031 | 176.9605 | 267.3619 | 170.2623 | 0 | 192.1135 | 67.1064 | 49.3535 | 28.8546 | 915.6125 | 41.6982 | 144.1581 | 62.1981 | 62.1981 | 125.2393 | 39.9732 | 67.1064 | 41.6982 | 41.3401 | 41.3401 | 69.5406 | 0 | 0 | 0 | 0 | 39.9732 | 39.9732 | 39.9732 | 61.8497 | 41.3401 | 130.564 | 0 | 0 | 28.009 | 0 | 0 | 0 | 118.1263 | 43.9402 | 147.5626 | 53.434 | 62.763 | 28.009 | 123.7299 | 201.231 | 39.5455 | 158.0431 | 145.2132 | 606.3628 | 122.3545 | 118.1302 | 149.866 | 23.3898 | 28.1178 | 28.1178 | 23.3898 | 57.5584 | 90.5282 | 200.8898 | 1991.821 | 169.9435 | 90.5282 | 84.0445 | 195.297 | 128.0075 | 109.8957 | 109.056 | 84.0445 | 196.5032 | 79.4438 | 43.9402 | 43.9402 | 176.4037 | 126.854 | 0 | 0 | 0 | 28.1178 | 28.1178 | 35.3654 | 0 | 0 | 0 | 0 | 0 | 0 | 23.3898 | 43.9402 | 177.0532 | 28.1178 | 36.7596 | 82.0906 | 0 | 0 | 0 | 0 | 0 | 0 | 0 | 0 | 0 | 0 | 0 | 0 | 0 | 0 | 0 | 0 | 0 | 0 | 0 | 0 | 0 | 0 | 0 | 0 | 0 | 0 | 0 | 0 | 0 | 0 | 0 | 0 | 0 | 0 | 0 | 0 | 0 | 0 | 0 | 0 | 0 | 0 | 0 | 0 | 0 | 0 | 0 | 0 | 0 | 0 | 0 | 0 | 0 | 0 | 0 | 0 | 0 | 0 | 0 | 0 | 0 | 0 | 0 | 0 | 0 | 0 | 0 | 0 | 0 | 0 | 0 | 0 | 0 | 0 | 0 | 0 | 0 | 0 | 0 | 0 | 0 | 0 | 0 | 0 | 0 | 0 | 0 | 0 | 0 | 0 | 0 | 0 | 0 | 0 | 0 | 0 | 0 | 0 | 0 | 0 | 0 | 0 | 0 | 0 | 0 | 0 | 0 | 0 | 0 | 2017-01-06 19:00
t0141 | 0 | 126.1136 | 375.31 | 148.7898 | 44.6118 | 300.9101 | 44.6118 | 485.8489 | 67.9114 | 67.9114 | 2005.9954 | 80.6614 | 85.2513 | 327.6249 | 407.6231 | 60.2117 | 81.9478 | 373.3232 | 239.1603 | 342.2268 | 0 | 0 | 458.7951 | 38.8852 | 38.8852 | 38.8852 | 85.1929 | 165.8944 | 265.1313 | 140.9292 | 355.9056 | 96.6524 | 239.8497 | 215.8045 | 288.8186 | 290.6466 | 143.7813 | 519.3878 | 347.5684 | 100.3426 | 209.6694 | 284.8699 | 110.705 | 235.8657 | 417.3127 | 110.705 | 46.0687 | 299.3057 | 793.3728 | 161.8955 | 192.6687 | 104.2837 | 182.3393 | 46.0687 | 177.1044 | 280.4466 | 101.4094 | 367.0585 | 39.5886 | 176.5346 | 39.5886 | 110.705 | 165.8944 | 66.3154 | 417.3127 | 0 | 0 | 0 | 0 | 0 | 0 | 0 | 0 | 169.1848 | 0 | 0 | 0 | 0 | 262.4359 | 301.0195 | 28.5524 | 38.4247 | 269.403 | 167.0388 | 13.7527 | 92.5318 | 103.0383 | 284.6141 | 158.9197 | 215.9364 | 112.9587 | 28.5524 | 312.9389 | 50.3453 | 279.8029 | 139.6612 | 168.0779 | 52.6219 | 98.4481 | 533.8408 | 27.5333 | 163.4927 | 170.8543 | 13.7527 | 13.7527 | 73.5828 | 121.791 | 70.6315 | 140.8655 | 159.0868 | 102.2025 | 103.9621 | 750.7423 | 134.1876 | 92.5318 | 83.085 | 83.085 | 36.5881 | 57.9851 | 750.7423 | 420.8684 | 153.3038 | 0 | 0 | 0 | 82.7871 | 103.0383 | 80.0237 | 387.8038 | 98.4481 | 0 | 70.8591 | 57.9851 | 13.7527 | 73.473 | 30.1275 | 0 | 0 | 0 | 91.4984 | 0 | 0 | 148.0858 | 0 | 36.3318 | 0 | 0 | 210.8234 | 82.2854 | 30.1275 | 31.6068 | 31.6068 | 78.989 | 154.8155 | 211.4369 | 148.4041 | 307.0987 | 185.7558 | 118.1389 | 271.4679 | 255.8689 | 168.0189 | 154.2021 | 421.3745 | 186.8053 | 208.8396 | 90.7755 | 86.8295 | 198.1079 | 226.8967 | 81.7722 | 86.8295 | 86.8295 | 165.1817 | 90.7755 | 90.7755 | 90.7755 | 183.1302 | 171.042 | 186.318 | 144.4289 | 144.4289 | 112.8028 | 194.1841 | 449.749 | 149.081 | 118.7613 | 627.808 | 182.3394 | 118.7613 | 461.3661 | 952.2887 | 161.8016 | 588.4635 | 413.6143 | 182.3394 | 114.2797 | 67.6215 | 241.874 | 55.8059 | 55.8059 | 55.8059 | 182.1912 | 225.3637 | 85.6855 | 118.3363 | 229.5261 | 209.5568 | 114.4817 | 114.4817 | 131.5066 | 349.6369 | 55.8059 | 449.9138 | 224.7177 | 380.2462 | 141.2511 | 120.6747 | 372.919 | 99.6702 | 168.9705 | 99.6702 | 249.2671 | 88.7951 | 110.7554 | 66.3154 | 66.3154 | 88.7951 | 296.2238 | 262.0463 | 157.7928 | 222.3218 | 113.6387 | 88.7951 | 697.7883 | 191.0645 | 218.3421 | 492.8892 | 789.7697 | 92.0237 | 99.2952 | 181.6723 | 354.6149 | 99.2952 | 61.5215 | 139.89 | 102.8983 | 97.8278 | 122.2017 | 57.6987 | 57.6987 | 92.9391 | 58.4385 | 163.8695 | 242.6109 | 115.3125 | 168.9705 | 106.8069 | 236.6216 | 183.5041 | 115.3125 | 106.8069 | 91.4076 | 273.9505 | 179.1203 | 50.2471 | 32.653 | 386.6273 | 84.5195 | 292.0046 | 86.1494 | 380.449 | 873.9655 | 46.0674 | 304.7862 | 273.9505 | 389.5256 | 86.1494 | 36.3318 | 276.0515 | 293.6476 | 194.3732 | 193.0258 | 0 | 86.8295 | 157.1947 | 439.739 | 0 | 92.0237 | 127.0804 | 198.1079 | 86.5351 | 141.7484 | 192.206 | 87.4438 | 0 | 0 | 0 | 0 | 0 | 0 | 0 | 0 | 82.2854 | 0 | 157.9165 | 184.2434 | 251.0086 | 161.64 | 0 | 183.0103 | 62.3344 | 47.5349 | 27.5333 | 842.5171 | 40.7547 | 133.7191 | 58.7752 | 58.7752 | 115.6461 | 37.6767 | 62.3344 | 40.7547 | 39.7205 | 39.7205 | 66.7297 | 0 | 0 | 0 | 0 | 37.6767 | 37.6767 | 37.6767 | 59.2269 | 39.7205 | 125.3805 | 0 | 0 | 26.0447 | 0 | 0 | 0 | 112.5765 | 43.7694 | 139.9729 | 53.5325 | 60.3256 | 26.0447 | 122.61 | 185.4614 | 38.3306 | 156.0961 | 139.5569 | 580.928 | 119.2422 | 115.1886 | 144.7231 | 22.7311 | 27.4787 | 27.4787 | 22.7311 | 54.2601 | 86.4971 | 193.6072 | 1834.3272 | 157.7468 | 86.4971 | 80.5259 | 177.8833 | 120.4085 | 104.2997 | 102.1748 | 80.5259 | 183.8359 | 74.9492 | 43.7694 | 43.7694 | 168.9576 | 118.1376 | 0 | 0 | 0 | 27.4787 | 27.4787 | 33.5927 | 0 | 0 | 0 | 0 | 0 | 0 | 22.7311 | 43.7694 | 166.9557 | 27.4787 | 35.6513 | 78.0662 | 0 | 0 | 0 | 0 | 0 | 0 | 0 | 0 | 0 | 0 | 0 | 0 | 0 | 0 | 0 | 0 | 0 | 0 | 0 | 0 | 0 | 0 | 0 | 0 | 0 | 0 | 0 | 0 | 0 | 0 | 0 | 0 | 0 | 0 | 0 | 0 | 0 | 0 | 0 | 0 | 0 | 0 | 0 | 0 | 0 | 0 | 0 | 0 | 0 | 0 | 0 | 0 | 0 | 0 | 0 | 0 | 0 | 0 | 0 | 0 | 0 | 0 | 0 | 0 | 0 | 0 | 0 | 0 | 0 | 0 | 0 | 0 | 0 | 0 | 0 | 0 | 0 | 0 | 0 | 0 | 0 | 0 | 0 | 0 | 0 | 0 | 0 | 0 | 0 | 0 | 0 | 0 | 0 | 0 | 0 | 0 | 0 | 0 | 0 | 0 | 0 | 0 | 0 | 0 | 0 | 0 | 0 | 0 | 0 | 2017-01-06 20:00
t0142 | 0 | 128.6302 | 363.8496 | 151.5428 | 42.5079 | 289.4666 | 42.5079 | 547.7395 | 65.9375 | 65.9375 | 1992.6827 | 75.6589 | 85.8866 | 340.46 | 418.4235 | 61.9322 | 80.819 | 372.0984 | 235.9652 | 360.2756 | 0 | 0 | 447.2631 | 38.7299 | 38.7299 | 38.7299 | 87.0697 | 168.0486 | 278.4875 | 136.1859 | 354.0606 | 94.5476 | 248.8361 | 225.2761 | 289.8343 | 286.8484 | 146.4712 | 570.5067 | 365.0341 | 101.7601 | 222.0836 | 285.9716 | 113.5566 | 241.5705 | 436.0429 | 113.5566 | 46.7728 | 303.5554 | 812.1646 | 168.4544 | 191.8406 | 103.1329 | 187.8802 | 46.7728 | 179.462 | 293.3754 | 103.5352 | 363.8016 | 38.6753 | 184.9575 | 38.6753 | 113.5566 | 168.0486 | 66.6681 | 436.0429 | 0 | 0 | 0 | 0 | 0 | 0 | 0 | 0 | 170.4711 | 0 | 0 | 0 | 0 | 264.3894 | 300.0293 | 28.6337 | 36.4551 | 256.3076 | 164.7107 | 13.2717 | 89.5627 | 100.2187 | 281.0184 | 159.4785 | 217.1154 | 106.7818 | 28.6337 | 297.6276 | 48.7201 | 273.7419 | 135.2195 | 166.5154 | 51.349 | 96.2764 | 517.0646 | 25.7673 | 161.3298 | 164.7273 | 13.2717 | 13.2717 | 70.048 | 122.7555 | 68.9337 | 137.1277 | 159.0167 | 94.5922 | 92.7944 | 696.0482 | 125.5468 | 89.5627 | 81.8132 | 81.8132 | 35.5394 | 53.8783 | 696.0482 | 400.2803 | 152.8327 | 0 | 0 | 0 | 81.8576 | 100.2187 | 79.119 | 376.3635 | 96.2764 | 0 | 70.0438 | 53.8783 | 13.2717 | 69.5726 | 28.4615 | 0 | 0 | 0 | 90.5495 | 0 | 0 | 145.2287 | 0 | 34.4649 | 0 | 0 | 209.5001 | 85.2545 | 28.4615 | 31.0435 | 31.0435 | 74.6033 | 148.9561 | 201.7598 | 144.3895 | 303.8359 | 186.5464 | 115.9912 | 268.8467 | 247.4023 | 160.6561 | 151.3774 | 400.9629 | 185.5028 | 197.4185 | 91.0964 | 86.6044 | 193.6478 | 216.5149 | 78.7467 | 86.6044 | 86.6044 | 156.4963 | 91.0964 | 91.0964 | 91.0964 | 175.1096 | 170.5017 | 176.3022 | 139.3655 | 139.3655 | 108.573 | 182.9002 | 445.8787 | 153.8365 | 111.7382 | 596.4345 | 180.2218 | 111.7382 | 422.4369 | 920.5058 | 152.3122 | 561.233 | 403.4945 | 180.2218 | 110.1785 | 65.5989 | 228.282 | 55.3724 | 55.3724 | 55.3724 | 173.7856 | 210.2312 | 79.8582 | 123.8961 | 227.0151 | 212.1395 | 116.9273 | 116.9273 | 128.6679 | 363.1942 | 55.3724 | 430.9602 | 225.6597 | 380.8417 | 142.31 | 119.7946 | 348.7016 | 97.7933 | 175.9532 | 97.7933 | 244.3413 | 85.2238 | 111.0213 | 66.6681 | 66.6681 | 85.2238 | 311.1358 | 270.2275 | 154.0238 | 213.7116 | 116.4256 | 85.2238 | 741.481 | 190.888 | 209.6898 | 476.4047 | 756.5222 | 91.9473 | 99.9629 | 171.9842 | 346.1622 | 99.9629 | 60.2395 | 136.4636 | 104.3307 | 96.5957 | 117.2854 | 57.2825 | 57.2825 | 93.0201 | 56.5063 | 159.7351 | 241.3862 | 112.8329 | 175.9532 | 104.7201 | 227.5853 | 183.8264 | 112.8329 | 104.7201 | 87.2747 | 260.5527 | 180.0548 | 51.8725 | 31.2892 | 382.1258 | 81.9574 | 280.0201 | 83.122 | 376.9727 | 876.8017 | 45.2942 | 293.3617 | 260.5527 | 373.1822 | 83.122 | 34.4649 | 314.7411 | 282.0908 | 197.7191 | 202.9776 | 0 | 86.6044 | 155.8617 | 428.8357 | 0 | 91.9473 | 124.5235 | 193.6478 | 84.3074 | 133.0891 | 191.4575 | 83.5442 | 0 | 0 | 0 | 0 | 0 | 0 | 0 | 0 | 85.2545 | 0 | 159.4711 | 199.0611 | 240.6796 | 157.2954 | 0 | 174.538 | 56.8276 | 45.7608 | 25.7673 | 780.3083 | 40.2031 | 125.3722 | 54.8848 | 54.8848 | 104.5852 | 35.2983 | 56.8276 | 40.2031 | 37.7348 | 37.7348 | 63.6286 | 0 | 0 | 0 | 0 | 35.2983 | 35.2983 | 35.2983 | 56.5906 | 37.7348 | 120.3628 | 0 | 0 | 24.6153 | 0 | 0 | 0 | 107.0394 | 44.7387 | 133.6022 | 56.0429 | 58.111 | 24.6153 | 123.6724 | 172.9135 | 37.0282 | 158.3577 | 136.11 | 573.3609 | 117.6098 | 113.7816 | 141.2358 | 22.3859 | 27.1761 | 27.1761 | 22.3859 | 50.9386 | 83.318 | 187.3295 | 1755.1428 | 145.9624 | 83.318 | 78.1082 | 165.8677 | 112.8338 | 97.5734 | 95.0861 | 78.1082 | 171.9698 | 71.9266 | 44.7387 | 44.7387 | 161.7499 | 111.0452 | 0 | 0 | 0 | 27.1761 | 27.1761 | 31.8006 | 0 | 0 | 0 | 0 | 0 | 0 | 22.3859 | 44.7387 | 158.5958 | 27.1761 | 34.9115 | 73.4353 | 0 | 0 | 0 | 0 | 0 | 0 | 0 | 0 | 0 | 0 | 0 | 0 | 0 | 0 | 0 | 0 | 0 | 0 | 0 | 0 | 0 | 0 | 0 | 0 | 0 | 0 | 0 | 0 | 0 | 0 | 0 | 0 | 0 | 0 | 0 | 0 | 0 | 0 | 0 | 0 | 0 | 0 | 0 | 0 | 0 | 0 | 0 | 0 | 0 | 0 | 0 | 0 | 0 | 0 | 0 | 0 | 0 | 0 | 0 | 0 | 0 | 0 | 0 | 0 | 0 | 0 | 0 | 0 | 0 | 0 | 0 | 0 | 0 | 0 | 0 | 0 | 0 | 0 | 0 | 0 | 0 | 0 | 0 | 0 | 0 | 0 | 0 | 0 | 0 | 0 | 0 | 0 | 0 | 0 | 0 | 0 | 0 | 0 | 0 | 0 | 0 | 0 | 0 | 0 | 0 | 0 | 0 | 0 | 0 | 2017-01-06 21:00
t0143 | 0 | 125.817 | 344.7212 | 148.0607 | 39.8022 | 272.8296 | 39.8022 | 566.367 | 62.5669 | 62.5669 | 1919.9463 | 70.1089 | 83.3435 | 336.7366 | 410.725 | 60.855 | 77.4013 | 358.778 | 226.0571 | 358.8973 | 0 | 0 | 425.3278 | 37.3199 | 37.3199 | 37.3199 | 85.2497 | 163.6606 | 277.0798 | 128.9054 | 341.1229 | 90.0942 | 245.7991 | 223.3243 | 280.6106 | 274.8642 | 143.1058 | 581.9511 | 363.3067 | 99.1621 | 222.0185 | 277.0108 | 111.4327 | 236.833 | 432.9164 | 111.4327 | 45.5976 | 295.8282 | 795.9964 | 166.6832 | 184.9039 | 98.9396 | 184.8418 | 45.5976 | 174.7839 | 291.1891 | 101.2925 | 349.6393 | 36.8122 | 183.7465 | 36.8122 | 111.4327 | 163.6606 | 64.6253 | 432.9164 | 0 | 0 | 0 | 0 | 0 | 0 | 0 | 0 | 165.4628 | 0 | 0 | 0 | 0 | 256.6324 | 289.2543 | 27.7042 | 34.0185 | 239.7962 | 157.6854 | 12.5295 | 84.7205 | 95.0838 | 269.3896 | 154.4199 | 210.4633 | 99.44 | 27.7042 | 278.4935 | 46.0754 | 260.8512 | 127.9299 | 159.8897 | 48.8269 | 91.6852 | 489.5785 | 23.8222 | 154.5322 | 155.43 | 12.5295 | 12.5295 | 65.5464 | 119.1687 | 65.5608 | 130.2027 | 153.5853 | 86.8741 | 83.0555 | 640.1059 | 116.0614 | 84.7205 | 78.253 | 78.253 | 33.6952 | 49.5835 | 640.1059 | 374.5084 | 147.3206 | 0 | 0 | 0 | 78.4977 | 95.0838 | 75.8749 | 356.7189 | 91.6852 | 0 | 67.1608 | 49.5835 | 12.5295 | 64.8871 | 26.4952 | 0 | 0 | 0 | 86.9062 | 0 | 0 | 138.5893 | 0 | 32.163 | 0 | 0 | 201.5922 | 84.1401 | 26.4952 | 29.648 | 29.648 | 69.4062 | 140.3765 | 189.1299 | 137.0588 | 291.7039 | 180.6999 | 110.7737 | 258.1496 | 234.1011 | 150.7935 | 144.5414 | 375.6842 | 178.4461 | 183.8665 | 88.2304 | 83.5456 | 184.4645 | 202.9158 | 74.2587 | 83.5456 | 83.5456 | 146.0278 | 88.2304 | 88.2304 | 88.2304 | 164.3631 | 164.4337 | 164.3281 | 131.5945 | 131.5945 | 102.3564 | 170.0338 | 428.5043 | 151.5127 | 103.7521 | 558.5436 | 172.8992 | 103.7521 | 385.3315 | 871.3863 | 141.4417 | 526.2027 | 383.8288 | 172.8992 | 104.0149 | 62.1595 | 212.3469 | 53.2298 | 53.2298 | 53.2298 | 162.8247 | 194.1109 | 73.6432 | 123.0173 | 217.8126 | 206.499 | 114.4414 | 114.4414 | 122.6254 | 358.9815 | 53.2298 | 405.0836 | 218.5821 | 368.2996 | 138.1199 | 115.1867 | 322.6875 | 93.3537 | 174.2122 | 93.3537 | 233.1888 | 80.2121 | 107.4533 | 64.6253 | 64.6253 | 80.2121 | 309.6263 | 266.0116 | 146.5912 | 201.3724 | 114.1733 | 80.2121 | 742.7989 | 184.3121 | 197.5479 | 450.6995 | 712.1206 | 88.786 | 96.9769 | 160.3525 | 329.4366 | 96.9769 | 57.4139 | 129.7985 | 101.6584 | 92.5795 | 110.3558 | 55.0988 | 55.0988 | 89.9338 | 53.4345 | 151.9789 | 232.5446 | 107.5153 | 174.2122 | 99.9375 | 214.5682 | 177.7846 | 107.5153 | 99.9375 | 81.8173 | 243.877 | 174.5403 | 51.0802 | 29.3983 | 366.4432 | 77.6324 | 263.3759 | 78.4807 | 362.0311 | 849.3109 | 43.2816 | 276.4525 | 243.877 | 350.9162 | 78.4807 | 32.163 | 327.3751 | 265.6218 | 193.0837 | 202.094 | 0 | 83.5456 | 149.7463 | 408.5639 | 0 | 88.786 | 118.7834 | 184.4645 | 80.1644 | 123.3276 | 184.4987 | 78.3699 | 0 | 0 | 0 | 0 | 0 | 0 | 0 | 0 | 84.1401 | 0 | 154.9994 | 201.209 | 226.47 | 149.4428 | 0 | 163.5382 | 51.5914 | 43.1379 | 23.8222 | 716.9811 | 38.5053 | 116.1831 | 50.6799 | 50.6799 | 94.3968 | 32.674 | 51.5914 | 38.5053 | 35.2503 | 35.2503 | 59.5953 | 0 | 0 | 0 | 0 | 32.674 | 32.674 | 32.674 | 53.083 | 35.2503 | 113.2571 | 0 | 0 | 22.9388 | 0 | 0 | 0 | 100.0803 | 43.8075 | 125.2727 | 55.6736 | 54.8078 | 22.9388 | 120.112 | 159.6372 | 34.9808 | 154.3752 | 129.4544 | 549.6995 | 112.6421 | 109.0806 | 134.3629 | 21.4209 | 26.0721 | 26.0721 | 21.4209 | 47.2197 | 78.596 | 177.1996 | 1650.2855 | 133.9796 | 78.596 | 74.0235 | 153.2153 | 104.4699 | 90.2015 | 87.6135 | 74.0235 | 159.0556 | 67.708 | 43.8075 | 43.8075 | 151.9265 | 103.0772 | 0 | 0 | 0 | 26.0721 | 26.0721 | 29.6453 | 0 | 0 | 0 | 0 | 0 | 0 | 21.4209 | 43.8075 | 148.2449 | 26.0721 | 33.2837 | 68.1498 | 0 | 0 | 0 | 0 | 0 | 0 | 0 | 0 | 0 | 0 | 0 | 0 | 0 | 0 | 0 | 0 | 0 | 0 | 0 | 0 | 0 | 0 | 0 | 0 | 0 | 0 | 0 | 0 | 0 | 0 | 0 | 0 | 0 | 0 | 0 | 0 | 0 | 0 | 0 | 0 | 0 | 0 | 0 | 0 | 0 | 0 | 0 | 0 | 0 | 0 | 0 | 0 | 0 | 0 | 0 | 0 | 0 | 0 | 0 | 0 | 0 | 0 | 0 | 0 | 0 | 0 | 0 | 0 | 0 | 0 | 0 | 0 | 0 | 0 | 0 | 0 | 0 | 0 | 0 | 0 | 0 | 0 | 0 | 0 | 0 | 0 | 0 | 0 | 0 | 0 | 0 | 0 | 0 | 0 | 0 | 0 | 0 | 0 | 0 | 0 | 0 | 0 | 0 | 0 | 0 | 0 | 0 | 0 | 0 | 2017-01-06 22:00
t0144 | 0 | 123.5356 | 325.8002 | 144.7568 | 36.9506 | 255.9759 | 36.9506 | 589.0862 | 59.6046 | 59.6046 | 1876.3127 | 64.4459 | 80.6929 | 334.962 | 403.661 | 59.7614 | 73.907 | 345.6651 | 216.0374 | 358.5663 | 0 | 0 | 404.2709 | 35.8556 | 35.8556 | 35.8556 | 83.5874 | 159.5549 | 276.6077 | 123.2982 | 329.8936 | 85.6718 | 243.3191 | 221.9093 | 271.3377 | 262.8452 | 139.7295 | 597.435 | 364.3275 | 96.6488 | 222.7933 | 268.8666 | 109.6166 | 232.7046 | 435.2737 | 109.6166 | 44.3285 | 288.4592 | 781.7717 | 165.3102 | 178.5863 | 94.602 | 182.1666 | 44.3285 | 170.128 | 289.7253 | 99.0718 | 336.6004 | 34.851 | 183.0494 | 34.851 | 109.6166 | 159.5549 | 62.6566 | 435.2737 | 0 | 0 | 0 | 0 | 0 | 0 | 0 | 0 | 160.5008 | 0 | 0 | 0 | 0 | 249.3237 | 278.2926 | 26.6962 | 31.2654 | 222.8988 | 150.0368 | 11.7189 | 79.4402 | 89.2909 | 258.1261 | 149.5128 | 203.8676 | 91.5726 | 26.6962 | 259.9983 | 43.1433 | 247.8722 | 119.9443 | 152.6996 | 46.0401 | 86.7019 | 462.2637 | 21.6464 | 147.2694 | 145.3786 | 11.7189 | 11.7189 | 60.7743 | 115.5816 | 61.901 | 122.6965 | 148.1504 | 79.3067 | 73.8306 | 586.0657 | 105.6004 | 79.4402 | 74.3614 | 74.3614 | 31.6785 | 45.0079 | 586.0657 | 349.1573 | 141.2499 | 0 | 0 | 0 | 74.7867 | 89.2909 | 72.3692 | 336.1669 | 86.7019 | 0 | 64.0199 | 45.0079 | 11.7189 | 60.1185 | 24.4129 | 0 | 0 | 0 | 83.1544 | 0 | 0 | 131.7569 | 0 | 29.6089 | 0 | 0 | 193.4652 | 83.1245 | 24.4129 | 28.1621 | 28.1621 | 63.5644 | 131.302 | 176.1119 | 129.1996 | 280.7095 | 174.9145 | 105.46 | 247.1707 | 222.0772 | 140.5184 | 137.4339 | 355.2305 | 171.4439 | 169.5823 | 85.6924 | 80.5974 | 175.6293 | 188.3934 | 69.5613 | 80.5974 | 80.5974 | 135.5719 | 85.6924 | 85.6924 | 85.6924 | 153.1735 | 158.7085 | 151.9059 | 123.4377 | 123.4377 | 95.9147 | 157.6344 | 411.5499 | 149.8507 | 95.5293 | 531.1788 | 166.0583 | 95.5293 | 352.1352 | 832.7755 | 129.8798 | 493.1686 | 364.4673 | 166.0583 | 97.956 | 58.579 | 195.188 | 51.0001 | 51.0001 | 51.0001 | 151.0964 | 178.0443 | 66.9708 | 122.2836 | 208.4489 | 201.0013 | 112.1973 | 112.1973 | 116.6545 | 355.1279 | 51.0001 | 379.2308 | 211.6152 | 355.8789 | 133.9658 | 110.3175 | 298.8952 | 88.8195 | 173.2151 | 88.8195 | 222.6625 | 75.2097 | 104.2772 | 62.6566 | 62.6566 | 75.2097 | 309.9019 | 262.6208 | 139.4716 | 189.2997 | 112.3076 | 75.2097 | 749.0659 | 177.7224 | 186.5935 | 427.6215 | 678.5613 | 85.6294 | 94.0433 | 148.2847 | 313.0741 | 94.0433 | 54.3582 | 123.1097 | 99.1118 | 88.4611 | 103.0988 | 52.9718 | 52.9718 | 87.0428 | 50.2816 | 145.47 | 224.4307 | 101.9979 | 173.2151 | 95.2381 | 202.3082 | 171.7088 | 101.9979 | 95.2381 | 75.9165 | 228.5219 | 169.3696 | 50.278 | 27.3005 | 350.1803 | 73.0556 | 246.4531 | 73.5869 | 346.0435 | 827.5929 | 41.0805 | 257.7033 | 228.5219 | 329.7453 | 73.5869 | 29.6089 | 343.1231 | 248.7784 | 189.2595 | 202.0344 | 0 | 80.5974 | 143.2025 | 396.2928 | 0 | 85.6294 | 113.0548 | 175.6293 | 76.4418 | 112.4877 | 177.2745 | 72.9441 | 0 | 0 | 0 | 0 | 0 | 0 | 0 | 0 | 83.1245 | 0 | 150.6192 | 204.232 | 213.2324 | 142.258 | 0 | 152.0533 | 45.9796 | 40.3336 | 21.6464 | 654.9168 | 36.7307 | 107.2553 | 46.1449 | 46.1449 | 83.5098 | 29.9047 | 45.9796 | 36.7307 | 32.5015 | 32.5015 | 55.2154 | 0 | 0 | 0 | 0 | 29.9047 | 29.9047 | 29.9047 | 49.3431 | 32.5015 | 105.7019 | 0 | 0 | 21.3473 | 0 | 0 | 0 | 92.7124 | 42.9692 | 116.8087 | 55.6998 | 51.3274 | 21.3473 | 116.5444 | 146.865 | 32.7418 | 150.8164 | 122.8786 | 528.9462 | 107.5591 | 104.2962 | 127.3616 | 20.4454 | 24.9373 | 24.9373 | 20.4454 | 43.3192 | 73.7942 | 166.564 | 1563.8815 | 121.7068 | 73.7942 | 69.9443 | 141.8001 | 95.7355 | 82.1384 | 79.7772 | 69.9443 | 145.8369 | 63.6704 | 42.9692 | 42.9692 | 141.5191 | 95.2558 | 0 | 0 | 0 | 24.9373 | 24.9373 | 27.3657 | 0 | 0 | 0 | 0 | 0 | 0 | 20.4454 | 42.9692 | 137.8555 | 24.9373 | 31.6068 | 62.4098 | 0 | 0 | 0 | 0 | 0 | 0 | 0 | 0 | 0 | 0 | 0 | 0 | 0 | 0 | 0 | 0 | 0 | 0 | 0 | 0 | 0 | 0 | 0 | 0 | 0 | 0 | 0 | 0 | 0 | 0 | 0 | 0 | 0 | 0 | 0 | 0 | 0 | 0 | 0 | 0 | 0 | 0 | 0 | 0 | 0 | 0 | 0 | 0 | 0 | 0 | 0 | 0 | 0 | 0 | 0 | 0 | 0 | 0 | 0 | 0 | 0 | 0 | 0 | 0 | 0 | 0 | 0 | 0 | 0 | 0 | 0 | 0 | 0 | 0 | 0 | 0 | 0 | 0 | 0 | 0 | 0 | 0 | 0 | 0 | 0 | 0 | 0 | 0 | 0 | 0 | 0 | 0 | 0 | 0 | 0 | 0 | 0 | 0 | 0 | 0 | 0 | 0 | 0 | 0 | 0 | 0 | 0 | 0 | 0 | 2017-01-06 23:00
t0145 | 0 | 122.1074 | 307.1006 | 142.6845 | 34.1023 | 239.1512 | 34.1023 | 622.4877 | 56.4836 | 56.4836 | 1825.5019 | 58.5044 | 78.7147 | 336.1098 | 400.4219 | 59.3172 | 70.7576 | 334.4444 | 206.9756 | 362.6246 | 0 | 0 | 383.5293 | 34.6279 | 34.6279 | 34.6279 | 82.6475 | 156.6233 | 279.361 | 116.7762 | 319.4805 | 81.4586 | 243.4158 | 223.0199 | 263.9732 | 251.9457 | 137.6544 | 622.0595 | 368.6864 | 94.9145 | 226.3651 | 262.1191 | 108.7473 | 230.5596 | 440.0035 | 108.7473 | 43.5029 | 283.356 | 774.214 | 165.7446 | 172.916 | 90.7774 | 181.2729 | 43.5029 | 166.8972 | 291.631 | 97.7892 | 324.5511 | 33.0313 | 184.4858 | 33.0313 | 108.7473 | 156.6233 | 61.0962 | 440.0035 | 0 | 0 | 0 | 0 | 0 | 0 | 0 | 0 | 156.7268 | 0 | 0 | 0 | 0 | 243.6325 | 269.0616 | 25.9165 | 28.6 | 205.6702 | 143.3578 | 10.9504 | 74.4747 | 84.0273 | 247.7474 | 145.5522 | 198.7137 | 83.6645 | 25.9165 | 240.4711 | 40.4093 | 235.6073 | 112.4605 | 146.5769 | 43.5097 | 82.173 | 435.2575 | 19.4774 | 140.8905 | 135.7706 | 10.9504 | 10.9504 | 56.0144 | 112.8756 | 58.5474 | 115.7484 | 143.6495 | 71.0068 | 63.0881 | 526.3824 | 95.0806 | 74.4747 | 70.9457 | 70.9457 | 29.8065 | 40.264 | 526.3824 | 322.6734 | 136.335 | 0 | 0 | 0 | 71.6176 | 84.0273 | 69.3411 | 316.5605 | 82.173 | 0 | 61.3148 | 40.264 | 10.9504 | 55.1927 | 22.3027 | 0 | 0 | 0 | 79.8522 | 0 | 0 | 125.4451 | 0 | 27.1096 | 0 | 0 | 186.498 | 83.0277 | 22.3027 | 26.8235 | 26.8235 | 57.8441 | 122.4695 | 162.982 | 121.8672 | 270.34 | 170.3253 | 100.5496 | 237.5344 | 209.4378 | 130.2686 | 130.934 | 331.1207 | 165.3038 | 155.0838 | 83.5553 | 78.063 | 167.0337 | 174.0455 | 64.973 | 78.063 | 78.063 | 124.6604 | 83.5553 | 83.5553 | 83.5553 | 142.0085 | 153.71 | 139.2021 | 115.5289 | 115.5289 | 89.5773 | 144.2606 | 396.3827 | 149.4707 | 86.9935 | 496.2723 | 159.6711 | 86.9935 | 313.0071 | 788.4901 | 118.1186 | 457.9894 | 345.7185 | 159.6711 | 91.8399 | 55.1489 | 177.9391 | 49.0807 | 49.0807 | 49.0807 | 139.5119 | 160.7953 | 60.114 | 123.0816 | 200.127 | 197.0881 | 110.8939 | 110.8939 | 110.9553 | 355.3683 | 49.0807 | 352.9164 | 206.0717 | 345.7408 | 130.8026 | 106.1709 | 272.044 | 84.6228 | 173.9365 | 84.6228 | 212.4414 | 70.1414 | 101.5743 | 61.0962 | 61.0962 | 70.1414 | 313.3501 | 261.6504 | 132.4865 | 176.9753 | 111.3498 | 70.1414 | 763.7829 | 172.2448 | 174.8226 | 403.2323 | 637.9292 | 83.0033 | 91.7779 | 135.9546 | 297.2144 | 91.7779 | 51.59 | 116.701 | 97.3381 | 84.7796 | 95.9483 | 51.0856 | 51.0856 | 84.6029 | 47.2047 | 138.5295 | 217.1321 | 96.8726 | 173.9365 | 90.7808 | 189.5266 | 166.794 | 96.8726 | 90.7808 | 70.1357 | 211.8226 | 165.2153 | 50.0468 | 25.2922 | 335.807 | 68.705 | 229.4535 | 68.8527 | 332.3475 | 808.175 | 39.1348 | 239.951 | 211.8226 | 307.5622 | 68.8527 | 27.1096 | 365.0622 | 231.9938 | 186.6675 | 204.2776 | 0 | 78.063 | 137.6204 | 380.1951 | 0 | 83.0033 | 107.6528 | 167.0337 | 72.6222 | 101.6905 | 171.221 | 67.5417 | 0 | 0 | 0 | 0 | 0 | 0 | 0 | 0 | 83.0277 | 0 | 147.378 | 210.276 | 199.2213 | 134.9301 | 0 | 140.5423 | 40.05 | 37.6247 | 19.4774 | 586.8892 | 35.1516 | 97.5967 | 41.5103 | 41.5103 | 71.8955 | 27.052 | 40.05 | 35.1516 | 29.8151 | 29.8151 | 50.9225 | 0 | 0 | 0 | 0 | 27.052 | 27.052 | 27.052 | 45.6558 | 29.8151 | 98.3262 | 0 | 0 | 19.626 | 0 | 0 | 0 | 85.3389 | 42.4959 | 108.2054 | 56.2268 | 47.9435 | 19.626 | 113.8828 | 132.8374 | 30.6272 | 148.3094 | 116.5174 | 508.7069 | 102.9818 | 100.0121 | 120.7198 | 19.5541 | 23.9336 | 23.9336 | 19.5541 | 39.2997 | 69.0291 | 156.338 | 1464.6316 | 108.6004 | 69.0291 | 65.9421 | 128.7467 | 86.6848 | 73.9891 | 71.5924 | 65.9421 | 131.9343 | 59.4754 | 42.4959 | 42.4959 | 131.2676 | 86.8839 | 0 | 0 | 0 | 23.9336 | 23.9336 | 25.0629 | 0 | 0 | 0 | 0 | 0 | 0 | 19.5541 | 42.4959 | 127.1041 | 23.9336 | 30.0483 | 56.6351 | 0 | 0 | 0 | 0 | 0 | 0 | 0 | 0 | 0 | 0 | 0 | 0 | 0 | 0 | 0 | 0 | 0 | 0 | 0 | 0 | 0 | 0 | 0 | 0 | 0 | 0 | 0 | 0 | 0 | 0 | 0 | 0 | 0 | 0 | 0 | 0 | 0 | 0 | 0 | 0 | 0 | 0 | 0 | 0 | 0 | 0 | 0 | 0 | 0 | 0 | 0 | 0 | 0 | 0 | 0 | 0 | 0 | 0 | 0 | 0 | 0 | 0 | 0 | 0 | 0 | 0 | 0 | 0 | 0 | 0 | 0 | 0 | 0 | 0 | 0 | 0 | 0 | 0 | 0 | 0 | 0 | 0 | 0 | 0 | 0 | 0 | 0 | 0 | 0 | 0 | 0 | 0 | 0 | 0 | 0 | 0 | 0 | 0 | 0 | 0 | 0 | 0 | 0 | 0 | 0 | 0 | 0 | 0 | 0 | 2017-01-07
t0146 | 0 | 121.3327 | 293.8308 | 141.731 | 32.1188 | 227.2505 | 32.1188 | 650.0482 | 54.0685 | 54.0685 | 1777.478 | 54.1779 | 77.6512 | 337.7192 | 399.713 | 59.3084 | 68.6986 | 327.2777 | 201.0033 | 367.2529 | 0 | 0 | 368.6536 | 33.8799 | 33.8799 | 33.8799 | 82.2688 | 155.0011 | 282.5506 | 111.2177 | 311.9484 | 78.5476 | 244.5225 | 224.8305 | 259.6341 | 244.7182 | 136.7868 | 642.6686 | 372.5418 | 94.0182 | 229.9659 | 257.7279 | 108.4796 | 229.7786 | 442.8733 | 108.4796 | 43.1492 | 280.6743 | 771.3723 | 166.7797 | 169 | 88.3359 | 181.3609 | 43.1492 | 165.2547 | 294.3467 | 97.3069 | 316.1061 | 31.8305 | 186.3524 | 31.8305 | 108.4796 | 155.0011 | 60.1539 | 442.8733 | 0 | 0 | 0 | 0 | 0 | 0 | 0 | 0 | 154.5801 | 0 | 0 | 0 | 0 | 240.2035 | 263.3512 | 25.4907 | 26.836 | 193.3636 | 139.237 | 10.4429 | 71.2146 | 80.719 | 240.6644 | 143.1294 | 195.7 | 78.1694 | 25.4907 | 225.9021 | 38.6394 | 227.2345 | 107.5702 | 142.8806 | 41.9051 | 79.275 | 416.1254 | 18.0039 | 136.8972 | 129.3578 | 10.4429 | 10.4429 | 52.7106 | 111.3597 | 56.3866 | 111.2321 | 140.8815 | 64.7127 | 54.5829 | 480.7081 | 87.8495 | 71.2146 | 68.8327 | 68.8327 | 28.5915 | 36.8904 | 480.7081 | 303.1685 | 133.538 | 0 | 0 | 0 | 69.7166 | 80.719 | 67.4845 | 303.3084 | 79.275 | 0 | 59.6676 | 36.8904 | 10.4429 | 51.637 | 20.8213 | 0 | 0 | 0 | 77.7425 | 0 | 0 | 121.2505 | 0 | 25.4296 | 0 | 0 | 182.1426 | 83.3581 | 20.8213 | 25.9655 | 25.9655 | 54.0168 | 116.4391 | 153.6963 | 117.0471 | 262.9165 | 167.5977 | 97.27 | 231.3822 | 199.7795 | 123.1042 | 126.6693 | 310.8427 | 161.3185 | 144.8764 | 82.1247 | 76.4192 | 160.9245 | 164.1825 | 61.8186 | 76.4192 | 76.4192 | 116.6765 | 82.1247 | 82.1247 | 82.1247 | 134.201 | 150.3899 | 130.158 | 110.1269 | 110.1269 | 85.18 | 134.1492 | 386.2953 | 149.6042 | 80.8402 | 464.8308 | 155.1948 | 80.8402 | 281.2446 | 751.247 | 109.8549 | 431.3623 | 332.5679 | 155.1948 | 87.4285 | 52.8184 | 165.9753 | 47.8842 | 47.8842 | 47.8842 | 131.5563 | 147.949 | 55.2803 | 124.321 | 194.7354 | 194.999 | 110.3338 | 110.3338 | 107.0037 | 357.3423 | 47.8842 | 333.9611 | 202.7563 | 339.5516 | 129.002 | 103.6319 | 250.8538 | 81.82 | 175.0334 | 81.82 | 205.1242 | 66.4999 | 99.756 | 60.1539 | 60.1539 | 66.4999 | 316.7616 | 261.8463 | 127.4852 | 168.0063 | 110.9778 | 66.4999 | 776.7511 | 168.8676 | 165.7152 | 384.4905 | 602.5379 | 81.3796 | 90.4614 | 127.1821 | 286.052 | 90.4614 | 49.8207 | 112.276 | 96.3987 | 82.3922 | 91.0031 | 49.8385 | 49.8385 | 83.0192 | 45.0733 | 133.0229 | 212.1034 | 93.465 | 175.0334 | 87.6962 | 179.9631 | 163.8461 | 93.465 | 87.6962 | 66.2057 | 198.922 | 162.631 | 50.1512 | 23.9646 | 326.6248 | 65.7866 | 217.3969 | 65.6307 | 323.971 | 793.7357 | 37.9238 | 228.3155 | 198.922 | 290.9783 | 65.6307 | 25.4296 | 382.6555 | 220.1815 | 185.1593 | 206.7068 | 0 | 76.4192 | 134.2199 | 364.6134 | 0 | 81.3796 | 103.956 | 160.9245 | 69.7349 | 94.3391 | 167.5348 | 63.7802 | 0 | 0 | 0 | 0 | 0 | 0 | 0 | 0 | 83.3581 | 0 | 145.5747 | 215.7307 | 188.6023 | 129.4514 | 0 | 132.4774 | 35.7905 | 35.7938 | 18.0039 | 535.3121 | 34.1411 | 90.3038 | 38.2612 | 38.2612 | 63.4927 | 25.0245 | 35.7905 | 34.1411 | 28.009 | 28.009 | 48.0083 | 0 | 0 | 0 | 0 | 25.0245 | 25.0245 | 25.0245 | 43.1232 | 28.009 | 93.2905 | 0 | 0 | 18.3152 | 0 | 0 | 0 | 80.2067 | 42.3019 | 102.0552 | 56.7195 | 45.6312 | 18.3152 | 112.4123 | 122.1187 | 29.2357 | 146.8909 | 112.0656 | 493.6878 | 99.9926 | 97.2197 | 116.1965 | 18.9618 | 23.2892 | 23.2892 | 18.9618 | 36.436 | 65.6771 | 149.3966 | 1382.595 | 98.9663 | 65.6771 | 63.127 | 118.3288 | 80.2026 | 68.3493 | 65.7096 | 63.127 | 121.8073 | 56.3627 | 42.3019 | 42.3019 | 124.2128 | 80.6246 | 0 | 0 | 0 | 23.2892 | 23.2892 | 23.4489 | 0 | 0 | 0 | 0 | 0 | 0 | 18.9618 | 42.3019 | 119.2929 | 23.2892 | 29.0081 | 52.6408 | 0 | 0 | 0 | 0 | 0 | 0 | 0 | 0 | 0 | 0 | 0 | 0 | 0 | 0 | 0 | 0 | 0 | 0 | 0 | 0 | 0 | 0 | 0 | 0 | 0 | 0 | 0 | 0 | 0 | 0 | 0 | 0 | 0 | 0 | 0 | 0 | 0 | 0 | 0 | 0 | 0 | 0 | 0 | 0 | 0 | 0 | 0 | 0 | 0 | 0 | 0 | 0 | 0 | 0 | 0 | 0 | 0 | 0 | 0 | 0 | 0 | 0 | 0 | 0 | 0 | 0 | 0 | 0 | 0 | 0 | 0 | 0 | 0 | 0 | 0 | 0 | 0 | 0 | 0 | 0 | 0 | 0 | 0 | 0 | 0 | 0 | 0 | 0 | 0 | 0 | 0 | 0 | 0 | 0 | 0 | 0 | 0 | 0 | 0 | 0 | 0 | 0 | 0 | 0 | 0 | 0 | 0 | 0 | 0 | 2017-01-07 01:00
t0147 | 0 | 119.7457 | 286.3794 | 139.9648 | 31.1633 | 221.0211 | 31.1633 | 652.0018 | 52.6195 | 52.6195 | 1736.7918 | 52.2024 | 76.5483 | 334.4681 | 395.3718 | 58.7229 | 67.3396 | 321.5642 | 197.0181 | 364.9448 | 0 | 0 | 359.7605 | 33.3042 | 33.3042 | 33.3042 | 81.29 | 152.8526 | 280.6185 | 107.8411 | 305.9101 | 76.7771 | 242.3493 | 223.0953 | 255.6081 | 239.8572 | 135.1429 | 642.3512 | 369.5199 | 92.765 | 228.7155 | 253.4997 | 107.2441 | 227.0991 | 438.1794 | 107.2441 | 42.6247 | 276.9063 | 762.3265 | 165.3882 | 165.8565 | 86.6689 | 179.5124 | 42.6247 | 163.059 | 292.1874 | 96.1763 | 309.8547 | 31.1318 | 185.0219 | 31.1318 | 107.2441 | 152.8526 | 59.2224 | 438.1794 | 0 | 0 | 0 | 0 | 0 | 0 | 0 | 0 | 152.3134 | 0 | 0 | 0 | 0 | 236.5612 | 258.856 | 25.1129 | 26.0471 | 187.3713 | 136.6101 | 10.1837 | 69.5084 | 78.9542 | 235.7986 | 140.8576 | 192.7305 | 75.6575 | 25.1129 | 218.5806 | 37.725 | 222.1708 | 105.0126 | 140.3477 | 41.0092 | 77.6011 | 405.4864 | 17.3806 | 134.2995 | 126.0824 | 10.1837 | 10.1837 | 51.1331 | 109.7451 | 55.1641 | 108.7381 | 138.5513 | 61.9043 | 51.0397 | 460.0279 | 84.7593 | 69.5084 | 67.5139 | 67.5139 | 27.9376 | 35.4482 | 460.0279 | 293.4614 | 131.4009 | 0 | 0 | 0 | 68.4655 | 78.9542 | 66.2494 | 296.0312 | 77.6011 | 0 | 58.58 | 35.4482 | 10.1837 | 49.9408 | 20.1406 | 0 | 0 | 0 | 76.2842 | 0 | 0 | 118.6754 | 0 | 24.668 | 0 | 0 | 178.9171 | 82.6228 | 20.1406 | 25.4392 | 25.4392 | 52.337 | 113.3603 | 149.1206 | 114.3803 | 257.5338 | 165.0019 | 95.2193 | 227.0756 | 194.2308 | 119.5556 | 124.0354 | 299.7631 | 158.3601 | 140.1564 | 80.7508 | 75.0806 | 157.181 | 159.4332 | 60.1875 | 75.0806 | 75.0806 | 112.814 | 80.7508 | 80.7508 | 80.7508 | 130.332 | 147.6972 | 125.911 | 107.2979 | 107.2979 | 82.9003 | 129.2861 | 378.9585 | 148.0149 | 78.011 | 447.106 | 152.0301 | 78.011 | 266.7803 | 728.7283 | 106.1303 | 417.6036 | 324.7512 | 152.0301 | 85.0443 | 51.5394 | 160.5668 | 47.0256 | 47.0256 | 47.0256 | 127.7394 | 142.1195 | 53.2028 | 123.4779 | 191.0206 | 192.3295 | 108.9963 | 108.9963 | 104.5896 | 354.3941 | 47.0256 | 324.2291 | 199.602 | 334.0684 | 127.1079 | 101.8082 | 240.6696 | 80.0833 | 173.4999 | 80.0833 | 200.469 | 64.6061 | 98.0614 | 59.2224 | 59.2224 | 64.6061 | 314.3669 | 259.1301 | 124.4561 | 163.2428 | 109.6638 | 64.6061 | 772.3047 | 166.0566 | 160.711 | 373.7197 | 582.0386 | 80.0235 | 89.1085 | 123.0537 | 279.3553 | 89.1085 | 48.7825 | 109.6718 | 95.0977 | 80.7924 | 88.5042 | 48.9098 | 48.9098 | 81.6157 | 43.9243 | 129.5484 | 208.1311 | 91.433 | 173.4999 | 85.7641 | 174.7646 | 161.2351 | 91.433 | 85.7641 | 64.3232 | 192.2726 | 160.0665 | 49.693 | 23.3263 | 320.4196 | 64.2062 | 211.2266 | 63.9491 | 318.1746 | 779.6383 | 37.1827 | 222.5467 | 192.2726 | 282.2234 | 63.9491 | 24.668 | 384.1041 | 214.089 | 182.627 | 205.293 | 0 | 75.0806 | 131.841 | 353.8481 | 0 | 80.0235 | 101.6726 | 157.181 | 67.9681 | 91.168 | 164.6913 | 61.9338 | 0 | 0 | 0 | 0 | 0 | 0 | 0 | 0 | 82.6228 | 0 | 143.5027 | 215.2412 | 182.9102 | 126.1577 | 0 | 128.5481 | 34.0811 | 34.8619 | 17.3806 | 512.2415 | 33.4792 | 86.8778 | 36.8593 | 36.8593 | 60.181 | 24.1239 | 34.0811 | 33.4792 | 27.182 | 27.182 | 46.6273 | 0 | 0 | 0 | 0 | 24.1239 | 24.1239 | 24.1239 | 41.893 | 27.182 | 90.767 | 0 | 0 | 17.6699 | 0 | 0 | 0 | 77.7702 | 41.7961 | 98.9933 | 56.2329 | 44.438 | 17.6699 | 110.8043 | 117.16 | 28.52 | 144.8584 | 109.43 | 483.0332 | 98.0179 | 95.3317 | 113.5447 | 18.576 | 22.8478 | 22.8478 | 18.576 | 35.1479 | 63.9104 | 145.6857 | 1336.786 | 94.7905 | 63.9104 | 61.5474 | 113.3373 | 77.2996 | 65.9244 | 63.1515 | 61.5474 | 117.2421 | 54.7079 | 41.7961 | 41.7961 | 120.7308 | 77.6715 | 0 | 0 | 0 | 22.8478 | 22.8478 | 22.6992 | 0 | 0 | 0 | 0 | 0 | 0 | 18.576 | 41.7961 | 115.4751 | 22.8478 | 28.3803 | 50.8732 | 0 | 0 | 0 | 0 | 0 | 0 | 0 | 0 | 0 | 0 | 0 | 0 | 0 | 0 | 0 | 0 | 0 | 0 | 0 | 0 | 0 | 0 | 0 | 0 | 0 | 0 | 0 | 0 | 0 | 0 | 0 | 0 | 0 | 0 | 0 | 0 | 0 | 0 | 0 | 0 | 0 | 0 | 0 | 0 | 0 | 0 | 0 | 0 | 0 | 0 | 0 | 0 | 0 | 0 | 0 | 0 | 0 | 0 | 0 | 0 | 0 | 0 | 0 | 0 | 0 | 0 | 0 | 0 | 0 | 0 | 0 | 0 | 0 | 0 | 0 | 0 | 0 | 0 | 0 | 0 | 0 | 0 | 0 | 0 | 0 | 0 | 0 | 0 | 0 | 0 | 0 | 0 | 0 | 0 | 0 | 0 | 0 | 0 | 0 | 0 | 0 | 0 | 0 | 0 | 0 | 0 | 0 | 0 | 0 | 2017-01-07 02:00
t0148 | 0 | 118.5588 | 283.1792 | 138.5506 | 30.7911 | 218.4857 | 30.7911 | 646.444 | 52.0536 | 52.0536 | 1719.8502 | 51.5602 | 75.7487 | 331.2791 | 391.4367 | 58.1345 | 66.6077 | 318.1726 | 194.8847 | 361.4781 | 0 | 0 | 355.8233 | 32.9484 | 32.9484 | 32.9484 | 80.4764 | 151.2979 | 277.9507 | 106.7137 | 302.7524 | 75.9347 | 239.9875 | 220.9433 | 252.9354 | 237.2669 | 133.7682 | 636.7042 | 366.0857 | 91.8188 | 226.5719 | 250.8969 | 106.1826 | 224.8432 | 434.1913 | 106.1826 | 42.1838 | 274.0879 | 754.742 | 163.7847 | 164.1311 | 85.7298 | 177.7408 | 42.1838 | 161.3867 | 289.3791 | 95.2032 | 306.5996 | 30.7833 | 183.2507 | 30.7833 | 106.1826 | 151.2979 | 58.6098 | 434.1913 | 0 | 0 | 0 | 0 | 0 | 0 | 0 | 0 | 150.7367 | 0 | 0 | 0 | 0 | 234.1317 | 256.1068 | 24.846 | 25.722 | 185.152 | 135.0997 | 10.0646 | 68.7023 | 78.0397 | 233.2759 | 139.3943 | 190.7275 | 74.7261 | 24.846 | 216.0491 | 37.2846 | 219.7242 | 103.7937 | 138.8146 | 40.5416 | 76.7263 | 400.9391 | 17.1547 | 132.8248 | 124.6095 | 10.0646 | 10.0646 | 50.5194 | 108.6079 | 54.5391 | 107.4985 | 137.093 | 61.1286 | 50.3356 | 454.3379 | 83.6652 | 68.7023 | 66.7641 | 66.7641 | 27.6163 | 34.9888 | 454.3379 | 290.0388 | 129.9812 | 0 | 0 | 0 | 67.7106 | 78.0397 | 65.5231 | 292.6704 | 76.7263 | 0 | 57.936 | 34.9888 | 10.0646 | 49.3432 | 19.8935 | 0 | 0 | 0 | 75.4598 | 0 | 0 | 117.3673 | 0 | 24.3626 | 0 | 0 | 177.001 | 81.8111 | 19.8935 | 25.1571 | 25.1571 | 51.6758 | 112.0396 | 147.3631 | 113.0793 | 254.8296 | 163.2839 | 94.1755 | 224.627 | 192.1089 | 118.148 | 122.6673 | 296.5125 | 156.675 | 138.4443 | 79.9248 | 74.2931 | 155.469 | 157.5263 | 59.4907 | 74.2931 | 74.2931 | 111.4768 | 79.9248 | 79.9248 | 79.9248 | 128.7979 | 146.153 | 124.3883 | 106.0607 | 106.0607 | 81.9428 | 127.7546 | 374.9285 | 146.5768 | 77.0555 | 442.4191 | 150.4202 | 77.0555 | 263.5045 | 721.0719 | 104.8119 | 412.8439 | 321.1761 | 150.4202 | 84.0841 | 50.9546 | 158.5759 | 46.5189 | 46.5189 | 46.5189 | 126.2086 | 140.3639 | 52.5173 | 122.2842 | 188.9595 | 190.3598 | 107.9058 | 107.9058 | 103.4441 | 350.9233 | 46.5189 | 320.4903 | 197.5254 | 330.5724 | 125.7917 | 100.7084 | 237.835 | 79.2034 | 171.8371 | 79.2034 | 198.3085 | 63.8649 | 97.0558 | 58.6098 | 58.6098 | 63.8649 | 311.4167 | 256.5921 | 123.0984 | 161.3903 | 108.5799 | 63.8649 | 765.2102 | 164.3066 | 158.9335 | 369.6426 | 575.917 | 79.181 | 88.186 | 121.5675 | 276.2897 | 88.186 | 48.2349 | 108.4575 | 94.1294 | 79.9159 | 87.4703 | 48.3912 | 48.3912 | 80.7694 | 43.4244 | 128.1806 | 205.96 | 90.4176 | 171.8371 | 84.8303 | 172.8097 | 159.5435 | 90.4176 | 84.8303 | 63.5511 | 190.0876 | 158.418 | 49.1983 | 23.0462 | 316.9408 | 63.4729 | 208.7815 | 63.2104 | 314.7124 | 771.7979 | 36.7682 | 219.9091 | 190.0876 | 279.029 | 63.2104 | 24.3626 | 380.9064 | 211.6162 | 180.8083 | 203.3519 | 0 | 74.2931 | 130.4085 | 350.3641 | 0 | 79.181 | 100.5595 | 155.469 | 67.237 | 90.0007 | 162.9324 | 61.2011 | 0 | 0 | 0 | 0 | 0 | 0 | 0 | 0 | 81.8111 | 0 | 142.0258 | 213.2831 | 180.8585 | 124.791 | 0 | 127.0227 | 33.6066 | 34.4547 | 17.1547 | 505.8372 | 33.1134 | 85.8326 | 36.3862 | 36.3862 | 59.3179 | 23.8211 | 33.6066 | 33.1134 | 26.8474 | 26.8474 | 46.0644 | 0 | 0 | 0 | 0 | 23.8211 | 23.8211 | 23.8211 | 41.3941 | 26.8474 | 89.701 | 0 | 0 | 17.4637 | 0 | 0 | 0 | 76.834 | 41.3785 | 97.834 | 55.7065 | 43.9226 | 17.4637 | 109.6573 | 115.736 | 28.1872 | 143.3972 | 108.2234 | 477.9773 | 96.9526 | 94.3003 | 112.2831 | 18.3741 | 22.6006 | 22.6006 | 18.3741 | 34.7106 | 63.1787 | 144.0172 | 1322.3329 | 93.5727 | 63.1787 | 60.8584 | 112.002 | 76.3349 | 65.0769 | 62.3444 | 60.8584 | 115.786 | 54.0896 | 41.3785 | 41.3785 | 119.3044 | 76.7389 | 0 | 0 | 0 | 22.6006 | 22.6006 | 22.4226 | 0 | 0 | 0 | 0 | 0 | 0 | 18.3741 | 41.3785 | 114.1129 | 22.6006 | 28.0664 | 50.2333 | 0 | 0 | 0 | 0 | 0 | 0 | 0 | 0 | 0 | 0 | 0 | 0 | 0 | 0 | 0 | 0 | 0 | 0 | 0 | 0 | 0 | 0 | 0 | 0 | 0 | 0 | 0 | 0 | 0 | 0 | 0 | 0 | 0 | 0 | 0 | 0 | 0 | 0 | 0 | 0 | 0 | 0 | 0 | 0 | 0 | 0 | 0 | 0 | 0 | 0 | 0 | 0 | 0 | 0 | 0 | 0 | 0 | 0 | 0 | 0 | 0 | 0 | 0 | 0 | 0 | 0 | 0 | 0 | 0 | 0 | 0 | 0 | 0 | 0 | 0 | 0 | 0 | 0 | 0 | 0 | 0 | 0 | 0 | 0 | 0 | 0 | 0 | 0 | 0 | 0 | 0 | 0 | 0 | 0 | 0 | 0 | 0 | 0 | 0 | 0 | 0 | 0 | 0 | 0 | 0 | 0 | 0 | 0 | 0 | 2017-01-07 03:00
t0149 | 0 | 116.862 | 282.4723 | 136.1302 | 30.751 | 218.1989 | 30.751 | 626.062 | 52.2952 | 52.2952 | 1731.5497 | 52.019 | 74.4253 | 325.5468 | 383.9619 | 56.8731 | 65.8993 | 314.3416 | 192.9079 | 352.9961 | 0 | 0 | 354.8718 | 32.4761 | 32.4761 | 32.4761 | 79.0582 | 148.9709 | 271.7063 | 108.3058 | 300.9393 | 75.4681 | 234.9783 | 216.0485 | 249.1415 | 234.9473 | 131.2225 | 619.18 | 359.5559 | 90.2831 | 221.1722 | 248.058 | 104.3239 | 220.9467 | 429.3979 | 104.3239 | 41.3191 | 269.6148 | 741.6439 | 160.2759 | 162.767 | 84.69 | 174.2645 | 41.3191 | 158.5834 | 282.8543 | 93.3694 | 304.4567 | 30.4883 | 179.12 | 30.4883 | 104.3239 | 148.9709 | 57.7942 | 429.3979 | 0 | 0 | 0 | 0 | 0 | 0 | 0 | 0 | 148.3828 | 0 | 0 | 0 | 0 | 230.8998 | 252.6365 | 24.3973 | 25.5298 | 185.5644 | 133.1599 | 9.9756 | 68.044 | 76.9734 | 231.3975 | 137.4995 | 187.8625 | 74.7174 | 24.3973 | 217.7325 | 36.8764 | 218.1714 | 102.7504 | 136.6906 | 40.0227 | 75.8024 | 399.9461 | 17.122 | 131.047 | 123.6515 | 9.9756 | 9.9756 | 50.441 | 106.8653 | 53.9131 | 106.3483 | 135.2224 | 62.4183 | 53.0908 | 464.2988 | 83.6761 | 68.044 | 65.8112 | 65.8112 | 27.3183 | 35.2602 | 464.2988 | 291.8283 | 127.7033 | 0 | 0 | 0 | 66.6347 | 76.9734 | 64.5689 | 290.6056 | 75.8024 | 0 | 57.0672 | 35.2602 | 9.9756 | 49.5807 | 19.923 | 0 | 0 | 0 | 74.5485 | 0 | 0 | 116.2799 | 0 | 24.2332 | 0 | 0 | 174.6688 | 80.0279 | 19.923 | 24.8576 | 24.8576 | 51.3908 | 111.4694 | 147.4099 | 111.9818 | 253.4157 | 160.9018 | 93.3297 | 221.9066 | 193.0541 | 117.9724 | 121.4123 | 302.9963 | 154.9169 | 138.6869 | 79.1027 | 73.451 | 154.8648 | 157.0287 | 59.2243 | 73.451 | 73.451 | 112.2005 | 79.1027 | 79.1027 | 79.1027 | 128.6123 | 144.659 | 124.7729 | 105.4867 | 105.4867 | 81.6615 | 129.4237 | 371.2335 | 144.0591 | 77.55 | 455.9779 | 149.4269 | 77.55 | 274.2192 | 730.8861 | 105.063 | 416.3874 | 319.7066 | 149.4269 | 84.1018 | 50.6216 | 158.5634 | 45.8959 | 45.8959 | 45.8959 | 125.8022 | 142.4002 | 52.7984 | 119.3265 | 186.8331 | 187.2323 | 106.0557 | 106.0557 | 102.8334 | 342.9917 | 45.8959 | 321.0039 | 194.6877 | 326.0067 | 123.8282 | 99.2645 | 243.2539 | 78.4954 | 168.4872 | 78.4954 | 197.5403 | 63.919 | 96.0825 | 57.7942 | 57.7942 | 63.919 | 305.2419 | 251.8564 | 122.7221 | 161.6867 | 106.7914 | 63.919 | 748.8338 | 162.0781 | 160.2845 | 371.6973 | 588.4708 | 78.1173 | 86.8584 | 121.9194 | 275.0715 | 86.8584 | 47.6504 | 107.8251 | 92.6032 | 79.0233 | 87.178 | 47.8956 | 47.8956 | 79.8521 | 43.2374 | 128.8533 | 204.2424 | 89.5956 | 168.4872 | 84.2939 | 173.5969 | 157.2294 | 89.5956 | 84.2939 | 63.2584 | 192.3812 | 156.3756 | 48.0914 | 22.8547 | 313.1093 | 62.9858 | 208.7001 | 62.8461 | 310.1362 | 766.7835 | 36.2556 | 217.818 | 192.3812 | 280.6132 | 62.8461 | 24.2332 | 369.0936 | 211.2802 | 178.3478 | 198.8898 | 0 | 73.451 | 128.4899 | 357.1341 | 0 | 78.1173 | 99.8496 | 154.8648 | 67.3487 | 89.8169 | 160.5945 | 61.0906 | 0 | 0 | 0 | 0 | 0 | 0 | 0 | 0 | 80.0279 | 0 | 139.772 | 207.4842 | 182.1045 | 124.9293 | 0 | 126.9318 | 34.1546 | 34.2402 | 17.122 | 516.3296 | 32.7162 | 87.094 | 36.5284 | 36.5284 | 60.5922 | 23.9488 | 34.1546 | 32.7162 | 26.7013 | 26.7013 | 45.8518 | 0 | 0 | 0 | 0 | 23.9488 | 23.9488 | 23.9488 | 41.2511 | 26.7013 | 89.2703 | 0 | 0 | 17.6859 | 0 | 0 | 0 | 76.7592 | 40.6611 | 97.9864 | 54.7262 | 43.6962 | 17.6859 | 107.8673 | 117.9373 | 27.926 | 141.3062 | 107.713 | 476.5479 | 95.9147 | 93.2755 | 111.499 | 18.1992 | 22.3342 | 22.3342 | 18.1992 | 34.8918 | 63.0434 | 143.1037 | 1344.8299 | 95.011 | 63.0434 | 60.652 | 114.921 | 76.8349 | 65.1612 | 62.9187 | 60.652 | 116.9242 | 54.3248 | 40.6611 | 40.6611 | 118.8849 | 77.6758 | 0 | 0 | 0 | 22.3342 | 22.3342 | 22.4409 | 0 | 0 | 0 | 0 | 0 | 0 | 18.1992 | 40.6611 | 114.6602 | 22.3342 | 27.8177 | 50.2401 | 0 | 0 | 0 | 0 | 0 | 0 | 0 | 0 | 0 | 0 | 0 | 0 | 0 | 0 | 0 | 0 | 0 | 0 | 0 | 0 | 0 | 0 | 0 | 0 | 0 | 0 | 0 | 0 | 0 | 0 | 0 | 0 | 0 | 0 | 0 | 0 | 0 | 0 | 0 | 0 | 0 | 0 | 0 | 0 | 0 | 0 | 0 | 0 | 0 | 0 | 0 | 0 | 0 | 0 | 0 | 0 | 0 | 0 | 0 | 0 | 0 | 0 | 0 | 0 | 0 | 0 | 0 | 0 | 0 | 0 | 0 | 0 | 0 | 0 | 0 | 0 | 0 | 0 | 0 | 0 | 0 | 0 | 0 | 0 | 0 | 0 | 0 | 0 | 0 | 0 | 0 | 0 | 0 | 0 | 0 | 0 | 0 | 0 | 0 | 0 | 0 | 0 | 0 | 0 | 0 | 0 | 0 | 0 | 0 | 2017-01-07 04:00
t0150 | 0 | 115.0584 | 283.5624 | 133.6723 | 31.0245 | 219.6369 | 31.0245 | 599.7027 | 52.7969 | 52.7969 | 1743.8642 | 53.1435 | 73.2065 | 318.8181 | 376.034 | 55.5484 | 65.4629 | 311.272 | 191.6982 | 343.1519 | 0 | 0 | 355.7743 | 32.0971 | 32.0971 | 32.0971 | 77.58 | 146.682 | 264.4512 | 110.3802 | 299.696 | 75.3823 | 229.41 | 210.5056 | 245.7699 | 233.5364 | 128.6647 | 596.8324 | 351.4796 | 88.7716 | 214.7718 | 245.4971 | 102.3304 | 216.807 | 422.6495 | 102.3304 | 40.4798 | 265.1963 | 727.7836 | 156.3366 | 161.7396 | 83.9745 | 170.5022 | 40.4798 | 155.8563 | 275.421 | 91.4997 | 303.1328 | 30.3709 | 174.3799 | 30.3709 | 102.3304 | 146.682 | 57.0508 | 422.6495 | 0 | 0 | 0 | 0 | 0 | 0 | 0 | 0 | 146.1954 | 0 | 0 | 0 | 0 | 227.8745 | 249.8329 | 24.0032 | 25.652 | 187.8369 | 131.8466 | 9.9698 | 67.9159 | 76.4737 | 230.3371 | 135.8106 | 185.2571 | 75.6118 | 24.0032 | 221.4253 | 36.765 | 217.744 | 102.5083 | 135.109 | 39.7656 | 75.3319 | 401.5753 | 17.3509 | 129.8493 | 123.7292 | 9.9698 | 9.9698 | 50.8909 | 105.2436 | 53.6274 | 105.9136 | 133.6443 | 64.636 | 57.0818 | 480.8364 | 84.9435 | 67.9159 | 65.1845 | 65.1845 | 27.2172 | 36.0912 | 480.8364 | 296.3849 | 125.8304 | 0 | 0 | 0 | 65.8529 | 76.4737 | 63.8882 | 290.5236 | 75.3319 | 0 | 56.4457 | 36.0912 | 9.9698 | 50.3554 | 20.1916 | 0 | 0 | 0 | 73.9128 | 0 | 0 | 115.7744 | 0 | 24.3945 | 0 | 0 | 172.8802 | 78.078 | 20.1916 | 24.685 | 24.685 | 51.7853 | 111.8407 | 148.8689 | 111.6333 | 252.712 | 158.7637 | 92.9264 | 219.9784 | 195.1217 | 118.9014 | 120.7586 | 311.5765 | 153.6166 | 140.5639 | 78.3622 | 72.7707 | 155.0134 | 158.1213 | 59.4405 | 72.7707 | 72.7707 | 114.0939 | 78.3622 | 78.3622 | 78.3622 | 129.629 | 143.4748 | 126.5676 | 105.7393 | 105.7393 | 82.042 | 132.5088 | 368.6719 | 141.2308 | 79.0004 | 472.2619 | 148.9022 | 79.0004 | 289.105 | 744.0505 | 106.6633 | 423.434 | 319.9532 | 148.9022 | 84.7222 | 50.6345 | 160.5361 | 45.4295 | 45.4295 | 45.4295 | 126.6837 | 146.3578 | 53.8884 | 115.9987 | 185.3949 | 184.1984 | 104.1283 | 104.1283 | 102.7338 | 334.2662 | 45.4295 | 324.2307 | 192.1411 | 322.0441 | 122.0056 | 98.1644 | 251.4526 | 78.1692 | 164.6255 | 78.1692 | 197.6223 | 64.4909 | 95.2226 | 57.0508 | 57.0508 | 64.4909 | 297.8292 | 246.6428 | 122.962 | 163.2099 | 104.8681 | 64.4909 | 728.5674 | 160.2116 | 162.7226 | 375.9068 | 604.1819 | 77.2253 | 85.6336 | 123.6382 | 275.2868 | 85.6336 | 47.3395 | 107.7921 | 91.0982 | 78.4454 | 87.649 | 47.5368 | 47.5368 | 79.0641 | 43.3618 | 130.0512 | 202.9747 | 89.2598 | 164.6255 | 84.1469 | 175.6067 | 155.2166 | 89.2598 | 84.1469 | 63.6119 | 196.3204 | 154.5087 | 46.912 | 22.89 | 310.5103 | 62.9458 | 210.3913 | 62.9788 | 306.7473 | 762.1916 | 35.9316 | 217.6978 | 196.3204 | 284.3804 | 62.9788 | 24.3945 | 353.4121 | 212.691 | 175.7777 | 193.6478 | 0 | 72.7707 | 127.0508 | 364.6033 | 0 | 77.2253 | 99.6234 | 155.0134 | 67.7777 | 90.92 | 158.7158 | 61.5673 | 0 | 0 | 0 | 0 | 0 | 0 | 0 | 0 | 78.078 | 0 | 137.6307 | 200.3913 | 184.6971 | 125.696 | 0 | 128.095 | 35.4253 | 34.3167 | 17.3509 | 534.4157 | 32.4591 | 89.3978 | 37.2171 | 37.2171 | 63.2926 | 24.4053 | 35.4253 | 32.4591 | 26.8659 | 26.8659 | 46.1228 | 0 | 0 | 0 | 0 | 24.4053 | 24.4053 | 24.4053 | 41.5144 | 26.8659 | 89.6369 | 0 | 0 | 18.0862 | 0 | 0 | 0 | 77.5049 | 39.9107 | 99.0517 | 53.5299 | 43.8275 | 18.0862 | 106.1909 | 121.661 | 27.8932 | 139.2038 | 107.7883 | 476.4904 | 95.272 | 92.6112 | 111.3449 | 18.1013 | 22.1521 | 22.1521 | 18.1013 | 35.5321 | 63.3954 | 143.245 | 1375.8568 | 97.9631 | 63.3954 | 60.8328 | 119.1865 | 78.3692 | 66.2131 | 64.4448 | 60.8328 | 119.6332 | 54.9721 | 39.9107 | 39.9107 | 119.5814 | 79.5177 | 0 | 0 | 0 | 22.1521 | 22.1521 | 22.7184 | 0 | 0 | 0 | 0 | 0 | 0 | 18.1013 | 39.9107 | 116.3551 | 22.1521 | 27.7148 | 50.9211 | 0 | 0 | 0 | 0 | 0 | 0 | 0 | 0 | 0 | 0 | 0 | 0 | 0 | 0 | 0 | 0 | 0 | 0 | 0 | 0 | 0 | 0 | 0 | 0 | 0 | 0 | 0 | 0 | 0 | 0 | 0 | 0 | 0 | 0 | 0 | 0 | 0 | 0 | 0 | 0 | 0 | 0 | 0 | 0 | 0 | 0 | 0 | 0 | 0 | 0 | 0 | 0 | 0 | 0 | 0 | 0 | 0 | 0 | 0 | 0 | 0 | 0 | 0 | 0 | 0 | 0 | 0 | 0 | 0 | 0 | 0 | 0 | 0 | 0 | 0 | 0 | 0 | 0 | 0 | 0 | 0 | 0 | 0 | 0 | 0 | 0 | 0 | 0 | 0 | 0 | 0 | 0 | 0 | 0 | 0 | 0 | 0 | 0 | 0 | 0 | 0 | 0 | 0 | 0 | 0 | 0 | 0 | 0 | 0 | 2017-01-07 05:00
t0151 | 0 | 116.801 | 304.9394 | 136.1621 | 34.2664 | 238.8291 | 34.2664 | 562.8218 | 56.3707 | 56.3707 | 1803.0675 | 59.8922 | 75.5192 | 317.9013 | 380.1228 | 56.114 | 69.0844 | 324.2661 | 202.1221 | 338.9899 | 0 | 0 | 379.5337 | 33.5167 | 33.5167 | 33.5167 | 78.7293 | 150.1539 | 261.6647 | 117.8478 | 311.7659 | 80.2124 | 229.5719 | 209.5043 | 254.3476 | 246.0775 | 131.1519 | 569.8246 | 346.9871 | 90.8281 | 211.0056 | 253.3791 | 103.4293 | 219.4765 | 417.8206 | 103.4293 | 41.4569 | 271.2519 | 737.1465 | 156.0322 | 168.3108 | 88.3777 | 171.709 | 41.4569 | 159.6762 | 273.6015 | 93.0511 | 317.0485 | 32.4546 | 172.9692 | 32.4546 | 103.4293 | 150.1539 | 58.8741 | 417.8206 | 0 | 0 | 0 | 0 | 0 | 0 | 0 | 0 | 150.615 | 0 | 0 | 0 | 0 | 234.5476 | 260.5159 | 24.9091 | 28.6819 | 207.4462 | 139.519 | 10.8464 | 73.5842 | 82.4878 | 242.2878 | 140.4277 | 191.2756 | 84.6005 | 24.9091 | 243.6595 | 39.8852 | 231.8028 | 111.0515 | 142.1591 | 42.6603 | 80.5177 | 432.4391 | 19.8123 | 137.1813 | 134.6878 | 10.8464 | 10.8464 | 56.3075 | 108.4132 | 57.4648 | 113.858 | 138.867 | 74.0518 | 69.2369 | 548.562 | 96.8825 | 73.5842 | 69.1055 | 69.1055 | 29.3562 | 41.4724 | 548.562 | 326.5362 | 131.5104 | 0 | 0 | 0 | 69.4973 | 82.4878 | 67.3714 | 312.9306 | 80.5177 | 0 | 59.5567 | 41.4724 | 10.8464 | 55.9579 | 22.5902 | 0 | 0 | 0 | 77.7162 | 0 | 0 | 123.0141 | 0 | 27.236 | 0 | 0 | 180.9248 | 78.2792 | 22.5902 | 26.2206 | 26.2206 | 58.2841 | 121.9124 | 163.8199 | 120.0168 | 264.6779 | 164.1155 | 98.5618 | 231.0823 | 209.5736 | 130.5762 | 128.2158 | 339.0691 | 160.7074 | 157.0456 | 80.8594 | 75.7085 | 164.8686 | 174.4544 | 64.6741 | 75.7085 | 75.7085 | 126.5071 | 80.8594 | 80.8594 | 80.8594 | 142.3465 | 149.2688 | 141.0129 | 114.7643 | 114.7643 | 89.2706 | 147.714 | 386.1744 | 141.8246 | 88.699 | 512.0868 | 156.2649 | 88.699 | 333.4716 | 794.7506 | 120.0248 | 463.5181 | 341.4285 | 156.2649 | 91.7045 | 54.5543 | 180.1369 | 47.6432 | 47.6432 | 47.6432 | 139.8699 | 165.9405 | 61.6685 | 115.2378 | 194.9786 | 188.8195 | 105.7178 | 105.7178 | 109.2683 | 334.3905 | 47.6432 | 354.2246 | 198.6061 | 333.8329 | 125.7093 | 102.9468 | 281.9619 | 82.9842 | 164.0076 | 82.9842 | 209.3567 | 70.2703 | 98.3762 | 58.8741 | 58.8741 | 70.2703 | 294.2992 | 248.0255 | 130.967 | 177.2707 | 106.0695 | 70.2703 | 712.8628 | 166.5648 | 176.159 | 403.7925 | 650.6053 | 80.2717 | 88.284 | 137.6595 | 293.4583 | 88.284 | 50.5106 | 115.1311 | 93.2018 | 82.6809 | 95.7993 | 49.7154 | 49.7154 | 81.9028 | 46.8756 | 138.0133 | 211.4267 | 95.1329 | 164.0076 | 89.262 | 190.1961 | 160.9306 | 95.1329 | 89.262 | 70.1927 | 215.342 | 159.3657 | 47.2277 | 25.1772 | 327.052 | 67.9162 | 229.7695 | 68.3808 | 322.5228 | 784.9364 | 38.1637 | 237.9334 | 215.342 | 309.6771 | 68.3808 | 27.236 | 329.1393 | 231.8301 | 178.9014 | 191.3517 | 0 | 75.7085 | 133.4829 | 383.1391 | 0 | 80.2717 | 105.8198 | 164.8686 | 72.1554 | 103.1785 | 165.7154 | 67.7196 | 0 | 0 | 0 | 0 | 0 | 0 | 0 | 0 | 78.2792 | 0 | 141.4406 | 193.8262 | 200.6805 | 134.0897 | 0 | 141.1999 | 42.1399 | 37.4057 | 19.8123 | 611.5949 | 34.2744 | 100.3717 | 42.4765 | 42.4765 | 76.4374 | 27.6445 | 42.1399 | 34.2744 | 29.9208 | 29.9208 | 51.0084 | 0 | 0 | 0 | 0 | 27.6445 | 27.6445 | 27.6445 | 45.7129 | 29.9208 | 98.043 | 0 | 0 | 20.0444 | 0 | 0 | 0 | 85.8941 | 40.4903 | 108.8499 | 52.9998 | 47.6874 | 20.0444 | 109.3115 | 137.5891 | 30.3059 | 142.189 | 115.0736 | 499.825 | 100.5355 | 97.5417 | 118.9505 | 19.1257 | 23.3077 | 23.3077 | 19.1257 | 40.0972 | 68.8325 | 154.922 | 1489.1441 | 112.8274 | 68.8325 | 65.4084 | 134.0145 | 88.6467 | 75.4623 | 73.7314 | 65.4084 | 135.419 | 59.7574 | 40.4903 | 40.4903 | 131.2592 | 89.0321 | 0 | 0 | 0 | 23.3077 | 23.3077 | 25.3368 | 0 | 0 | 0 | 0 | 0 | 0 | 19.1257 | 40.4903 | 128.5908 | 23.3077 | 29.5015 | 57.4799 | 0 | 0 | 0 | 0 | 0 | 0 | 0 | 0 | 0 | 0 | 0 | 0 | 0 | 0 | 0 | 0 | 0 | 0 | 0 | 0 | 0 | 0 | 0 | 0 | 0 | 0 | 0 | 0 | 0 | 0 | 0 | 0 | 0 | 0 | 0 | 0 | 0 | 0 | 0 | 0 | 0 | 0 | 0 | 0 | 0 | 0 | 0 | 0 | 0 | 0 | 0 | 0 | 0 | 0 | 0 | 0 | 0 | 0 | 0 | 0 | 0 | 0 | 0 | 0 | 0 | 0 | 0 | 0 | 0 | 0 | 0 | 0 | 0 | 0 | 0 | 0 | 0 | 0 | 0 | 0 | 0 | 0 | 0 | 0 | 0 | 0 | 0 | 0 | 0 | 0 | 0 | 0 | 0 | 0 | 0 | 0 | 0 | 0 | 0 | 0 | 0 | 0 | 0 | 0 | 0 | 0 | 0 | 0 | 0 | 2017-01-07 06:00
t0152 | 0 | 117.7662 | 337.1956 | 137.1981 | 39.1328 | 267.9661 | 39.1328 | 483.8424 | 62.4197 | 62.4197 | 1925.887 | 70.7892 | 77.431 | 310.7551 | 377.8176 | 55.4591 | 73.7738 | 339.8294 | 215.76 | 322.9896 | 0 | 0 | 415.5724 | 35.1062 | 35.1062 | 35.1062 | 78.8906 | 152.8797 | 250.412 | 132.2853 | 329.2284 | 87.1219 | 224.1279 | 202.3912 | 262.9882 | 262.6154 | 131.92 | 509.4852 | 333.8424 | 92.2038 | 199.2004 | 262.6129 | 103.0727 | 219.2714 | 407.8816 | 103.0727 | 41.8679 | 275.4276 | 736.9957 | 151.579 | 177.1783 | 93.8342 | 169.6055 | 41.8679 | 162.2104 | 263.3759 | 93.2516 | 336.6124 | 35.2559 | 166.1302 | 35.2559 | 103.0727 | 152.8797 | 60.7503 | 407.8816 | 0 | 0 | 0 | 0 | 0 | 0 | 0 | 0 | 154.6296 | 0 | 0 | 0 | 0 | 241.2232 | 272.7117 | 25.7199 | 32.9363 | 237.9667 | 148.6502 | 12.0509 | 81.2759 | 90.091 | 258.6848 | 145.3625 | 197.1484 | 98.1444 | 25.7199 | 280.3719 | 44.0365 | 251.5732 | 122.5614 | 150.1438 | 46.344 | 87.1729 | 478.9665 | 23.4329 | 146.077 | 149.9926 | 12.0509 | 12.0509 | 64.4088 | 111.2067 | 62.4609 | 124.384 | 144.6725 | 90.2211 | 91.6131 | 666.1771 | 114.7332 | 81.2759 | 73.8106 | 73.8106 | 32.1948 | 49.9337 | 666.1771 | 375.4612 | 137.1996 | 0 | 0 | 0 | 73.6159 | 90.091 | 71.4413 | 344.4758 | 87.1729 | 0 | 63.157 | 49.9337 | 12.0509 | 64.8382 | 26.2571 | 0 | 0 | 0 | 82.4233 | 0 | 0 | 132.7605 | 0 | 31.3137 | 0 | 0 | 190.3999 | 76.5031 | 26.2571 | 28.1756 | 28.1756 | 67.583 | 136.4701 | 186.712 | 131.3154 | 282.1193 | 169.5433 | 106.1817 | 244.773 | 233.7724 | 148.1313 | 138.0491 | 392.1729 | 169.5651 | 182.3293 | 83.9193 | 79.2942 | 179.5552 | 198.5041 | 72.3032 | 79.2942 | 79.2942 | 146.5375 | 83.9193 | 83.9193 | 83.9193 | 161.4799 | 156.6157 | 163.4954 | 127.7678 | 127.7678 | 99.9505 | 173.4613 | 408.9845 | 140.1074 | 104.1165 | 596.1388 | 166.7178 | 104.1165 | 417.1531 | 891.066 | 140.5289 | 530.8204 | 372.9766 | 166.7178 | 102.5615 | 60.1171 | 209.6323 | 50.2573 | 50.2573 | 50.2573 | 159.2674 | 198.6365 | 73.7371 | 110.5921 | 207.1105 | 192.2717 | 106.0889 | 106.0889 | 118.6585 | 325.2545 | 50.2573 | 401.1344 | 205.233 | 346.6013 | 129.0828 | 108.4324 | 336.8824 | 89.5049 | 159.4686 | 89.5049 | 226.9119 | 79.2579 | 102.3052 | 60.7503 | 60.7503 | 79.2579 | 282.4909 | 244.9544 | 143.0523 | 199.4812 | 106.0025 | 79.2579 | 671.8881 | 173.6777 | 199.2254 | 450.8601 | 743.8178 | 83.6951 | 90.8072 | 159.4556 | 320.2464 | 90.8072 | 54.5625 | 125.6794 | 94.6863 | 88.0809 | 107.827 | 52.5142 | 52.5142 | 85.2958 | 52.0234 | 151.8531 | 222.8358 | 103.086 | 159.4686 | 96.5583 | 214.1057 | 166.9424 | 103.086 | 96.5583 | 79.7289 | 248.2396 | 164.6077 | 46.377 | 28.3521 | 347.6174 | 74.8485 | 259.4036 | 76.1261 | 340.7319 | 817.4477 | 40.8783 | 265.539 | 248.2396 | 351.2681 | 76.1261 | 31.3137 | 279.338 | 260.7318 | 181.2455 | 182.9333 | 0 | 79.2942 | 140.8425 | 424.6661 | 0 | 83.6951 | 114.5329 | 179.5552 | 79.2955 | 121.2261 | 173.5439 | 76.9285 | 0 | 0 | 0 | 0 | 0 | 0 | 0 | 0 | 76.5031 | 0 | 144.6619 | 177.2432 | 227.4213 | 147.6061 | 0 | 161.02 | 52.9347 | 41.8052 | 23.4329 | 744.0535 | 36.5515 | 118.9771 | 50.5649 | 50.5649 | 97.8339 | 32.7092 | 52.9347 | 36.5515 | 34.3006 | 34.3006 | 58.0833 | 0 | 0 | 0 | 0 | 32.7092 | 32.7092 | 32.7092 | 51.8799 | 34.3006 | 110.226 | 0 | 0 | 23.3839 | 0 | 0 | 0 | 98.5033 | 40.5771 | 124.0705 | 51.239 | 53.2645 | 23.3839 | 111.9683 | 165.1141 | 33.5997 | 144.5323 | 125.7478 | 535.8471 | 107.3388 | 103.8659 | 129.6651 | 20.4896 | 24.7518 | 24.7518 | 20.4896 | 47.2501 | 77.0111 | 171.537 | 1702.0339 | 137.3187 | 77.0111 | 72.2231 | 161.1444 | 104.8838 | 89.4212 | 88.5333 | 72.2231 | 160.9624 | 67.5318 | 40.5771 | 40.5771 | 148.4229 | 104.9268 | 0 | 0 | 0 | 24.7518 | 24.7518 | 29.3243 | 0 | 0 | 0 | 0 | 0 | 0 | 20.4896 | 40.5771 | 148.1045 | 24.7518 | 31.9297 | 67.336 | 0 | 0 | 0 | 0 | 0 | 0 | 0 | 0 | 0 | 0 | 0 | 0 | 0 | 0 | 0 | 0 | 0 | 0 | 0 | 0 | 0 | 0 | 0 | 0 | 0 | 0 | 0 | 0 | 0 | 0 | 0 | 0 | 0 | 0 | 0 | 0 | 0 | 0 | 0 | 0 | 0 | 0 | 0 | 0 | 0 | 0 | 0 | 0 | 0 | 0 | 0 | 0 | 0 | 0 | 0 | 0 | 0 | 0 | 0 | 0 | 0 | 0 | 0 | 0 | 0 | 0 | 0 | 0 | 0 | 0 | 0 | 0 | 0 | 0 | 0 | 0 | 0 | 0 | 0 | 0 | 0 | 0 | 0 | 0 | 0 | 0 | 0 | 0 | 0 | 0 | 0 | 0 | 0 | 0 | 0 | 0 | 0 | 0 | 0 | 0 | 0 | 0 | 0 | 0 | 0 | 0 | 0 | 0 | 0 | 2017-01-07 07:00
t0153 | 0 | 117.5971 | 364.4629 | 133.9655 | 42.5583 | 291.4372 | 42.5583 | 393.2172 | 70.0163 | 70.0163 | 2190.7967 | 80.5772 | 75.8677 | 301.9387 | 363.49 | 52.2386 | 76.002 | 346.3434 | 222.9291 | 296.7383 | 0 | 0 | 448.713 | 35.2554 | 35.2554 | 35.2554 | 76.8609 | 151.7754 | 232.3037 | 155.7432 | 348.4839 | 92.2554 | 211.7846 | 188.7521 | 262.4296 | 271.9347 | 127.321 | 440.4998 | 321.9505 | 90.6382 | 181.9011 | 268.5438 | 100.3943 | 213.9542 | 415.02 | 100.3943 | 40.0157 | 271.5325 | 719.101 | 142.4195 | 184.894 | 95.7301 | 162.3709 | 40.0157 | 158.7577 | 244.587 | 89.7739 | 354.2805 | 36.6062 | 154.1845 | 36.6062 | 100.3943 | 151.7754 | 61.0404 | 415.02 | 0 | 0 | 0 | 0 | 0 | 0 | 0 | 0 | 153.4819 | 0 | 0 | 0 | 0 | 242.4376 | 275.2345 | 25.1341 | 34.7311 | 263.2718 | 149.6385 | 12.5874 | 84.5094 | 91.3913 | 270.6455 | 146.4349 | 196.6004 | 107.3348 | 25.1341 | 318.3693 | 45.436 | 264.9937 | 127.092 | 150.0424 | 47.2204 | 89.185 | 517.7579 | 25.4084 | 147.9296 | 157.6928 | 12.5874 | 12.5874 | 69.9604 | 110.043 | 64.1443 | 128.3833 | 145.8229 | 107.4707 | 118.8911 | 796.584 | 125.5755 | 84.5094 | 74.3676 | 74.3676 | 33.2257 | 56.4625 | 796.584 | 423.1682 | 134.8362 | 0 | 0 | 0 | 73.3251 | 91.3913 | 71.7736 | 363.1702 | 89.185 | 0 | 63.277 | 56.4625 | 12.5874 | 72.5772 | 28.9325 | 0 | 0 | 0 | 84.1042 | 0 | 0 | 138.0232 | 0 | 33.3845 | 0 | 0 | 192.7602 | 71.7856 | 28.9325 | 28.8248 | 28.8248 | 72.0022 | 145.5255 | 204.6965 | 136.3326 | 299.5199 | 169.623 | 110.5592 | 249.6742 | 262.4631 | 160.9565 | 142.6774 | 473.5579 | 173.8408 | 201.1724 | 86.3946 | 81.1698 | 192.5721 | 213.8818 | 77.3472 | 81.1698 | 81.1698 | 165.3085 | 86.3946 | 86.3946 | 86.3946 | 175.5001 | 161.473 | 181.5402 | 135.9858 | 135.9858 | 107.5155 | 201.1973 | 422.9999 | 136.555 | 117.2913 | 745.1315 | 175.9169 | 117.2913 | 529.2421 | 1042.8654 | 155.4679 | 605.2511 | 398.5242 | 175.9169 | 112.4249 | 63.565 | 229.2907 | 50.827 | 50.827 | 50.827 | 171.555 | 231.1804 | 82.5682 | 101.2184 | 212.4468 | 189.5059 | 103.7463 | 103.7463 | 125.8203 | 302.8354 | 50.827 | 442.6513 | 205.6418 | 348.808 | 128.1344 | 108.9825 | 405.5472 | 93.2262 | 152.1683 | 93.2262 | 243.3536 | 87.1432 | 105.5162 | 61.0404 | 61.0404 | 87.1432 | 267.9973 | 236.4584 | 154.1339 | 220.434 | 104.0832 | 87.1432 | 626.1397 | 175.1727 | 227.355 | 507.7711 | 900.1049 | 84.4854 | 90.5046 | 176.8986 | 342.4868 | 90.5046 | 55.7822 | 133.3497 | 93.4251 | 90.4251 | 116.0539 | 54.1714 | 54.1714 | 87.2457 | 55.6924 | 170.935 | 232.5195 | 107.3169 | 152.1683 | 102.1242 | 239.8052 | 167.2211 | 107.3169 | 102.1242 | 85.2727 | 287.3739 | 166.5367 | 43.3341 | 29.7301 | 354.7715 | 78.6453 | 283.4357 | 80.8697 | 342.1701 | 861.9967 | 41.2885 | 276.4538 | 287.3739 | 395.3809 | 80.8697 | 33.3845 | 226.8014 | 283.1674 | 181.999 | 170.3921 | 0 | 81.1698 | 141.2555 | 511.4417 | 0 | 84.4854 | 120.6289 | 192.5721 | 87.6215 | 131.3622 | 174.261 | 83.455 | 0 | 0 | 0 | 0 | 0 | 0 | 0 | 0 | 71.7856 | 0 | 143.2468 | 155.18 | 257.494 | 162.6223 | 0 | 175.6288 | 61.5963 | 44.3081 | 25.4084 | 885.3457 | 37.3404 | 138.7787 | 56.2787 | 56.2787 | 115.5999 | 36.6542 | 61.5963 | 37.3404 | 36.5414 | 36.5414 | 62.1233 | 0 | 0 | 0 | 0 | 36.6542 | 36.6542 | 36.6542 | 55.8126 | 36.5414 | 117.7351 | 0 | 0 | 27.1067 | 0 | 0 | 0 | 107.297 | 39.6156 | 136.8511 | 49.558 | 56.7754 | 27.1067 | 110.5574 | 195.641 | 35.0087 | 144.2391 | 134.2576 | 577.4329 | 110.5318 | 106.8214 | 136.6817 | 21.2566 | 25.3053 | 25.3053 | 21.2566 | 52.9297 | 83.3992 | 181.6106 | 2017.009 | 159.9832 | 83.3992 | 77.6893 | 196.2091 | 118.1523 | 98.389 | 100.7511 | 77.6893 | 183.8503 | 75.5426 | 39.6156 | 39.6156 | 159.6151 | 121.1998 | 0 | 0 | 0 | 25.3053 | 25.3053 | 32.2143 | 0 | 0 | 0 | 0 | 0 | 0 | 21.2566 | 39.6156 | 165.832 | 25.3053 | 33.2818 | 73.7163 | 0 | 0 | 0 | 0 | 0 | 0 | 0 | 0 | 0 | 0 | 0 | 0 | 0 | 0 | 0 | 0 | 0 | 0 | 0 | 0 | 0 | 0 | 0 | 0 | 0 | 0 | 0 | 0 | 0 | 0 | 0 | 0 | 0 | 0 | 0 | 0 | 0 | 0 | 0 | 0 | 0 | 0 | 0 | 0 | 0 | 0 | 0 | 0 | 0 | 0 | 0 | 0 | 0 | 0 | 0 | 0 | 0 | 0 | 0 | 0 | 0 | 0 | 0 | 0 | 0 | 0 | 0 | 0 | 0 | 0 | 0 | 0 | 0 | 0 | 0 | 0 | 0 | 0 | 0 | 0 | 0 | 0 | 0 | 0 | 0 | 0 | 0 | 0 | 0 | 0 | 0 | 0 | 0 | 0 | 0 | 0 | 0 | 0 | 0 | 0 | 0 | 0 | 0 | 0 | 0 | 0 | 0 | 0 | 0 | 2017-01-07 08:00
t0154 | 0 | 117.2715 | 380.5712 | 130.3713 | 44.224 | 304.6611 | 44.224 | 331.2214 | 75.6962 | 75.6962 | 2426.229 | 86.5374 | 73.5478 | 296.2833 | 349.9989 | 49.1972 | 76.5407 | 347.4055 | 225.2366 | 276.2398 | 0 | 0 | 469.6672 | 34.8117 | 34.8117 | 34.8117 | 74.798 | 149.7705 | 218.3204 | 174.9693 | 362.3577 | 94.9823 | 201.4174 | 177.6649 | 258.7164 | 275.4056 | 122.3657 | 393.7268 | 315.6352 | 88.5804 | 168.9045 | 271.5285 | 97.9151 | 208.8494 | 427.8879 | 97.9151 | 37.9503 | 266.1949 | 701.687 | 134.8704 | 189.7522 | 95.6285 | 155.9144 | 37.9503 | 154.3402 | 229.4618 | 86.1755 | 365.5655 | 36.9283 | 144.7105 | 36.9283 | 97.9151 | 149.7705 | 60.6833 | 427.8879 | 0 | 0 | 0 | 0 | 0 | 0 | 0 | 0 | 150.8795 | 0 | 0 | 0 | 0 | 241.4202 | 273.315 | 24.2164 | 34.8986 | 277.7963 | 147.1084 | 12.6714 | 84.8498 | 89.7188 | 276.9986 | 145.7941 | 193.9386 | 111.5778 | 24.2164 | 343.9266 | 45.2498 | 271.4425 | 127.2735 | 146.8417 | 46.6803 | 88.6766 | 540.3975 | 26.0205 | 146.4212 | 159.7004 | 12.6714 | 12.6714 | 72.5698 | 107.8493 | 63.941 | 128.4235 | 144.8893 | 119.2015 | 138.6991 | 887.2234 | 129.7729 | 84.8498 | 73.1087 | 73.1087 | 33.1823 | 59.9308 | 887.2234 | 454.0911 | 130.17 | 0 | 0 | 0 | 71.4098 | 89.7188 | 70.542 | 370.4147 | 88.6766 | 0 | 62.0009 | 59.9308 | 12.6714 | 77.1962 | 30.2812 | 0 | 0 | 0 | 84.0686 | 0 | 0 | 139.7721 | 0 | 33.92 | 0 | 0 | 191.6484 | 67.671 | 30.2812 | 28.7437 | 28.7437 | 72.8899 | 149.2759 | 214.5424 | 137.1468 | 311.3068 | 167.7618 | 112.2139 | 249.5956 | 283.3278 | 167.4828 | 143.7213 | 538.8096 | 174.9995 | 210.8987 | 87.923 | 81.8185 | 200.6113 | 220.4632 | 79.6341 | 81.8185 | 81.8185 | 177.1369 | 87.923 | 87.923 | 87.923 | 182.6581 | 163.8755 | 191.5737 | 139.4879 | 139.4879 | 111.2542 | 220.2333 | 429.1396 | 133.8101 | 125.0111 | 869.9766 | 181.6581 | 125.0111 | 614.2887 | 1166.1173 | 162.9721 | 657.2567 | 413.1769 | 181.6581 | 118.5563 | 65.0032 | 238.1403 | 50.4277 | 50.4277 | 50.4277 | 176.7376 | 252.4346 | 87.0055 | 93.4285 | 213.4187 | 185.4984 | 101.3205 | 101.3205 | 129.7252 | 283.4934 | 50.4277 | 467.8677 | 203.6993 | 346.4735 | 125.9629 | 107.4598 | 456.2583 | 94.6126 | 146.6666 | 94.6126 | 253.9368 | 91.9061 | 107.501 | 60.6833 | 60.6833 | 91.9061 | 258.2005 | 229.2403 | 161.135 | 233.7838 | 102.2992 | 91.9061 | 596.3042 | 174.1122 | 248.0263 | 549.5303 | 1029.1627 | 84.0513 | 89.3031 | 186.5735 | 355.5235 | 89.3031 | 55.4702 | 137.3171 | 91.6525 | 90.815 | 119.9396 | 54.8632 | 54.8632 | 88.0707 | 57.5276 | 185.774 | 238.4976 | 108.6639 | 146.6666 | 105.1695 | 257.5437 | 165.3158 | 108.6639 | 105.1695 | 87.2911 | 315.7179 | 166.7258 | 40.5463 | 29.9052 | 354.384 | 79.9017 | 297.027 | 82.7935 | 336.6559 | 897.62 | 40.6534 | 276.8761 | 315.7179 | 425.5543 | 82.7935 | 33.92 | 192.588 | 295.3664 | 182.2145 | 160.9986 | 0 | 81.8185 | 138.8537 | 587.5291 | 0 | 84.0513 | 123.6736 | 200.6113 | 93.6521 | 134.7329 | 172.0585 | 86.661 | 0 | 0 | 0 | 0 | 0 | 0 | 0 | 0 | 67.671 | 0 | 140.6767 | 139.085 | 278.7304 | 173.2342 | 0 | 183.121 | 66.3523 | 45.1924 | 26.0205 | 981.4385 | 37.2895 | 152.2615 | 59.0356 | 59.0356 | 125.651 | 38.7764 | 66.3523 | 37.2895 | 37.1358 | 37.1358 | 63.5403 | 0 | 0 | 0 | 0 | 38.7764 | 38.7764 | 38.7764 | 57.4912 | 37.1358 | 120.7905 | 0 | 0 | 29.7121 | 0 | 0 | 0 | 111.5184 | 38.6413 | 144.2793 | 48.6326 | 58.2591 | 29.7121 | 108.1593 | 216.8831 | 35.1778 | 143.2488 | 139.0705 | 607.7211 | 111.2714 | 107.5047 | 139.8861 | 21.5384 | 25.3338 | 25.3338 | 21.5384 | 56.0451 | 86.9009 | 185.6469 | 2266.7968 | 174.042 | 86.9009 | 80.7793 | 222.475 | 125.6215 | 102.1949 | 107.6748 | 80.7793 | 197.75 | 80.9352 | 38.6413 | 38.6413 | 164.5607 | 132.0362 | 0 | 0 | 0 | 25.3338 | 25.3338 | 33.662 | 0 | 0 | 0 | 0 | 0 | 0 | 21.5384 | 38.6413 | 176.7682 | 25.3338 | 33.7588 | 76.465 | 0 | 0 | 0 | 0 | 0 | 0 | 0 | 0 | 0 | 0 | 0 | 0 | 0 | 0 | 0 | 0 | 0 | 0 | 0 | 0 | 0 | 0 | 0 | 0 | 0 | 0 | 0 | 0 | 0 | 0 | 0 | 0 | 0 | 0 | 0 | 0 | 0 | 0 | 0 | 0 | 0 | 0 | 0 | 0 | 0 | 0 | 0 | 0 | 0 | 0 | 0 | 0 | 0 | 0 | 0 | 0 | 0 | 0 | 0 | 0 | 0 | 0 | 0 | 0 | 0 | 0 | 0 | 0 | 0 | 0 | 0 | 0 | 0 | 0 | 0 | 0 | 0 | 0 | 0 | 0 | 0 | 0 | 0 | 0 | 0 | 0 | 0 | 0 | 0 | 0 | 0 | 0 | 0 | 0 | 0 | 0 | 0 | 0 | 0 | 0 | 0 | 0 | 0 | 0 | 0 | 0 | 0 | 0 | 0 | 2017-01-07 09:00
t0155 | 0 | 120.536 | 385.4059 | 133.6984 | 44.4813 | 307.7192 | 44.4813 | 355.3543 | 76.9899 | 76.9899 | 2490.9325 | 86.9512 | 75.0586 | 306.5053 | 359.8553 | 50.5565 | 77.7104 | 354.0377 | 228.7893 | 286.6796 | 0 | 0 | 476.6968 | 35.4156 | 35.4156 | 35.4156 | 76.817 | 153.4064 | 226.4304 | 178.4315 | 370.1931 | 96.3547 | 207.8868 | 183.7725 | 263.972 | 279.8473 | 125.3879 | 416.4696 | 327.9052 | 90.7069 | 175.758 | 277.6658 | 100.7239 | 214.7169 | 444.5812 | 100.7239 | 38.7926 | 272.6566 | 721.2379 | 139.3495 | 193.6937 | 97.1176 | 160.5362 | 38.7926 | 157.9304 | 237.5367 | 88.3801 | 372.7131 | 37.3614 | 149.9085 | 37.3614 | 100.7239 | 153.4064 | 62.0039 | 444.5812 | 0 | 0 | 0 | 0 | 0 | 0 | 0 | 0 | 154.1632 | 0 | 0 | 0 | 0 | 246.9137 | 278.2794 | 24.6529 | 34.8856 | 279.8162 | 148.9826 | 12.7555 | 85.487 | 90.3315 | 281.8022 | 148.8791 | 198.0439 | 111.9086 | 24.6529 | 347.431 | 45.5416 | 275.2287 | 128.2046 | 148.935 | 47.1002 | 89.6113 | 547.0554 | 25.9436 | 148.4331 | 160.8207 | 12.7555 | 12.7555 | 72.9506 | 110.1838 | 64.5806 | 129.6262 | 147.697 | 119.8159 | 139.1009 | 892.8139 | 129.5523 | 85.487 | 73.9974 | 73.9974 | 33.4576 | 59.921 | 892.8139 | 458.3307 | 132.203 | 0 | 0 | 0 | 72.3333 | 90.3315 | 71.5175 | 374.2691 | 89.6113 | 0 | 62.8337 | 59.921 | 12.7555 | 77.7122 | 30.3923 | 0 | 0 | 0 | 85.4057 | 0 | 0 | 141.6806 | 0 | 33.9579 | 0 | 0 | 194.9169 | 69.7702 | 30.3923 | 29.1063 | 29.1063 | 72.8095 | 150.4395 | 216.143 | 138.4909 | 317.4046 | 171.2671 | 113.8224 | 253.6405 | 287.7355 | 168.7009 | 145.659 | 547.8535 | 178.1412 | 211.7689 | 89.9467 | 83.4392 | 203.7059 | 221.6332 | 80.3174 | 83.4392 | 83.4392 | 178.5275 | 89.9467 | 89.9467 | 89.9467 | 183.9936 | 167.1859 | 192.603 | 140.7277 | 140.7277 | 112.2557 | 222.165 | 436.8848 | 138.0238 | 125.6058 | 886.8885 | 185.0367 | 125.6058 | 619.736 | 1188.6971 | 163.3975 | 664.986 | 419.0361 | 185.0367 | 119.9639 | 65.6888 | 238.6765 | 51.2467 | 51.2467 | 51.2467 | 177.6366 | 253.7836 | 86.9884 | 96.6817 | 216.8692 | 189.8353 | 104.0521 | 104.0521 | 131.6289 | 292.5162 | 51.2467 | 472.4863 | 207.9768 | 353.4616 | 128.6988 | 109.1619 | 460.9447 | 95.9436 | 151.7212 | 95.9436 | 258.157 | 92.8528 | 109.9386 | 62.0039 | 62.0039 | 92.8528 | 268.06 | 236.2494 | 163.5997 | 236.4769 | 105.2338 | 92.8528 | 621.8679 | 177.4575 | 251.6375 | 558.1698 | 1048.956 | 85.6763 | 91.2419 | 187.592 | 360.6976 | 91.2419 | 56.0838 | 139.1612 | 93.8716 | 92.2205 | 120.8745 | 55.8743 | 55.8743 | 89.9462 | 58.1313 | 189.2918 | 243.3721 | 110.0508 | 151.7212 | 106.7817 | 260.9448 | 168.5943 | 110.0508 | 106.7817 | 87.6942 | 319.6103 | 170.4447 | 41.7186 | 30.017 | 359.8136 | 80.671 | 299.7634 | 83.5075 | 341.6559 | 919.8863 | 41.1289 | 278.2508 | 319.6103 | 430.727 | 83.5075 | 33.9579 | 207.7843 | 298.1048 | 187.1415 | 167.0985 | 0 | 83.4392 | 140.942 | 602.0362 | 0 | 85.6763 | 125.4839 | 203.7059 | 95.2441 | 134.5323 | 175.0494 | 87.2429 | 0 | 0 | 0 | 0 | 0 | 0 | 0 | 0 | 69.7702 | 0 | 143.8573 | 145.9555 | 282.3879 | 176.048 | 0 | 184.3279 | 66.0666 | 45.5224 | 25.9436 | 986.6212 | 37.831 | 153.4231 | 59.0251 | 59.0251 | 124.9676 | 38.8627 | 66.0666 | 37.831 | 37.1996 | 37.1996 | 63.7947 | 0 | 0 | 0 | 0 | 38.8627 | 38.8627 | 38.8627 | 57.8194 | 37.1996 | 121.6314 | 0 | 0 | 30.0105 | 0 | 0 | 0 | 112.0833 | 39.6923 | 145.4779 | 50.4604 | 58.7418 | 30.0105 | 110.5182 | 218.4736 | 35.418 | 146.883 | 141.0171 | 619.8241 | 112.9711 | 109.2073 | 141.692 | 21.8688 | 25.734 | 25.734 | 21.8688 | 56.2171 | 87.7809 | 187.4128 | 2305.1391 | 174.4186 | 87.7809 | 81.7818 | 224.8194 | 126.0018 | 102.0945 | 107.8258 | 81.7818 | 198.5594 | 81.9202 | 39.6923 | 39.6923 | 165.6377 | 133.0219 | 0 | 0 | 0 | 25.734 | 25.734 | 33.8031 | 0 | 0 | 0 | 0 | 0 | 0 | 21.8688 | 39.6923 | 178.1932 | 25.734 | 34.2062 | 76.5301 | 0 | 0 | 0 | 0 | 0 | 0 | 0 | 0 | 0 | 0 | 0 | 0 | 0 | 0 | 0 | 0 | 0 | 0 | 0 | 0 | 0 | 0 | 0 | 0 | 0 | 0 | 0 | 0 | 0 | 0 | 0 | 0 | 0 | 0 | 0 | 0 | 0 | 0 | 0 | 0 | 0 | 0 | 0 | 0 | 0 | 0 | 0 | 0 | 0 | 0 | 0 | 0 | 0 | 0 | 0 | 0 | 0 | 0 | 0 | 0 | 0 | 0 | 0 | 0 | 0 | 0 | 0 | 0 | 0 | 0 | 0 | 0 | 0 | 0 | 0 | 0 | 0 | 0 | 0 | 0 | 0 | 0 | 0 | 0 | 0 | 0 | 0 | 0 | 0 | 0 | 0 | 0 | 0 | 0 | 0 | 0 | 0 | 0 | 0 | 0 | 0 | 0 | 0 | 0 | 0 | 0 | 0 | 0 | 0 | 2017-01-07 10:00
t0156 | 0 | 119.2627 | 385.3026 | 131.8039 | 44.4963 | 307.8553 | 44.4963 | 338.5482 | 77.3159 | 77.3159 | 2505.6079 | 87.4498 | 74.0149 | 302.0828 | 353.9412 | 49.5392 | 77.1987 | 351.2172 | 227.3818 | 279.8298 | 0 | 0 | 476.5344 | 35.0534 | 35.0534 | 35.0534 | 75.7077 | 151.6224 | 221.4156 | 180.1082 | 369.1982 | 96.0795 | 203.8877 | 179.8396 | 261.0554 | 278.2151 | 123.3659 | 402.1879 | 322.8668 | 89.511 | 171.3976 | 275.6288 | 99.2753 | 211.6827 | 441.318 | 99.2753 | 38.0964 | 269.1896 | 711.0324 | 136.5406 | 192.8033 | 96.3433 | 157.7804 | 38.0964 | 155.7308 | 232.285 | 86.9226 | 371.4093 | 37.1514 | 146.5861 | 37.1514 | 99.2753 | 151.6224 | 61.3879 | 441.318 | 0 | 0 | 0 | 0 | 0 | 0 | 0 | 0 | 152.3452 | 0 | 0 | 0 | 0 | 244.482 | 275.6514 | 24.2959 | 34.7495 | 280.5073 | 147.4791 | 12.6921 | 85.0099 | 89.4999 | 280.5707 | 147.4532 | 195.8445 | 112.0175 | 24.2959 | 349.3494 | 45.2355 | 274.245 | 127.439 | 147.2766 | 46.7023 | 88.9142 | 546.9116 | 25.937 | 147.0757 | 160.167 | 12.6921 | 12.6921 | 72.9629 | 108.8311 | 64.1121 | 128.7767 | 146.2824 | 121.0817 | 141.6655 | 902.5857 | 129.6779 | 85.0099 | 73.2585 | 73.2585 | 33.2363 | 60.2159 | 902.5857 | 460.4706 | 130.3916 | 0 | 0 | 0 | 71.4859 | 89.4999 | 70.778 | 372.9317 | 88.9142 | 0 | 62.1564 | 60.2159 | 12.6921 | 78.0107 | 30.4505 | 0 | 0 | 0 | 84.7283 | 0 | 0 | 140.9199 | 0 | 33.8776 | 0 | 0 | 193.1562 | 68.3361 | 30.4505 | 28.8823 | 28.8823 | 72.6257 | 150.118 | 216.4396 | 137.7005 | 316.6556 | 169.4475 | 113.2381 | 251.6188 | 288.9773 | 168.745 | 144.7558 | 554.3528 | 176.8648 | 212.2102 | 89.3736 | 82.8296 | 203.4658 | 221.4431 | 80.181 | 82.8296 | 82.8296 | 179.3762 | 89.3736 | 89.3736 | 89.3736 | 184.047 | 166.1363 | 193.1558 | 140.3961 | 140.3961 | 112.1465 | 223.9024 | 434.2973 | 136.0759 | 126.1779 | 900.1714 | 184.4461 | 126.1779 | 629.9065 | 1199.1555 | 163.7864 | 668.9724 | 418.3272 | 184.4461 | 120.1375 | 65.4802 | 238.9087 | 50.7739 | 50.7739 | 50.7739 | 177.4765 | 255.8553 | 87.3173 | 94.2779 | 215.3157 | 187.4047 | 102.6117 | 102.6117 | 131.2772 | 286.1109 | 50.7739 | 473.5308 | 205.8162 | 350.0064 | 127.1823 | 108.0508 | 466.2891 | 95.4546 | 149.0818 | 95.4546 | 257.8599 | 93.0182 | 109.2647 | 61.3879 | 61.3879 | 93.0182 | 263.2008 | 232.5344 | 163.5019 | 237.0463 | 103.855 | 93.0182 | 608.8781 | 175.7736 | 253.1764 | 560.7758 | 1061.6006 | 84.8743 | 90.2234 | 188.1111 | 360.1325 | 90.2234 | 55.6429 | 138.7957 | 92.6899 | 91.5682 | 120.7618 | 55.5237 | 55.5237 | 89.2849 | 58.0412 | 190.1729 | 242.2476 | 109.4768 | 149.0818 | 106.4626 | 261.9908 | 166.8248 | 109.4768 | 106.4626 | 87.533 | 322.0506 | 168.9294 | 40.8227 | 29.8808 | 356.9603 | 80.3439 | 300.0623 | 83.2892 | 338.1177 | 917.0551 | 40.7327 | 276.7212 | 322.0506 | 432.6897 | 83.2892 | 33.8776 | 198.0839 | 298.1787 | 185.3128 | 163.5297 | 0 | 82.8296 | 139.4562 | 609.0103 | 0 | 84.8743 | 125.0364 | 203.4658 | 95.4827 | 134.4921 | 173.2561 | 87.2469 | 0 | 0 | 0 | 0 | 0 | 0 | 0 | 0 | 68.3361 | 0 | 142.1142 | 141.2166 | 283.8652 | 176.4251 | 0 | 184.4609 | 66.6016 | 45.3876 | 25.937 | 996.936 | 37.5351 | 154.7132 | 59.2056 | 59.2056 | 126.1839 | 39.0144 | 66.6016 | 37.5351 | 37.1086 | 37.1086 | 63.6764 | 0 | 0 | 0 | 0 | 39.0144 | 39.0144 | 39.0144 | 57.7589 | 37.1086 | 121.395 | 0 | 0 | 30.2435 | 0 | 0 | 0 | 112.1416 | 39.1329 | 145.7874 | 49.7047 | 58.6139 | 30.2435 | 109.125 | 220.6643 | 35.2297 | 145.3 | 140.7638 | 619.5374 | 112.2201 | 108.4643 | 141.1945 | 21.7463 | 25.537 | 25.537 | 21.7463 | 56.4349 | 87.773 | 186.8437 | 2328.2926 | 175.8592 | 87.773 | 81.7097 | 227.6704 | 126.5724 | 102.2622 | 108.4373 | 81.7097 | 199.7729 | 82.2355 | 39.1329 | 39.1329 | 165.4602 | 134.0021 | 0 | 0 | 0 | 25.537 | 25.537 | 33.8556 | 0 | 0 | 0 | 0 | 0 | 0 | 21.7463 | 39.1329 | 178.8877 | 25.537 | 34.0343 | 76.6107 | 0 | 0 | 0 | 0 | 0 | 0 | 0 | 0 | 0 | 0 | 0 | 0 | 0 | 0 | 0 | 0 | 0 | 0 | 0 | 0 | 0 | 0 | 0 | 0 | 0 | 0 | 0 | 0 | 0 | 0 | 0 | 0 | 0 | 0 | 0 | 0 | 0 | 0 | 0 | 0 | 0 | 0 | 0 | 0 | 0 | 0 | 0 | 0 | 0 | 0 | 0 | 0 | 0 | 0 | 0 | 0 | 0 | 0 | 0 | 0 | 0 | 0 | 0 | 0 | 0 | 0 | 0 | 0 | 0 | 0 | 0 | 0 | 0 | 0 | 0 | 0 | 0 | 0 | 0 | 0 | 0 | 0 | 0 | 0 | 0 | 0 | 0 | 0 | 0 | 0 | 0 | 0 | 0 | 0 | 0 | 0 | 0 | 0 | 0 | 0 | 0 | 0 | 0 | 0 | 0 | 0 | 0 | 0 | 0 | 2017-01-07 11:00
t0157 | 0 | 115.6466 | 378.4572 | 128.3765 | 44.0499 | 303.2349 | 44.0499 | 317.027 | 75.3906 | 75.3906 | 2414.1997 | 86.4544 | 72.5046 | 291.1853 | 344.0432 | 48.2695 | 75.8262 | 343.6562 | 223.1634 | 269.9152 | 0 | 0 | 466.8388 | 34.4067 | 34.4067 | 34.4067 | 73.6211 | 147.7154 | 213.5532 | 174.6473 | 359.2723 | 94.2953 | 197.5332 | 173.9548 | 255.4454 | 272.8977 | 120.3872 | 380.9033 | 309.7749 | 87.2972 | 164.86 | 268.5032 | 96.3448 | 205.5521 | 421.7626 | 96.3448 | 37.3192 | 262.3905 | 690.6339 | 132.1744 | 187.9775 | 94.6613 | 153.1553 | 37.3192 | 152.0668 | 224.5462 | 84.7505 | 362.4421 | 36.6273 | 141.585 | 36.6273 | 96.3448 | 147.7154 | 59.9344 | 421.7626 | 0 | 0 | 0 | 0 | 0 | 0 | 0 | 0 | 148.8703 | 0 | 0 | 0 | 0 | 238.405 | 270.2034 | 23.8776 | 34.7262 | 276.9325 | 145.5391 | 12.5848 | 84.229 | 88.906 | 274.623 | 144.0391 | 191.4485 | 111.2354 | 23.8776 | 343.2124 | 44.9013 | 269.4036 | 126.3214 | 145.1521 | 46.2561 | 87.8749 | 537.4363 | 25.9534 | 144.9029 | 158.6722 | 12.5848 | 12.5848 | 72.2857 | 106.3884 | 63.3871 | 127.3734 | 143.1954 | 119.376 | 139.5218 | 888.5099 | 129.4887 | 84.229 | 72.3412 | 72.3412 | 32.9168 | 59.9037 | 888.5099 | 453.0198 | 128.4636 | 0 | 0 | 0 | 70.5852 | 88.906 | 69.7654 | 367.8837 | 87.8749 | 0 | 61.3089 | 59.9037 | 12.5848 | 77.0195 | 30.199 | 0 | 0 | 0 | 83.2146 | 0 | 0 | 138.5996 | 0 | 33.7695 | 0 | 0 | 189.5489 | 66.3337 | 30.199 | 28.4736 | 28.4736 | 72.5916 | 148.4413 | 213.7459 | 136.074 | 308.8304 | 165.6591 | 111.2716 | 247.0407 | 282.2776 | 166.7708 | 142.4582 | 538.8102 | 173.2226 | 210.3259 | 86.981 | 80.9525 | 199.2981 | 219.4807 | 79.1951 | 80.9525 | 80.9525 | 176.776 | 86.981 | 86.981 | 86.981 | 181.883 | 162.2166 | 191.086 | 138.6631 | 138.6631 | 110.6737 | 220.0964 | 425.0531 | 131.6095 | 124.816 | 870.9713 | 180.1683 | 124.816 | 616.6279 | 1163.6975 | 162.6009 | 655.8605 | 410.4598 | 180.1683 | 118.022 | 64.5707 | 237.4415 | 49.8782 | 49.8782 | 49.8782 | 175.9534 | 252.4828 | 86.9158 | 91.2973 | 211.3256 | 182.8712 | 99.7589 | 99.7589 | 128.7937 | 277.6436 | 49.8782 | 466.121 | 201.1671 | 342.3339 | 124.2872 | 106.2438 | 456.7403 | 93.8249 | 143.9131 | 93.8249 | 252.2207 | 91.5351 | 106.3698 | 59.9344 | 59.9344 | 91.5351 | 253.0617 | 225.3159 | 160.1331 | 232.8624 | 100.7278 | 91.5351 | 582.9997 | 172.0904 | 247.3857 | 547.5773 | 1028.8048 | 83.0789 | 88.1443 | 186.0856 | 353.1835 | 88.1443 | 54.9608 | 136.367 | 90.3498 | 89.9407 | 119.3439 | 54.3267 | 54.3267 | 87.1109 | 57.1938 | 185.0007 | 236.2793 | 107.7797 | 143.9131 | 104.3838 | 256.6612 | 163.2891 | 107.7797 | 104.3838 | 86.8694 | 315.2829 | 164.7419 | 39.7424 | 29.7242 | 350.8247 | 79.3476 | 295.7683 | 82.2971 | 332.88 | 889.2473 | 40.2377 | 274.9978 | 315.2829 | 424.3012 | 82.2971 | 33.7695 | 184.1507 | 293.9968 | 179.7942 | 157.5269 | 0 | 80.9525 | 137.2777 | 586.5914 | 0 | 83.0789 | 122.7288 | 199.2981 | 93.1911 | 134.345 | 170.0538 | 86.2922 | 0 | 0 | 0 | 0 | 0 | 0 | 0 | 0 | 66.3337 | 0 | 138.7562 | 134.9327 | 277.957 | 172.3733 | 0 | 182.4097 | 66.4814 | 44.9247 | 25.9534 | 982.7975 | 36.9228 | 152.2454 | 58.9526 | 58.9526 | 126.0267 | 38.7213 | 66.4814 | 36.9228 | 36.9653 | 36.9653 | 63.2402 | 0 | 0 | 0 | 0 | 38.7213 | 38.7213 | 38.7213 | 57.2251 | 36.9653 | 120.1464 | 0 | 0 | 29.6858 | 0 | 0 | 0 | 111.1059 | 38.0389 | 143.777 | 47.7521 | 57.9267 | 29.6858 | 106.672 | 217.0535 | 34.9299 | 141.3168 | 138.1533 | 603.4522 | 110.2291 | 106.4774 | 138.8678 | 21.3481 | 25.0806 | 25.0806 | 21.3481 | 55.9558 | 86.4687 | 184.4617 | 2264.5937 | 174.1865 | 86.4687 | 80.3092 | 222.8246 | 125.4644 | 101.9926 | 107.6361 | 80.3092 | 197.6245 | 80.6669 | 38.0389 | 38.0389 | 163.7704 | 131.9552 | 0 | 0 | 0 | 25.0806 | 25.0806 | 33.561 | 0 | 0 | 0 | 0 | 0 | 0 | 21.3481 | 38.0389 | 176.3228 | 25.0806 | 33.4843 | 76.264 | 0 | 0 | 0 | 0 | 0 | 0 | 0 | 0 | 0 | 0 | 0 | 0 | 0 | 0 | 0 | 0 | 0 | 0 | 0 | 0 | 0 | 0 | 0 | 0 | 0 | 0 | 0 | 0 | 0 | 0 | 0 | 0 | 0 | 0 | 0 | 0 | 0 | 0 | 0 | 0 | 0 | 0 | 0 | 0 | 0 | 0 | 0 | 0 | 0 | 0 | 0 | 0 | 0 | 0 | 0 | 0 | 0 | 0 | 0 | 0 | 0 | 0 | 0 | 0 | 0 | 0 | 0 | 0 | 0 | 0 | 0 | 0 | 0 | 0 | 0 | 0 | 0 | 0 | 0 | 0 | 0 | 0 | 0 | 0 | 0 | 0 | 0 | 0 | 0 | 0 | 0 | 0 | 0 | 0 | 0 | 0 | 0 | 0 | 0 | 0 | 0 | 0 | 0 | 0 | 0 | 0 | 0 | 0 | 0 | 2017-01-07 12:00
t0158 | 0 | 116.1248 | 368.6676 | 130.95 | 43.0232 | 295.1334 | 43.0232 | 358.3562 | 71.8861 | 71.8861 | 2269.3846 | 82.7162 | 74.1183 | 295.6107 | 353.4662 | 50.3229 | 75.5941 | 343.5744 | 222.0269 | 283.8175 | 0 | 0 | 454.1435 | 34.7454 | 34.7454 | 34.7454 | 75.1056 | 149.304 | 223.1164 | 162.6883 | 351.1035 | 92.6885 | 204.671 | 181.5174 | 258.2798 | 271.1003 | 123.8052 | 412.452 | 314.7679 | 88.7915 | 173.6876 | 267.129 | 98.1582 | 209.2946 | 414.8624 | 98.1582 | 38.7101 | 266.346 | 703.3647 | 137.3512 | 185.2247 | 94.8674 | 157.6536 | 38.7101 | 155.1937 | 234.8403 | 87.2321 | 355.8801 | 36.4668 | 148.0429 | 36.4668 | 98.1582 | 149.304 | 60.2773 | 414.8624 | 0 | 0 | 0 | 0 | 0 | 0 | 0 | 0 | 150.8169 | 0 | 0 | 0 | 0 | 239.5281 | 271.8798 | 24.503 | 34.6333 | 267.9196 | 147.3426 | 12.5422 | 84.0909 | 90.0527 | 271.0118 | 144.7185 | 193.5068 | 108.5978 | 24.503 | 327.2883 | 45.0591 | 265.6601 | 126.3225 | 147.3982 | 46.6489 | 88.3002 | 523.6705 | 25.5687 | 146.0635 | 157.5348 | 12.5422 | 12.5422 | 70.6773 | 107.9917 | 63.5871 | 127.4836 | 144.0424 | 111.9833 | 126.9692 | 831.4312 | 126.8508 | 84.0909 | 73.2356 | 73.2356 | 32.9771 | 57.7155 | 831.4312 | 433.7686 | 131.6336 | 0 | 0 | 0 | 71.9 | 90.0527 | 70.6472 | 363.6791 | 88.3002 | 0 | 62.2058 | 57.7155 | 12.5422 | 74.1399 | 29.3588 | 0 | 0 | 0 | 83.3635 | 0 | 0 | 137.672 | 0 | 33.4448 | 0 | 0 | 190.5606 | 69.1297 | 29.3588 | 28.5621 | 28.5621 | 72.0507 | 146.1904 | 207.6629 | 135.7035 | 301.8541 | 167.1549 | 110.3722 | 247.4703 | 269.383 | 162.7601 | 141.9842 | 498.016 | 172.77 | 204.2683 | 86.1799 | 80.6829 | 194.4631 | 215.4541 | 77.8159 | 80.6829 | 80.6829 | 169.398 | 86.1799 | 86.1799 | 86.1799 | 177.4836 | 160.977 | 184.835 | 136.5717 | 136.5717 | 108.4032 | 208.1744 | 421.8414 | 133.7025 | 119.9836 | 792.8254 | 176.8106 | 119.9836 | 562.9923 | 1087.0772 | 157.9107 | 623.4795 | 401.6821 | 176.8106 | 114.2553 | 63.727 | 231.9323 | 50.2097 | 50.2097 | 50.2097 | 172.7824 | 239.1197 | 84.1203 | 96.5274 | 211.0293 | 185.8001 | 101.5344 | 101.5344 | 126.4859 | 290.7153 | 50.2097 | 450.5424 | 202.7822 | 344.443 | 125.9112 | 107.376 | 424.8942 | 93.0704 | 147.8274 | 93.0704 | 245.8612 | 88.5991 | 105.3138 | 60.2773 | 60.2773 | 88.5991 | 260.0888 | 230.4927 | 155.901 | 224.6258 | 102.1079 | 88.5991 | 604.018 | 173.0671 | 234.5456 | 521.7499 | 948.2335 | 83.5015 | 89.08 | 180.0605 | 345.3661 | 89.08 | 55.2249 | 134.0185 | 91.6698 | 89.8255 | 116.9787 | 53.9769 | 53.9769 | 86.7487 | 56.0882 | 175.8492 | 232.8958 | 107.0601 | 147.8274 | 102.5944 | 245.6823 | 164.7967 | 107.0601 | 102.5944 | 85.6458 | 297.5949 | 164.9434 | 41.6176 | 29.6327 | 351.5895 | 78.6319 | 287.4074 | 81.153 | 336.8793 | 868.404 | 40.6923 | 274.9388 | 297.5949 | 405.5792 | 81.153 | 33.4448 | 207.09 | 286.5237 | 180.0672 | 164.0012 | 0 | 80.6829 | 139.0103 | 539.2735 | 0 | 83.5015 | 120.961 | 194.4631 | 89.4906 | 132.2379 | 171.7344 | 84.3226 | 0 | 0 | 0 | 0 | 0 | 0 | 0 | 0 | 69.1297 | 0 | 140.6709 | 145.7258 | 264.7725 | 165.8661 | 0 | 177.7886 | 63.4557 | 44.402 | 25.5687 | 922.2517 | 37.0077 | 143.7857 | 57.2179 | 57.2179 | 119.6207 | 37.3895 | 63.4557 | 37.0077 | 36.6061 | 36.6061 | 62.3803 | 0 | 0 | 0 | 0 | 37.3895 | 37.3895 | 37.3895 | 56.2006 | 36.6061 | 118.305 | 0 | 0 | 28.0562 | 0 | 0 | 0 | 108.4979 | 38.748 | 139.1796 | 48.4868 | 57.0374 | 28.0562 | 108.4075 | 203.6994 | 34.8532 | 142.2552 | 135.273 | 585.2029 | 109.9194 | 106.2021 | 137.0047 | 21.1998 | 25.1003 | 25.1003 | 21.1998 | 54.0034 | 84.3308 | 182.0845 | 2108.7691 | 165.3154 | 84.3308 | 78.4398 | 206.3184 | 120.7776 | 99.6008 | 103.2743 | 78.4398 | 188.8943 | 77.327 | 38.748 | 38.748 | 160.7576 | 125.1637 | 0 | 0 | 0 | 25.1003 | 25.1003 | 32.6611 | 0 | 0 | 0 | 0 | 0 | 0 | 21.1998 | 38.748 | 169.5162 | 25.1003 | 33.2245 | 74.547 | 0 | 0 | 0 | 0 | 0 | 0 | 0 | 0 | 0 | 0 | 0 | 0 | 0 | 0 | 0 | 0 | 0 | 0 | 0 | 0 | 0 | 0 | 0 | 0 | 0 | 0 | 0 | 0 | 0 | 0 | 0 | 0 | 0 | 0 | 0 | 0 | 0 | 0 | 0 | 0 | 0 | 0 | 0 | 0 | 0 | 0 | 0 | 0 | 0 | 0 | 0 | 0 | 0 | 0 | 0 | 0 | 0 | 0 | 0 | 0 | 0 | 0 | 0 | 0 | 0 | 0 | 0 | 0 | 0 | 0 | 0 | 0 | 0 | 0 | 0 | 0 | 0 | 0 | 0 | 0 | 0 | 0 | 0 | 0 | 0 | 0 | 0 | 0 | 0 | 0 | 0 | 0 | 0 | 0 | 0 | 0 | 0 | 0 | 0 | 0 | 0 | 0 | 0 | 0 | 0 | 0 | 0 | 0 | 0 | 2017-01-07 13:00
t0159 | 0 | 120.0296 | 364.1256 | 136.1944 | 42.0722 | 289.9844 | 42.0722 | 421.225 | 70.4603 | 70.4603 | 2239.5299 | 79.5236 | 76.5874 | 310.917 | 370.7836 | 53.2135 | 76.194 | 349.1326 | 223.6633 | 306.2769 | 0 | 0 | 449.8609 | 35.4405 | 35.4405 | 35.4405 | 78.3006 | 154.0864 | 239.6601 | 157.5229 | 352.868 | 92.3998 | 217.1189 | 194.0227 | 264.9218 | 272.9819 | 129.2496 | 465.3946 | 333.5281 | 91.9609 | 188.4152 | 272.1395 | 102.5235 | 218.317 | 431.0279 | 102.5235 | 40.4696 | 275.6203 | 733.519 | 146.1999 | 186.9284 | 96.0023 | 165.9527 | 40.4696 | 160.8855 | 251.6585 | 91.2422 | 357.5691 | 36.5079 | 158.799 | 36.5079 | 102.5235 | 154.0864 | 61.7587 | 431.0279 | 0 | 0 | 0 | 0 | 0 | 0 | 0 | 0 | 155.2501 | 0 | 0 | 0 | 0 | 245.6495 | 277.0299 | 25.2803 | 34.0199 | 260.8507 | 149.4238 | 12.4591 | 83.7562 | 90.4845 | 272.2199 | 148.0347 | 198.7118 | 105.6437 | 25.2803 | 316.9175 | 44.9604 | 265.1937 | 125.9227 | 150.1461 | 46.8997 | 88.7815 | 516.9742 | 24.7851 | 147.9405 | 156.1744 | 12.4591 | 12.4591 | 69.1009 | 111.2848 | 63.8047 | 127.5864 | 147.0327 | 106.1213 | 116.9284 | 788.06 | 122.7169 | 83.7562 | 74.1985 | 74.1985 | 32.9674 | 55.293 | 788.06 | 420.6559 | 135.1678 | 0 | 0 | 0 | 73.2337 | 90.4845 | 71.7827 | 361.5099 | 88.7815 | 0 | 63.247 | 55.293 | 12.4591 | 71.8442 | 28.5067 | 0 | 0 | 0 | 84.385 | 0 | 0 | 138.0496 | 0 | 32.771 | 0 | 0 | 193.7112 | 73.4625 | 28.5067 | 28.7819 | 28.7819 | 70.4446 | 144.2961 | 202.8715 | 135.5769 | 302.3595 | 171.3869 | 110.6945 | 250.6178 | 263.4861 | 159.4737 | 142.6605 | 476.7392 | 174.9617 | 198.3518 | 87.618 | 81.9167 | 193.1873 | 211.2759 | 76.7856 | 81.9167 | 81.9167 | 163.9415 | 87.618 | 87.618 | 87.618 | 173.8936 | 163.0744 | 179.3396 | 135.0596 | 135.0596 | 106.8052 | 199.8394 | 425.8428 | 140.0194 | 115.7551 | 753.8461 | 177.2995 | 115.7551 | 525.8779 | 1053.9525 | 152.9273 | 604.0176 | 399.0197 | 177.2995 | 112.1877 | 63.2889 | 225.4314 | 51.0161 | 51.0161 | 51.0161 | 169.408 | 228.3544 | 80.8599 | 104.0301 | 213.2526 | 192.1092 | 105.6955 | 105.6955 | 126.0621 | 310.1724 | 51.0161 | 440.3584 | 207.8181 | 352.0999 | 129.6026 | 109.3154 | 403.8528 | 93.3033 | 156.5762 | 93.3033 | 244.579 | 86.7485 | 106.9597 | 61.7587 | 61.7587 | 86.7485 | 277.1598 | 242.0609 | 154.603 | 219.8589 | 106.3161 | 86.7485 | 651.3046 | 176.585 | 227.9147 | 509.9012 | 909.9068 | 85.1829 | 91.5478 | 174.7778 | 343.1111 | 91.5478 | 55.572 | 133.3543 | 94.825 | 90.6761 | 115.075 | 54.5644 | 54.5644 | 88.2423 | 55.4496 | 172.5347 | 234.9592 | 107.1958 | 156.5762 | 102.4196 | 239.838 | 168.7019 | 107.1958 | 102.4196 | 84.1468 | 287.0789 | 168.6548 | 44.2106 | 29.3005 | 355.6504 | 78.1933 | 281.6688 | 80.2864 | 342.7199 | 877.0426 | 41.1678 | 272.9601 | 287.0789 | 394.7909 | 80.2864 | 32.771 | 244.8063 | 281.4219 | 185.5738 | 176.0007 | 0 | 81.9167 | 141.519 | 521.7476 | 0 | 85.1829 | 120.8457 | 193.1873 | 88.1478 | 128.4254 | 175.1847 | 82.6153 | 0 | 0 | 0 | 0 | 0 | 0 | 0 | 0 | 73.4625 | 0 | 145.0678 | 162.2794 | 257.5166 | 163.3988 | 0 | 173.8288 | 59.9095 | 43.9008 | 24.7851 | 874.4101 | 37.3893 | 137.5894 | 55.1185 | 55.1185 | 112.2088 | 36.0314 | 59.9095 | 37.3893 | 35.9023 | 35.9023 | 61.2463 | 0 | 0 | 0 | 0 | 36.0314 | 36.0314 | 36.0314 | 55.1662 | 35.9023 | 116.5935 | 0 | 0 | 26.979 | 0 | 0 | 0 | 105.9488 | 40.3719 | 135.8107 | 51.2507 | 56.3374 | 26.979 | 111.8266 | 193.8748 | 34.6617 | 146.6879 | 134.3858 | 583.3437 | 110.8094 | 107.1774 | 136.5712 | 21.3138 | 25.3864 | 25.3864 | 21.3138 | 52.0991 | 82.9932 | 180.5405 | 2030.5622 | 157.2201 | 82.9932 | 77.5798 | 195.4856 | 116.2882 | 96.2502 | 98.9034 | 77.5798 | 181.2463 | 75.4285 | 40.3719 | 40.3719 | 157.9678 | 120.128 | 0 | 0 | 0 | 25.3864 | 25.3864 | 31.7662 | 0 | 0 | 0 | 0 | 0 | 0 | 21.3138 | 40.3719 | 164.5132 | 25.3864 | 33.2689 | 72.3197 | 0 | 0 | 0 | 0 | 0 | 0 | 0 | 0 | 0 | 0 | 0 | 0 | 0 | 0 | 0 | 0 | 0 | 0 | 0 | 0 | 0 | 0 | 0 | 0 | 0 | 0 | 0 | 0 | 0 | 0 | 0 | 0 | 0 | 0 | 0 | 0 | 0 | 0 | 0 | 0 | 0 | 0 | 0 | 0 | 0 | 0 | 0 | 0 | 0 | 0 | 0 | 0 | 0 | 0 | 0 | 0 | 0 | 0 | 0 | 0 | 0 | 0 | 0 | 0 | 0 | 0 | 0 | 0 | 0 | 0 | 0 | 0 | 0 | 0 | 0 | 0 | 0 | 0 | 0 | 0 | 0 | 0 | 0 | 0 | 0 | 0 | 0 | 0 | 0 | 0 | 0 | 0 | 0 | 0 | 0 | 0 | 0 | 0 | 0 | 0 | 0 | 0 | 0 | 0 | 0 | 0 | 0 | 0 | 0 | 2017-01-07 14:00
t0160 | 0 | 123.8403 | 371.7845 | 139.6768 | 42.5767 | 295.1952 | 42.5767 | 442.1361 | 72.6802 | 72.6802 | 2344.7147 | 80.7361 | 78.083 | 322.2868 | 380.7549 | 54.4438 | 77.6365 | 357.0753 | 228.1277 | 316.0857 | 0 | 0 | 460.7021 | 36.0971 | 36.0971 | 36.0971 | 80.4287 | 158.1273 | 247.5177 | 163.96 | 363.8039 | 94.3487 | 223.4809 | 199.8706 | 270.6589 | 278.6359 | 132.2052 | 486.5226 | 347.2377 | 94.2156 | 194.912 | 279.7398 | 105.5328 | 224.6117 | 452.3121 | 105.5328 | 41.2091 | 282.5839 | 754.4435 | 150.5595 | 192.1688 | 97.7423 | 170.6131 | 41.2091 | 164.5759 | 259.3335 | 93.4005 | 367.3738 | 37.0563 | 163.7721 | 37.0563 | 105.5328 | 158.1273 | 63.2713 | 452.3121 | 0 | 0 | 0 | 0 | 0 | 0 | 0 | 0 | 158.801 | 0 | 0 | 0 | 0 | 252.0001 | 282.6411 | 25.6818 | 34.0218 | 264.9955 | 151.3166 | 12.5678 | 84.5437 | 90.9957 | 278.6553 | 151.5916 | 203.2232 | 106.5449 | 25.6818 | 324.1652 | 45.2785 | 270.4379 | 127.0344 | 152.2159 | 47.3258 | 89.8166 | 527.5758 | 24.7668 | 150.1216 | 157.7308 | 12.5678 | 12.5678 | 69.8646 | 113.767 | 64.5303 | 129.0019 | 150.2258 | 108.2757 | 119.8203 | 805.7069 | 122.9587 | 84.5437 | 75.0885 | 75.0885 | 33.2846 | 55.7012 | 805.7069 | 429.4211 | 136.988 | 0 | 0 | 0 | 74.0844 | 90.9957 | 72.779 | 366.923 | 89.8166 | 0 | 64.0699 | 55.7012 | 12.5678 | 73.0138 | 28.8006 | 0 | 0 | 0 | 85.9544 | 0 | 0 | 140.5086 | 0 | 32.8783 | 0 | 0 | 197.4231 | 75.4345 | 28.8006 | 29.1981 | 29.1981 | 70.4515 | 146.1186 | 205.9524 | 137.2537 | 310.9888 | 175.2891 | 112.7897 | 255.3694 | 271.2323 | 161.6993 | 145.0672 | 495.3898 | 178.8037 | 200.5544 | 90.191 | 83.9056 | 197.8151 | 213.4464 | 77.8668 | 83.9056 | 83.9056 | 167.0206 | 90.191 | 90.191 | 90.191 | 176.3341 | 167.2695 | 181.7698 | 136.9426 | 136.9426 | 108.438 | 204.4385 | 435.7172 | 144.6545 | 117.3937 | 789.0815 | 181.9831 | 117.3937 | 542.6949 | 1095.6693 | 154.3356 | 619.4774 | 407.709 | 181.9831 | 114.5936 | 64.2702 | 227.1287 | 51.9312 | 51.9312 | 51.9312 | 171.0905 | 232.5333 | 81.3758 | 106.9141 | 217.4333 | 196.7303 | 108.6196 | 108.6196 | 128.7807 | 318.4464 | 51.9312 | 448.8707 | 212.6205 | 360.047 | 132.5608 | 111.1319 | 415.5733 | 95.0389 | 161.8665 | 95.0389 | 250.8451 | 88.4439 | 110.0765 | 63.2713 | 63.2713 | 88.4439 | 287.5965 | 249.445 | 158.362 | 224.6599 | 109.5589 | 88.4439 | 677.8278 | 180.3956 | 234.6983 | 525.191 | 949.0526 | 87.0439 | 93.6854 | 177.1518 | 350.7971 | 93.6854 | 56.2544 | 136.0094 | 97.2239 | 92.3779 | 116.6462 | 55.8401 | 55.8401 | 90.5537 | 56.3834 | 178.4984 | 241.4361 | 108.9913 | 161.8665 | 104.6904 | 246.0127 | 172.3308 | 108.9913 | 104.6904 | 84.863 | 295.13 | 173.0614 | 45.2516 | 29.4514 | 361.9923 | 79.25 | 286.5448 | 81.3593 | 347.9263 | 907.6658 | 41.6485 | 274.612 | 295.13 | 404.5705 | 81.3593 | 32.8783 | 258.5671 | 286.1297 | 191.4112 | 182.0487 | 0 | 83.9056 | 143.6816 | 548.1848 | 0 | 87.0439 | 123.3489 | 197.8151 | 90.7618 | 128.5889 | 178.4363 | 83.6887 | 0 | 0 | 0 | 0 | 0 | 0 | 0 | 0 | 75.4345 | 0 | 148.5017 | 168.4192 | 264.4216 | 168.0126 | 0 | 176.1582 | 60.1486 | 44.3954 | 24.7668 | 892.2346 | 38.0201 | 140.6029 | 55.4387 | 55.4387 | 112.6215 | 36.3902 | 60.1486 | 38.0201 | 36.0473 | 36.0473 | 61.715 | 0 | 0 | 0 | 0 | 36.3902 | 36.3902 | 36.3902 | 55.7549 | 36.0473 | 117.9517 | 0 | 0 | 27.6487 | 0 | 0 | 0 | 107.1242 | 41.492 | 138.1261 | 53.2946 | 57.0849 | 27.6487 | 114.3126 | 198.3412 | 34.9632 | 150.8518 | 137.2656 | 601.318 | 112.9003 | 109.265 | 139.0872 | 21.7372 | 25.8609 | 25.8609 | 21.7372 | 52.6794 | 84.4554 | 183.107 | 2106.3408 | 159.3736 | 84.4554 | 79.1372 | 201.4594 | 117.6424 | 96.5887 | 99.9212 | 79.1372 | 183.89 | 77.2474 | 41.492 | 41.492 | 159.833 | 122.6108 | 0 | 0 | 0 | 25.8609 | 25.8609 | 32.1074 | 0 | 0 | 0 | 0 | 0 | 0 | 21.7372 | 41.492 | 167.5236 | 25.8609 | 33.8534 | 72.7267 | 0 | 0 | 0 | 0 | 0 | 0 | 0 | 0 | 0 | 0 | 0 | 0 | 0 | 0 | 0 | 0 | 0 | 0 | 0 | 0 | 0 | 0 | 0 | 0 | 0 | 0 | 0 | 0 | 0 | 0 | 0 | 0 | 0 | 0 | 0 | 0 | 0 | 0 | 0 | 0 | 0 | 0 | 0 | 0 | 0 | 0 | 0 | 0 | 0 | 0 | 0 | 0 | 0 | 0 | 0 | 0 | 0 | 0 | 0 | 0 | 0 | 0 | 0 | 0 | 0 | 0 | 0 | 0 | 0 | 0 | 0 | 0 | 0 | 0 | 0 | 0 | 0 | 0 | 0 | 0 | 0 | 0 | 0 | 0 | 0 | 0 | 0 | 0 | 0 | 0 | 0 | 0 | 0 | 0 | 0 | 0 | 0 | 0 | 0 | 0 | 0 | 0 | 0 | 0 | 0 | 0 | 0 | 0 | 0 | 2017-01-07 15:00
t0161 | 0 | 130.6819 | 389.8955 | 146.8896 | 44.4169 | 309.0265 | 44.4169 | 471.3348 | 76.668 | 76.668 | 2494.3322 | 84.3784 | 81.8323 | 341.0196 | 400.7284 | 57.1799 | 81.3279 | 374.8807 | 239.1147 | 333.657 | 0 | 0 | 483.9914 | 37.8067 | 37.8067 | 37.8067 | 84.6593 | 166.3488 | 261.3823 | 173.8367 | 383.6967 | 98.952 | 235.5317 | 210.753 | 283.9901 | 292.1801 | 138.8225 | 517.4062 | 368.3395 | 99.0205 | 206.0303 | 294.5495 | 111.2196 | 236.6455 | 481.8936 | 111.2196 | 43.1589 | 297.1192 | 794.7269 | 158.7261 | 202.3464 | 102.3442 | 179.6853 | 43.1589 | 172.8153 | 273.5105 | 98.12 | 386.6904 | 38.7299 | 172.8042 | 38.7299 | 111.2196 | 166.3488 | 66.4941 | 481.8936 | 0 | 0 | 0 | 0 | 0 | 0 | 0 | 0 | 166.7401 | 0 | 0 | 0 | 0 | 265.04 | 296.3177 | 26.8584 | 35.2432 | 277.0688 | 157.9439 | 13.0868 | 88.0715 | 94.587 | 292.6834 | 159.2702 | 213.3606 | 110.9223 | 26.8584 | 340.2816 | 47.1037 | 283.4216 | 132.2911 | 158.9888 | 49.2935 | 93.6918 | 553.109 | 25.6421 | 156.8844 | 164.3635 | 13.0868 | 13.0868 | 72.8441 | 119.4168 | 67.3027 | 134.5207 | 157.6274 | 113.482 | 125.8812 | 845.4543 | 127.5103 | 88.0715 | 78.3462 | 78.3462 | 34.6786 | 57.9465 | 845.4543 | 450.2531 | 143.0618 | 0 | 0 | 0 | 77.2832 | 94.587 | 76.0206 | 383.4724 | 93.6918 | 0 | 66.89 | 57.9465 | 13.0868 | 76.356 | 30.015 | 0 | 0 | 0 | 90.0259 | 0 | 0 | 147.0919 | 0 | 34.124 | 0 | 0 | 206.845 | 79.3936 | 30.015 | 30.5078 | 30.5078 | 72.9811 | 152.4969 | 215.2515 | 143.2308 | 327.5416 | 184.0388 | 118.1498 | 267.5215 | 285.7768 | 168.8822 | 151.7831 | 524.7082 | 187.6328 | 209.1076 | 95.0412 | 88.1654 | 207.8008 | 222.4512 | 81.3342 | 88.1654 | 88.1654 | 174.916 | 95.0412 | 95.0412 | 95.0412 | 184.1755 | 175.9032 | 189.7914 | 143.0305 | 143.0305 | 113.345 | 214.6118 | 457.5448 | 152.7685 | 122.6141 | 839.1985 | 191.4424 | 122.6141 | 572.4998 | 1160.8686 | 160.7372 | 651.2792 | 427.7614 | 191.4424 | 120.201 | 67.1893 | 236.3202 | 54.3712 | 54.3712 | 54.3712 | 178.2726 | 243.4439 | 84.6073 | 112.587 | 227.862 | 206.7077 | 114.3635 | 114.3635 | 135.1003 | 335.1333 | 54.3712 | 470.258 | 223.276 | 377.9717 | 139.1843 | 116.2664 | 437.7104 | 99.5366 | 171.0183 | 99.5366 | 263.7567 | 92.67 | 115.981 | 66.4941 | 66.4941 | 92.67 | 304.5096 | 263.0613 | 166.3884 | 235.7023 | 115.5351 | 92.67 | 718.9205 | 189.2685 | 247.3269 | 553.5326 | 1007.357 | 91.3391 | 98.3951 | 184.9733 | 368.1811 | 98.3951 | 58.703 | 142.5482 | 102.2266 | 96.7619 | 121.8086 | 58.6441 | 58.6441 | 95.2545 | 58.9886 | 188.6116 | 254.156 | 114.0275 | 171.0183 | 109.8663 | 258.6726 | 180.8024 | 114.0275 | 109.8663 | 88.3525 | 310.7019 | 182.0424 | 47.5382 | 30.6025 | 378.9713 | 82.7546 | 299.854 | 84.9478 | 363.7011 | 959.3946 | 43.4471 | 285.503 | 310.7019 | 425.1512 | 84.9478 | 34.124 | 276.6006 | 299.3223 | 201.9506 | 192.4127 | 0 | 88.1654 | 150.2043 | 584.2648 | 0 | 91.3391 | 129.3406 | 207.8008 | 95.6453 | 133.2957 | 186.8906 | 87.3573 | 0 | 0 | 0 | 0 | 0 | 0 | 0 | 0 | 79.3936 | 0 | 155.9976 | 178.3712 | 278.1913 | 176.9126 | 0 | 183.9223 | 62.4434 | 46.2969 | 25.6421 | 935.1826 | 39.7813 | 147.5044 | 57.6213 | 57.6213 | 116.8928 | 37.9153 | 62.4434 | 39.7813 | 37.4301 | 37.4301 | 64.2202 | 0 | 0 | 0 | 0 | 37.9153 | 37.9153 | 37.9153 | 58.1208 | 37.4301 | 123.0293 | 0 | 0 | 29.0545 | 0 | 0 | 0 | 111.6951 | 43.6881 | 144.5171 | 56.4954 | 59.599 | 29.0545 | 119.985 | 208.206 | 36.4068 | 158.8867 | 143.9884 | 634.113 | 118.2644 | 114.4968 | 145.6511 | 22.7827 | 27.0872 | 27.0872 | 22.7827 | 54.9255 | 88.3954 | 191.2797 | 2228.8644 | 166.4058 | 88.3954 | 82.9473 | 212.3697 | 122.6936 | 100.2561 | 104.1266 | 82.9473 | 192.1107 | 81.1477 | 43.6881 | 43.6881 | 166.7268 | 128.5406 | 0 | 0 | 0 | 27.0872 | 27.0872 | 33.4699 | 0 | 0 | 0 | 0 | 0 | 0 | 22.7827 | 43.6881 | 175.3964 | 27.0872 | 35.4344 | 75.5842 | 0 | 0 | 0 | 0 | 0 | 0 | 0 | 0 | 0 | 0 | 0 | 0 | 0 | 0 | 0 | 0 | 0 | 0 | 0 | 0 | 0 | 0 | 0 | 0 | 0 | 0 | 0 | 0 | 0 | 0 | 0 | 0 | 0 | 0 | 0 | 0 | 0 | 0 | 0 | 0 | 0 | 0 | 0 | 0 | 0 | 0 | 0 | 0 | 0 | 0 | 0 | 0 | 0 | 0 | 0 | 0 | 0 | 0 | 0 | 0 | 0 | 0 | 0 | 0 | 0 | 0 | 0 | 0 | 0 | 0 | 0 | 0 | 0 | 0 | 0 | 0 | 0 | 0 | 0 | 0 | 0 | 0 | 0 | 0 | 0 | 0 | 0 | 0 | 0 | 0 | 0 | 0 | 0 | 0 | 0 | 0 | 0 | 0 | 0 | 0 | 0 | 0 | 0 | 0 | 0 | 0 | 0 | 0 | 0 | 2017-01-07 16:00
t0162 | 0 | 128.5266 | 394.2262 | 144.6134 | 45.391 | 313.8502 | 45.391 | 434.0166 | 77.2742 | 77.2742 | 2482.1482 | 86.7401 | 81.1093 | 331.8134 | 392.6752 | 55.959 | 81.5684 | 373.6643 | 239.7253 | 321.8491 | 0 | 0 | 487.7326 | 37.7202 | 37.7202 | 37.7202 | 83.1744 | 164.2801 | 252.5334 | 175.1714 | 382.4026 | 99.6152 | 229.3036 | 204.3849 | 282.0529 | 292.8426 | 136.6678 | 485.7904 | 356.2569 | 97.7357 | 197.9937 | 292.297 | 109.0317 | 232.2009 | 467.8766 | 109.0317 | 42.5842 | 293.24 | 780.0275 | 154.247 | 201.6549 | 102.5106 | 175.6713 | 42.5842 | 170.6682 | 264.89 | 96.4663 | 386.3033 | 39.0661 | 167.2037 | 39.0661 | 109.0317 | 164.2801 | 65.956 | 467.8766 | 0 | 0 | 0 | 0 | 0 | 0 | 0 | 0 | 165.205 | 0 | 0 | 0 | 0 | 262.5564 | 295.456 | 26.7018 | 36.2312 | 282.9985 | 158.6041 | 13.3039 | 89.3798 | 95.8361 | 293.1323 | 158.1449 | 211.6535 | 113.9019 | 26.7018 | 346.8623 | 47.8371 | 285.383 | 134.2558 | 159.2087 | 49.817 | 94.5231 | 559.5679 | 26.5438 | 157.4195 | 167.1109 | 13.3039 | 13.3039 | 74.4958 | 118.302 | 67.9769 | 136.0593 | 156.8942 | 117.0673 | 131.2684 | 870.87 | 131.8742 | 89.3798 | 78.7434 | 78.7434 | 35.1275 | 59.9878 | 870.87 | 459.247 | 142.7588 | 0 | 0 | 0 | 77.5026 | 95.8361 | 76.2102 | 388.102 | 94.5231 | 0 | 67.0744 | 59.9878 | 13.3039 | 78.1444 | 30.8117 | 0 | 0 | 0 | 90.1328 | 0 | 0 | 147.9882 | 0 | 35.0449 | 0 | 0 | 206.6127 | 77.3495 | 30.8117 | 30.6902 | 30.6902 | 75.1928 | 155.0908 | 219.6077 | 144.8654 | 327.444 | 182.6874 | 118.7742 | 267.7202 | 288.7064 | 172.2008 | 152.6583 | 532.14 | 187.415 | 214.5374 | 94.3173 | 87.8294 | 209.1446 | 227.2928 | 82.6494 | 87.8294 | 87.8294 | 178.8251 | 94.3173 | 94.3173 | 94.3173 | 187.788 | 175.2522 | 194.4733 | 145.2065 | 145.2065 | 115.1685 | 219.6397 | 457.3229 | 149.2432 | 125.929 | 849.6844 | 191.5467 | 125.929 | 590.0948 | 1170.0072 | 165.3331 | 662.5419 | 431.1462 | 191.5467 | 121.8379 | 68.006 | 242.9315 | 54.3646 | 54.3646 | 54.3646 | 182.2065 | 250.5472 | 87.5068 | 108.9459 | 228.1645 | 204.2408 | 112.3997 | 112.3997 | 135.9791 | 325.9565 | 54.3646 | 478.3555 | 221.6369 | 375.7621 | 137.9118 | 116.2452 | 448.3089 | 100.1032 | 166.16 | 100.1032 | 265.0127 | 94.1747 | 115.1687 | 65.956 | 65.956 | 94.1747 | 294.3827 | 257.0735 | 167.5645 | 239.2088 | 113.3419 | 94.1747 | 690.1679 | 188.4414 | 250.5694 | 559.2157 | 1017.9689 | 90.9323 | 97.5331 | 189.4958 | 370.9277 | 97.5331 | 59.1768 | 143.7371 | 100.9076 | 96.9899 | 123.9931 | 58.5711 | 58.5711 | 94.6945 | 59.7807 | 189.646 | 253.4012 | 114.8803 | 166.16 | 110.4531 | 262.178 | 179.7478 | 114.8803 | 110.4531 | 90.2998 | 316.2065 | 180.5512 | 46.4151 | 31.2531 | 379.731 | 83.8188 | 305.0351 | 86.257 | 364.089 | 951.6933 | 43.7059 | 290.837 | 316.2065 | 431.7688 | 86.257 | 35.0449 | 253.2216 | 304.2951 | 198.9209 | 185.799 | 0 | 87.8294 | 150.3073 | 585.3901 | 0 | 90.9323 | 130.108 | 209.1446 | 96.2949 | 137.667 | 186.452 | 89.1335 | 0 | 0 | 0 | 0 | 0 | 0 | 0 | 0 | 77.3495 | 0 | 154.3565 | 169.1416 | 282.2571 | 178.2645 | 0 | 187.7946 | 65.2551 | 47.0895 | 26.5438 | 964.4449 | 39.9084 | 151.2998 | 59.5578 | 59.5578 | 122.5684 | 39.0717 | 65.2551 | 39.9084 | 38.403 | 38.403 | 65.695 | 0 | 0 | 0 | 0 | 39.0717 | 39.0717 | 39.0717 | 59.3416 | 38.403 | 125.2941 | 0 | 0 | 29.6758 | 0 | 0 | 0 | 114.2904 | 42.9186 | 147.3408 | 54.7411 | 60.5673 | 29.6758 | 118.8154 | 213.9501 | 36.9914 | 156.7602 | 145.1556 | 634.4342 | 118.61 | 114.7291 | 146.8844 | 22.8632 | 27.1284 | 27.1284 | 22.8632 | 56.5257 | 89.7278 | 193.9159 | 2256.814 | 172.1339 | 89.7278 | 83.8671 | 217.618 | 126.3444 | 103.6311 | 107.5998 | 83.8671 | 197.7613 | 82.3646 | 42.9186 | 42.9186 | 170.0136 | 131.7686 | 0 | 0 | 0 | 27.1284 | 27.1284 | 34.321 | 0 | 0 | 0 | 0 | 0 | 0 | 22.8632 | 42.9186 | 179.1372 | 27.1284 | 35.6792 | 77.8703 | 0 | 0 | 0 | 0 | 0 | 0 | 0 | 0 | 0 | 0 | 0 | 0 | 0 | 0 | 0 | 0 | 0 | 0 | 0 | 0 | 0 | 0 | 0 | 0 | 0 | 0 | 0 | 0 | 0 | 0 | 0 | 0 | 0 | 0 | 0 | 0 | 0 | 0 | 0 | 0 | 0 | 0 | 0 | 0 | 0 | 0 | 0 | 0 | 0 | 0 | 0 | 0 | 0 | 0 | 0 | 0 | 0 | 0 | 0 | 0 | 0 | 0 | 0 | 0 | 0 | 0 | 0 | 0 | 0 | 0 | 0 | 0 | 0 | 0 | 0 | 0 | 0 | 0 | 0 | 0 | 0 | 0 | 0 | 0 | 0 | 0 | 0 | 0 | 0 | 0 | 0 | 0 | 0 | 0 | 0 | 0 | 0 | 0 | 0 | 0 | 0 | 0 | 0 | 0 | 0 | 0 | 0 | 0 | 0 | 2017-01-07 17:00
t0163 | 0 | 121.3377 | 386.8178 | 138.3111 | 45.6021 | 310.597 | 45.6021 | 375.9276 | 74.1662 | 74.1662 | 2292.948 | 86.8977 | 78.8518 | 307.9764 | 373.4247 | 53.5782 | 79.9697 | 362.2211 | 234.4971 | 299.6981 | 0 | 0 | 474.7739 | 36.8924 | 36.8924 | 36.8924 | 79.1863 | 157.2302 | 235.0445 | 165.1323 | 364.7257 | 97.4732 | 216.0686 | 191.7564 | 273.3917 | 285.9855 | 131.4191 | 431.2681 | 326.257 | 93.8271 | 182.9562 | 279.6839 | 103.2046 | 220.1523 | 422.5763 | 103.2046 | 41.3866 | 281.0791 | 740.1503 | 145.0129 | 193.4419 | 100.5795 | 166.4072 | 41.3866 | 164.4191 | 248.1148 | 92.5349 | 371.5895 | 38.7254 | 156.254 | 38.7254 | 103.2046 | 157.2302 | 63.5212 | 422.5763 | 0 | 0 | 0 | 0 | 0 | 0 | 0 | 0 | 159.505 | 0 | 0 | 0 | 0 | 251.9766 | 287.879 | 26.1965 | 37.3651 | 282.1202 | 157.5322 | 13.4104 | 89.8899 | 97.0019 | 284.5075 | 152.5473 | 204.576 | 115.5025 | 26.1965 | 340.8165 | 48.3475 | 279.9984 | 135.1725 | 157.526 | 50.0135 | 94.326 | 549.7965 | 27.5157 | 155.6488 | 168.0553 | 13.4104 | 13.4104 | 75.0078 | 114.3397 | 67.9175 | 136.1242 | 152.2651 | 116.4066 | 130.2851 | 861.8277 | 135.9341 | 89.8899 | 78.3555 | 78.3555 | 35.2752 | 61.2353 | 861.8277 | 453.1568 | 141.046 | 0 | 0 | 0 | 77.0781 | 97.0019 | 75.4404 | 385.5122 | 94.326 | 0 | 66.5208 | 61.2353 | 13.4104 | 77.9331 | 31.1334 | 0 | 0 | 0 | 88.3293 | 0 | 0 | 145.6793 | 0 | 35.8991 | 0 | 0 | 201.9697 | 73.2847 | 31.1334 | 30.4077 | 30.4077 | 77.6301 | 155.1924 | 219.0755 | 144.5735 | 314.4269 | 176.6294 | 116.6108 | 262.1065 | 278.6245 | 172.1315 | 150.5238 | 505.4437 | 182.1946 | 216.3817 | 89.994 | 84.8535 | 203.4866 | 229.0818 | 82.4333 | 84.8535 | 84.8535 | 177.3877 | 89.994 | 89.994 | 89.994 | 187.6803 | 168.8463 | 195.0934 | 144.7867 | 144.7867 | 114.5956 | 216.2723 | 443.7016 | 139.8789 | 126.3516 | 794.7454 | 184.7931 | 126.3516 | 573.897 | 1105.7811 | 167.596 | 646.8443 | 421.6258 | 184.7931 | 119.6328 | 67.4858 | 246.964 | 53.3037 | 53.3037 | 53.3037 | 183.7916 | 249.7286 | 89.451 | 102.5697 | 223.1772 | 196.3865 | 106.9324 | 106.9324 | 132.9173 | 308.59 | 53.3037 | 472.6077 | 214.1433 | 363.7879 | 133.1713 | 114.2693 | 436.6877 | 98.3664 | 154.9374 | 98.3664 | 256.7427 | 92.9516 | 109.9825 | 63.5212 | 63.5212 | 92.9516 | 271.3998 | 242.2595 | 162.9786 | 234.8795 | 107.0875 | 92.9516 | 629.1368 | 182.9633 | 242.0823 | 539.0879 | 957.5483 | 88.2374 | 94.1055 | 190.0655 | 362.1995 | 94.1055 | 58.9545 | 141.1082 | 96.7261 | 95.0847 | 123.8949 | 56.7784 | 56.7784 | 91.0221 | 59.2144 | 180.6741 | 243.3735 | 113.4155 | 154.9374 | 107.7627 | 255.3137 | 174.3867 | 113.4155 | 107.7627 | 91.333 | 307.3642 | 173.3137 | 44.3351 | 31.8028 | 372.877 | 83.5332 | 302.5475 | 86.1136 | 359.1762 | 897.988 | 43.54 | 295.0253 | 307.3642 | 421.76 | 86.1136 | 35.8991 | 215.1311 | 302.0348 | 188.0933 | 172.3094 | 0 | 84.8535 | 148.2191 | 539.5564 | 0 | 88.2374 | 127.3444 | 203.4866 | 92.6848 | 141.9902 | 182.3414 | 89.2965 | 0 | 0 | 0 | 0 | 0 | 0 | 0 | 0 | 73.2847 | 0 | 148.6694 | 153.7259 | 274.486 | 172.1417 | 0 | 188.0675 | 67.3762 | 47.2474 | 27.5157 | 958.6898 | 39.2899 | 149.4927 | 60.9257 | 60.9257 | 126.85 | 39.591 | 67.3762 | 39.2899 | 39.2612 | 39.2612 | 66.5897 | 0 | 0 | 0 | 0 | 39.591 | 39.591 | 39.591 | 59.7382 | 39.2612 | 125.7123 | 0 | 0 | 29.0862 | 0 | 0 | 0 | 115.1022 | 40.8126 | 146.4031 | 50.321 | 60.5064 | 29.0862 | 114.8226 | 211.1719 | 37.2784 | 149.2965 | 142.0623 | 606.845 | 116.2971 | 112.2971 | 144.6256 | 22.3821 | 26.586 | 26.586 | 22.3821 | 57.1065 | 88.8299 | 193.0948 | 2148.6188 | 173.5636 | 88.8299 | 82.4425 | 211.4332 | 127.5632 | 106.477 | 109.1278 | 82.4425 | 198.5248 | 80.5285 | 40.8126 | 40.8126 | 170.6536 | 130.4513 | 0 | 0 | 0 | 26.586 | 26.586 | 34.6298 | 0 | 0 | 0 | 0 | 0 | 0 | 22.3821 | 40.8126 | 177.756 | 26.586 | 35.1563 | 79.5461 | 0 | 0 | 0 | 0 | 0 | 0 | 0 | 0 | 0 | 0 | 0 | 0 | 0 | 0 | 0 | 0 | 0 | 0 | 0 | 0 | 0 | 0 | 0 | 0 | 0 | 0 | 0 | 0 | 0 | 0 | 0 | 0 | 0 | 0 | 0 | 0 | 0 | 0 | 0 | 0 | 0 | 0 | 0 | 0 | 0 | 0 | 0 | 0 | 0 | 0 | 0 | 0 | 0 | 0 | 0 | 0 | 0 | 0 | 0 | 0 | 0 | 0 | 0 | 0 | 0 | 0 | 0 | 0 | 0 | 0 | 0 | 0 | 0 | 0 | 0 | 0 | 0 | 0 | 0 | 0 | 0 | 0 | 0 | 0 | 0 | 0 | 0 | 0 | 0 | 0 | 0 | 0 | 0 | 0 | 0 | 0 | 0 | 0 | 0 | 0 | 0 | 0 | 0 | 0 | 0 | 0 | 0 | 0 | 0 | 2017-01-07 18:00
t0164 | 0 | 115.2979 | 366.5067 | 134.8431 | 44.0892 | 295.8992 | 44.0892 | 373.925 | 67.4137 | 67.4137 | 1981.9448 | 81.9924 | 77.9493 | 292.1259 | 365.0919 | 53.3755 | 77.5879 | 349.5393 | 226.6657 | 294.9764 | 0 | 0 | 446.4678 | 36.1949 | 36.1949 | 36.1949 | 76.95 | 151.9764 | 229.8672 | 143.6204 | 339.295 | 93.0597 | 211.5524 | 188.4159 | 266.8156 | 275.6746 | 129.6465 | 420.8389 | 306.5039 | 91.4663 | 179.3818 | 265.9194 | 99.729 | 212.8711 | 378.6377 | 99.729 | 41.4699 | 273.1524 | 716.2606 | 142.1409 | 182.3999 | 98.1569 | 162.5315 | 41.4699 | 161.225 | 244.0213 | 91.2018 | 349.7874 | 37.8213 | 153.384 | 37.8213 | 99.729 | 151.9764 | 61.3733 | 378.6377 | 0 | 0 | 0 | 0 | 0 | 0 | 0 | 0 | 155.5263 | 0 | 0 | 0 | 0 | 242.573 | 280.6596 | 26.1585 | 37.5675 | 268.4836 | 156.6266 | 13.266 | 88.9338 | 97.7429 | 271.1083 | 147.4112 | 199.1781 | 112.3679 | 26.1585 | 315.662 | 48.2375 | 268.758 | 134.0552 | 156.659 | 49.9097 | 93.4099 | 521.606 | 27.4303 | 153.6163 | 165.3469 | 13.266 | 13.266 | 72.7166 | 111.7892 | 67.2046 | 134.5199 | 147.9762 | 106.7527 | 114.8617 | 785.0475 | 134.2328 | 88.9338 | 78.0025 | 78.0025 | 34.9829 | 59.0274 | 785.0475 | 423.0555 | 141.3326 | 0 | 0 | 0 | 77.1538 | 97.7429 | 74.8483 | 374.3551 | 93.4099 | 0 | 66.2093 | 59.0274 | 13.266 | 73.7824 | 30.0783 | 0 | 0 | 0 | 86.0939 | 0 | 0 | 141.2323 | 0 | 35.6861 | 0 | 0 | 197.1983 | 72.436 | 30.0783 | 29.9106 | 29.9106 | 77.7449 | 150.9105 | 209.5423 | 142.1133 | 294.1066 | 171.7125 | 112.6702 | 255.28 | 254.6395 | 165.6817 | 146.6061 | 438.0265 | 175.7576 | 208.5511 | 85.0088 | 81.4184 | 191.9133 | 223.1609 | 79.7814 | 81.4184 | 81.4184 | 166.4225 | 85.0088 | 85.0088 | 85.0088 | 180.5981 | 160.945 | 186.492 | 140.4452 | 140.4452 | 110.3534 | 198.7441 | 425.2044 | 133.776 | 119.98 | 665.2243 | 174.242 | 119.98 | 499.4869 | 967.4024 | 162.1089 | 593.9417 | 400.4576 | 174.242 | 112.642 | 65.3746 | 240.8187 | 52.2252 | 52.2252 | 52.2252 | 179.2067 | 232.0284 | 86.7271 | 102.2768 | 216.5328 | 191.4639 | 103.6177 | 103.6177 | 126.6801 | 306.1934 | 52.2252 | 446.3108 | 207.8731 | 352.9979 | 129.8609 | 112.6017 | 389.8798 | 95.1076 | 149.2505 | 95.1076 | 241.0898 | 87.8489 | 103.8773 | 61.3733 | 61.3733 | 87.8489 | 259.3193 | 234.2738 | 153.2978 | 220.2791 | 102.8158 | 87.8489 | 600.6957 | 177.8251 | 219.729 | 491.3384 | 819.6092 | 85.6725 | 91.492 | 181.7293 | 343.3473 | 91.492 | 58.3118 | 135.0216 | 93.9579 | 92.417 | 119.7617 | 54.4408 | 54.4408 | 86.9296 | 56.906 | 162.6181 | 229.7752 | 110.1859 | 149.2505 | 102.6472 | 235.8454 | 169.9924 | 110.1859 | 102.6472 | 89.5905 | 278.8772 | 166.279 | 44.2746 | 31.6753 | 364.1074 | 81.5092 | 288.2129 | 83.7088 | 355.2889 | 827.5822 | 43.3341 | 294.0338 | 278.8772 | 389.9096 | 83.7088 | 35.6861 | 209.8962 | 288.7872 | 178.4621 | 167.4943 | 0 | 81.4184 | 146.6585 | 451.6948 | 0 | 85.6725 | 121.947 | 191.9133 | 85.1416 | 140.9446 | 178.8878 | 86.2036 | 0 | 0 | 0 | 0 | 0 | 0 | 0 | 0 | 72.436 | 0 | 144.8068 | 152.3135 | 251.849 | 158.9143 | 0 | 181.0126 | 64.8209 | 46.2006 | 27.4303 | 879.3187 | 38.442 | 137.5087 | 59.2767 | 59.2767 | 121.5004 | 38.0514 | 64.8209 | 38.442 | 38.9715 | 38.9715 | 65.4503 | 0 | 0 | 0 | 0 | 38.0514 | 38.0514 | 38.0514 | 58.1724 | 38.9715 | 122.457 | 0 | 0 | 26.6072 | 0 | 0 | 0 | 111.4588 | 39.5668 | 139.0767 | 47.3805 | 58.7553 | 26.6072 | 112.3824 | 192.6271 | 36.9137 | 143.1832 | 135.0893 | 560.9463 | 112.8706 | 108.876 | 139.2537 | 21.6055 | 25.8874 | 25.8874 | 21.6055 | 54.737 | 84.835 | 187.5531 | 1883.9796 | 163.0752 | 84.835 | 78.4459 | 187.2539 | 121.8773 | 104.5752 | 104.2325 | 78.4459 | 187.3994 | 74.7432 | 39.5668 | 39.5668 | 165.7506 | 120.7872 | 0 | 0 | 0 | 25.8874 | 25.8874 | 33.4583 | 0 | 0 | 0 | 0 | 0 | 0 | 21.6055 | 39.5668 | 167.4193 | 25.8874 | 34.0694 | 77.887 | 0 | 0 | 0 | 0 | 0 | 0 | 0 | 0 | 0 | 0 | 0 | 0 | 0 | 0 | 0 | 0 | 0 | 0 | 0 | 0 | 0 | 0 | 0 | 0 | 0 | 0 | 0 | 0 | 0 | 0 | 0 | 0 | 0 | 0 | 0 | 0 | 0 | 0 | 0 | 0 | 0 | 0 | 0 | 0 | 0 | 0 | 0 | 0 | 0 | 0 | 0 | 0 | 0 | 0 | 0 | 0 | 0 | 0 | 0 | 0 | 0 | 0 | 0 | 0 | 0 | 0 | 0 | 0 | 0 | 0 | 0 | 0 | 0 | 0 | 0 | 0 | 0 | 0 | 0 | 0 | 0 | 0 | 0 | 0 | 0 | 0 | 0 | 0 | 0 | 0 | 0 | 0 | 0 | 0 | 0 | 0 | 0 | 0 | 0 | 0 | 0 | 0 | 0 | 0 | 0 | 0 | 0 | 0 | 0 | 2017-01-07 19:00
t0165 | 0 | 114.3364 | 350.6048 | 134.8919 | 42.0475 | 282.272 | 42.0475 | 411.5004 | 63.4881 | 63.4881 | 1854.6247 | 76.7453 | 77.7631 | 293.623 | 367.7449 | 54.2196 | 75.7419 | 342.9891 | 221.0239 | 303.8059 | 0 | 0 | 427.3663 | 35.7202 | 35.7202 | 35.7202 | 77.0807 | 150.9403 | 235.7551 | 132.3469 | 327.7919 | 89.8047 | 214.9467 | 192.6233 | 264.181 | 268.5859 | 130.2833 | 448.3299 | 309.5076 | 91.2086 | 185.4179 | 260.7541 | 99.9587 | 213.1665 | 373.4925 | 99.9587 | 41.8079 | 272.0779 | 717.2162 | 144.8132 | 177.2676 | 96.2116 | 164.1213 | 41.8079 | 161.0291 | 249.9776 | 91.7681 | 338.6522 | 36.7818 | 157.2105 | 36.7818 | 99.9587 | 150.9403 | 60.6146 | 373.4925 | 0 | 0 | 0 | 0 | 0 | 0 | 0 | 0 | 154.3821 | 0 | 0 | 0 | 0 | 239.603 | 276.463 | 26.107 | 36.2518 | 254.2762 | 154.274 | 12.8608 | 86.3854 | 95.8711 | 263.0527 | 145.4129 | 197.3044 | 106.903 | 26.107 | 295.7276 | 46.993 | 259.9112 | 130.3522 | 154.8097 | 48.887 | 91.3706 | 498.9345 | 26.176 | 150.9738 | 159.8857 | 12.8608 | 12.8608 | 69.3813 | 111.1038 | 65.6313 | 131.0899 | 145.8788 | 98.0427 | 101.771 | 719.7236 | 127.6334 | 86.3854 | 76.7943 | 76.7943 | 34.087 | 55.4033 | 719.7236 | 397.5964 | 140.6494 | 0 | 0 | 0 | 76.3218 | 95.8711 | 73.7996 | 361.7357 | 91.3706 | 0 | 65.3485 | 55.4033 | 12.8608 | 69.5399 | 28.5296 | 0 | 0 | 0 | 84.3865 | 0 | 0 | 137.3188 | 0 | 34.293 | 0 | 0 | 193.9568 | 73.7805 | 28.5296 | 29.2687 | 29.2687 | 74.7146 | 145.1033 | 199.2011 | 138.1721 | 283.6924 | 169.858 | 109.4908 | 250.2689 | 239.7131 | 158.0815 | 142.8855 | 399.1901 | 172.0032 | 197.7112 | 83.1269 | 79.7578 | 184.2343 | 213.6231 | 76.6176 | 79.7578 | 79.7578 | 156.3478 | 83.1269 | 83.1269 | 83.1269 | 172.2983 | 157.2015 | 176.3488 | 135.1615 | 135.1615 | 105.7418 | 184.5332 | 414.6082 | 134.1602 | 112.7821 | 596.2318 | 168.4899 | 112.7821 | 446.0788 | 893.921 | 153.5077 | 555.4365 | 384.9878 | 168.4899 | 107.115 | 63.0964 | 229.0866 | 51.3803 | 51.3803 | 51.3803 | 171.5649 | 215.1799 | 81.7218 | 105.3759 | 211.7908 | 190.6856 | 103.6323 | 103.6323 | 122.1835 | 312.9495 | 51.3803 | 423.1872 | 205.5038 | 348.2812 | 128.9002 | 111.0518 | 356.1969 | 92.4072 | 151.1557 | 92.4072 | 231.4749 | 83.4257 | 101.4921 | 60.6146 | 60.6146 | 83.4257 | 263.6151 | 235.8257 | 146.8748 | 208.7585 | 102.7067 | 83.4257 | 616.3335 | 175.2514 | 205.3911 | 461.9134 | 745.8567 | 84.4058 | 90.6638 | 171.9077 | 329.9737 | 90.6638 | 57.0603 | 130.1748 | 93.5545 | 90.3511 | 114.718 | 53.1458 | 53.1458 | 85.2091 | 54.6437 | 152.9133 | 223.306 | 107.0588 | 151.1557 | 99.118 | 222.2458 | 168.0325 | 107.0588 | 99.118 | 86.0123 | 259.0927 | 163.7725 | 45.1403 | 30.6485 | 356.8205 | 78.862 | 274.3969 | 80.6194 | 350.4462 | 801.1997 | 42.6167 | 285.3613 | 259.0927 | 366.6489 | 80.6194 | 34.293 | 232.0332 | 275.6343 | 176.5208 | 171.5496 | 0 | 79.7578 | 144.7406 | 411.5294 | 0 | 84.4058 | 117.9494 | 184.2343 | 80.7081 | 134.5464 | 176.5513 | 82.2999 | 0 | 0 | 0 | 0 | 0 | 0 | 0 | 0 | 73.7805 | 0 | 143.9129 | 160.7582 | 236.2265 | 150.8268 | 0 | 172.4323 | 60.1565 | 44.5305 | 26.176 | 807.9323 | 37.6519 | 127.3828 | 55.9914 | 55.9914 | 112.0831 | 35.8454 | 60.1565 | 37.6519 | 37.4635 | 37.4635 | 62.8321 | 0 | 0 | 0 | 0 | 35.8454 | 35.8454 | 35.8454 | 55.7229 | 37.4635 | 117.6554 | 0 | 0 | 24.709 | 0 | 0 | 0 | 106.2231 | 39.6022 | 131.8866 | 47.7643 | 56.5067 | 24.709 | 111.7972 | 177.2627 | 35.8227 | 141.9365 | 129.9101 | 537.6518 | 110.2053 | 106.3704 | 134.6109 | 21.0309 | 25.3534 | 25.3534 | 21.0309 | 51.5716 | 81.0721 | 180.8989 | 1731.567 | 151.2019 | 81.0721 | 75.1911 | 170.219 | 114.5671 | 99.2297 | 97.5784 | 75.1911 | 175.1609 | 70.4701 | 39.6022 | 39.6022 | 158.8064 | 112.3566 | 0 | 0 | 0 | 25.3534 | 25.3534 | 31.7754 | 0 | 0 | 0 | 0 | 0 | 0 | 21.0309 | 39.6022 | 157.7757 | 25.3534 | 33.0879 | 74.0606 | 0 | 0 | 0 | 0 | 0 | 0 | 0 | 0 | 0 | 0 | 0 | 0 | 0 | 0 | 0 | 0 | 0 | 0 | 0 | 0 | 0 | 0 | 0 | 0 | 0 | 0 | 0 | 0 | 0 | 0 | 0 | 0 | 0 | 0 | 0 | 0 | 0 | 0 | 0 | 0 | 0 | 0 | 0 | 0 | 0 | 0 | 0 | 0 | 0 | 0 | 0 | 0 | 0 | 0 | 0 | 0 | 0 | 0 | 0 | 0 | 0 | 0 | 0 | 0 | 0 | 0 | 0 | 0 | 0 | 0 | 0 | 0 | 0 | 0 | 0 | 0 | 0 | 0 | 0 | 0 | 0 | 0 | 0 | 0 | 0 | 0 | 0 | 0 | 0 | 0 | 0 | 0 | 0 | 0 | 0 | 0 | 0 | 0 | 0 | 0 | 0 | 0 | 0 | 0 | 0 | 0 | 0 | 0 | 0 | 2017-01-07 20:00
t0166 | 0 | 117.919 | 341.3751 | 138.9025 | 40.1746 | 272.5102 | 40.1746 | 480.1351 | 61.9139 | 61.9139 | 1855.0156 | 72.0954 | 79.0756 | 309.5378 | 382.1549 | 56.4824 | 75.1739 | 344.507 | 219.4677 | 325.3349 | 0 | 0 | 418.6734 | 35.851 | 35.851 | 35.851 | 79.6918 | 154.4475 | 251.7722 | 128.3793 | 328.4897 | 88.3184 | 226.1879 | 204.1942 | 267.4247 | 266.7814 | 134.1946 | 505.8921 | 330.422 | 93.4525 | 200.0293 | 264.0373 | 103.7831 | 220.9261 | 396.1945 | 103.7831 | 42.8974 | 278.7911 | 742.9012 | 152.919 | 177.8322 | 95.7903 | 171.3114 | 42.8974 | 164.841 | 265.6659 | 94.7664 | 337.9637 | 36.122 | 167.3837 | 36.122 | 103.7831 | 154.4475 | 61.483 | 396.1945 | 0 | 0 | 0 | 0 | 0 | 0 | 0 | 0 | 157.0074 | 0 | 0 | 0 | 0 | 243.6221 | 277.6929 | 26.4093 | 34.4778 | 242.5445 | 153.099 | 12.4603 | 83.971 | 93.6983 | 261.4059 | 147.1934 | 200.1686 | 101.2715 | 26.4093 | 281.9684 | 45.6702 | 255.647 | 126.7504 | 154.446 | 47.9512 | 89.838 | 485.3098 | 24.5321 | 149.942 | 154.7483 | 12.4603 | 12.4603 | 66.2252 | 113.035 | 64.3849 | 128.2344 | 147.0031 | 90.8064 | 90.7985 | 667.8195 | 119.582 | 83.971 | 76.0907 | 76.0907 | 33.2641 | 51.5285 | 667.8195 | 379.1068 | 141.3221 | 0 | 0 | 0 | 75.9765 | 93.6983 | 73.4572 | 352.6486 | 89.838 | 0 | 65.031 | 51.5285 | 12.4603 | 65.994 | 27.0075 | 0 | 0 | 0 | 84.0804 | 0 | 0 | 135.4343 | 0 | 32.6098 | 0 | 0 | 194.1581 | 77.5196 | 27.0075 | 28.9166 | 28.9166 | 70.7136 | 140.12 | 190.6272 | 135.0812 | 282.5459 | 172.0865 | 108.1244 | 249.5636 | 232.7058 | 151.6147 | 141.083 | 380.7818 | 172.0388 | 187.2925 | 84.1397 | 80.1722 | 181.0275 | 204.4378 | 74.0571 | 80.1722 | 80.1722 | 148.4586 | 84.1397 | 84.1397 | 84.1397 | 165.2545 | 157.9128 | 167.2311 | 130.9343 | 130.9343 | 102.149 | 174.1189 | 413.9146 | 140.2668 | 106.2975 | 567.7115 | 167.6243 | 106.2975 | 408.523 | 867.4137 | 144.7651 | 531.1858 | 377.4537 | 167.6243 | 103.6604 | 61.4823 | 216.6461 | 51.3468 | 51.3468 | 51.3468 | 164.1171 | 200.9638 | 76.2509 | 112.1095 | 210.8826 | 194.9755 | 107.0598 | 107.0598 | 120.187 | 329.8284 | 51.3468 | 406.6447 | 208.1836 | 351.7674 | 131.0763 | 111.0414 | 333.486 | 91.1863 | 159.7519 | 91.1863 | 228.1568 | 80.3388 | 102.596 | 61.483 | 61.483 | 80.3388 | 281.4813 | 246.3808 | 144.0922 | 201.3723 | 106.4832 | 80.3388 | 667.408 | 176.5046 | 197.9081 | 448.2267 | 716.5776 | 85.0182 | 92.1122 | 163.0993 | 323.7469 | 92.1122 | 56.1812 | 127.6259 | 95.8323 | 89.7946 | 110.4768 | 53.1412 | 53.1412 | 85.9892 | 53.054 | 149.7693 | 223.827 | 105.3246 | 159.7519 | 97.7259 | 214.5072 | 169.7538 | 105.3246 | 97.7259 | 82.3657 | 247.0353 | 166.0954 | 47.228 | 29.4653 | 355.0125 | 76.8105 | 264.0009 | 78.0909 | 349.6812 | 810.6205 | 42.1551 | 275.6887 | 247.0353 | 352.3699 | 78.0909 | 32.6098 | 274.7166 | 265.7026 | 181.4826 | 183.4469 | 0 | 80.1722 | 144.533 | 403.1792 | 0 | 85.0182 | 116.2174 | 181.0275 | 79.0069 | 126.535 | 177.218 | 78.8641 | 0 | 0 | 0 | 0 | 0 | 0 | 0 | 0 | 77.5196 | 0 | 146.7342 | 177.7045 | 227.2318 | 147.4591 | 0 | 164.9136 | 54.8448 | 43.0274 | 24.5321 | 748.8331 | 37.3807 | 119.6066 | 52.3513 | 52.3513 | 101.3406 | 33.6318 | 54.8448 | 37.3807 | 35.6811 | 35.6811 | 60.0823 | 0 | 0 | 0 | 0 | 33.6318 | 33.6318 | 33.6318 | 53.4025 | 35.6811 | 113.3345 | 0 | 0 | 23.4 | 0 | 0 | 0 | 101.2586 | 40.9486 | 126.2452 | 50.7974 | 54.6366 | 23.4 | 113.8377 | 165.4527 | 34.7466 | 145.4794 | 127.3345 | 533.9977 | 109.3894 | 105.7603 | 132.0368 | 20.8393 | 25.2428 | 25.2428 | 20.8393 | 48.4921 | 78.3826 | 175.7681 | 1661.6638 | 140.0056 | 78.3826 | 73.255 | 158.8937 | 107.5181 | 92.9595 | 90.903 | 73.255 | 164.0755 | 67.8517 | 40.9486 | 40.9486 | 152.514 | 105.785 | 0 | 0 | 0 | 25.2428 | 25.2428 | 30.147 | 0 | 0 | 0 | 0 | 0 | 0 | 20.8393 | 40.9486 | 150.2433 | 25.2428 | 32.5796 | 69.7902 | 0 | 0 | 0 | 0 | 0 | 0 | 0 | 0 | 0 | 0 | 0 | 0 | 0 | 0 | 0 | 0 | 0 | 0 | 0 | 0 | 0 | 0 | 0 | 0 | 0 | 0 | 0 | 0 | 0 | 0 | 0 | 0 | 0 | 0 | 0 | 0 | 0 | 0 | 0 | 0 | 0 | 0 | 0 | 0 | 0 | 0 | 0 | 0 | 0 | 0 | 0 | 0 | 0 | 0 | 0 | 0 | 0 | 0 | 0 | 0 | 0 | 0 | 0 | 0 | 0 | 0 | 0 | 0 | 0 | 0 | 0 | 0 | 0 | 0 | 0 | 0 | 0 | 0 | 0 | 0 | 0 | 0 | 0 | 0 | 0 | 0 | 0 | 0 | 0 | 0 | 0 | 0 | 0 | 0 | 0 | 0 | 0 | 0 | 0 | 0 | 0 | 0 | 0 | 0 | 0 | 0 | 0 | 0 | 0 | 2017-01-07 21:00
t0167 | 0 | 114.3879 | 320.7267 | 134.5723 | 37.3102 | 254.7238 | 37.3102 | 494.2658 | 58.2718 | 58.2718 | 1773.0564 | 66.3018 | 76.0745 | 303.7465 | 372.0251 | 55.0397 | 71.3754 | 329.3298 | 208.4471 | 321.6206 | 0 | 0 | 394.8077 | 34.247 | 34.247 | 34.247 | 77.377 | 149.1465 | 248.5784 | 120.573 | 313.8332 | 83.4445 | 221.6346 | 200.8318 | 256.694 | 253.4443 | 130.0051 | 513.033 | 326.3831 | 90.2968 | 198.4907 | 253.603 | 101.0042 | 214.8047 | 390.4097 | 101.0042 | 41.4618 | 269.4014 | 722.0898 | 150.108 | 169.9535 | 91.1018 | 167.1629 | 41.4618 | 159.1809 | 261.6258 | 91.9353 | 322.0626 | 34.0863 | 164.9972 | 34.0863 | 101.0042 | 149.1465 | 59.0917 | 390.4097 | 0 | 0 | 0 | 0 | 0 | 0 | 0 | 0 | 151.0942 | 0 | 0 | 0 | 0 | 234.47 | 265.4141 | 25.3302 | 31.9063 | 225.097 | 145.2897 | 11.6629 | 78.7497 | 88.1215 | 248.4556 | 141.3089 | 192.3773 | 93.5536 | 25.3302 | 261.7709 | 42.8187 | 241.5343 | 118.8867 | 147.0062 | 45.1992 | 84.8113 | 455.6754 | 22.5022 | 142.3758 | 144.7738 | 11.6629 | 11.6629 | 61.4634 | 108.7949 | 60.7043 | 120.7075 | 140.7633 | 82.8283 | 80.9181 | 609.9416 | 109.6874 | 78.7497 | 72.144 | 72.144 | 31.2657 | 47.0722 | 609.9416 | 351.8963 | 135.0342 | 0 | 0 | 0 | 72.2196 | 88.1215 | 69.8311 | 331.3986 | 84.8113 | 0 | 61.8098 | 47.0722 | 11.6629 | 61.0648 | 24.942 | 0 | 0 | 0 | 80.0009 | 0 | 0 | 128.1335 | 0 | 30.1812 | 0 | 0 | 185.2167 | 75.8872 | 24.942 | 27.3774 | 27.3774 | 65.2506 | 130.9409 | 177.2407 | 127.1204 | 268.981 | 165.2678 | 102.3759 | 237.5668 | 218.4118 | 141.1378 | 133.552 | 354.1386 | 164.0754 | 173.0497 | 80.8064 | 76.6807 | 170.9925 | 190.0172 | 69.2511 | 76.6807 | 76.6807 | 137.4431 | 80.8064 | 80.8064 | 80.8064 | 153.8384 | 150.998 | 154.6388 | 122.5918 | 122.5918 | 95.4968 | 160.6544 | 394.3875 | 137.0346 | 97.9398 | 527.8831 | 159.4534 | 97.9398 | 370.46 | 814.7169 | 133.3788 | 494.1175 | 356.0292 | 159.4534 | 97.0555 | 57.7643 | 199.9162 | 48.9328 | 48.9328 | 48.9328 | 152.4984 | 184.2091 | 69.7882 | 110.4419 | 200.5926 | 188.1824 | 103.9122 | 103.9122 | 113.572 | 323.3812 | 48.9328 | 379.1185 | 199.9311 | 337.2698 | 126.1312 | 105.8435 | 306.4344 | 86.3007 | 156.9272 | 86.3007 | 215.913 | 74.996 | 98.4619 | 59.0917 | 59.0917 | 74.996 | 277.9904 | 240.5678 | 135.9893 | 188.1971 | 103.5646 | 74.996 | 663.7822 | 168.9609 | 184.9693 | 420.6182 | 669.4827 | 81.3907 | 88.5987 | 150.8622 | 305.5078 | 88.5987 | 53.0812 | 120.3637 | 92.5895 | 85.3197 | 103.085 | 50.6786 | 50.6786 | 82.4302 | 49.7484 | 141.3417 | 213.8044 | 99.4997 | 156.9272 | 92.4714 | 200.6049 | 162.7654 | 99.4997 | 92.4714 | 76.5743 | 229.4427 | 159.6429 | 46.1244 | 27.4504 | 337.5015 | 72.1369 | 246.2697 | 73.1085 | 332.8991 | 778.6887 | 39.9304 | 257.579 | 229.4427 | 328.6937 | 73.1085 | 30.1812 | 284.6911 | 248.122 | 175.7585 | 181.2579 | 0 | 76.6807 | 137.6538 | 381.1869 | 0 | 81.3907 | 109.9168 | 170.9925 | 74.5064 | 116.3245 | 169.3001 | 73.3718 | 0 | 0 | 0 | 0 | 0 | 0 | 0 | 0 | 75.8872 | 0 | 141.4069 | 178.4277 | 212.1116 | 138.9426 | 0 | 153.2595 | 49.4705 | 40.219 | 22.5022 | 683.3455 | 35.4925 | 110.024 | 47.9726 | 47.9726 | 90.9248 | 30.8934 | 49.4705 | 35.4925 | 33.0565 | 33.0565 | 55.8076 | 0 | 0 | 0 | 0 | 30.8934 | 30.8934 | 30.8934 | 49.678 | 33.0565 | 105.7516 | 0 | 0 | 21.6408 | 0 | 0 | 0 | 93.9058 | 39.7632 | 117.4159 | 50.0776 | 51.0978 | 21.6408 | 109.6164 | 151.6663 | 32.5444 | 140.6329 | 120.0861 | 507.6873 | 103.8673 | 100.5185 | 124.5423 | 19.77 | 24.0085 | 24.0085 | 19.77 | 44.6059 | 73.3261 | 164.8549 | 1550.4911 | 127.613 | 73.3261 | 68.842 | 145.7655 | 98.7904 | 85.271 | 83.1432 | 68.842 | 150.621 | 63.3571 | 39.7632 | 39.7632 | 142.063 | 97.4581 | 0 | 0 | 0 | 24.0085 | 24.0085 | 27.8789 | 0 | 0 | 0 | 0 | 0 | 0 | 19.77 | 39.7632 | 139.3244 | 24.0085 | 30.7943 | 64.2553 | 0 | 0 | 0 | 0 | 0 | 0 | 0 | 0 | 0 | 0 | 0 | 0 | 0 | 0 | 0 | 0 | 0 | 0 | 0 | 0 | 0 | 0 | 0 | 0 | 0 | 0 | 0 | 0 | 0 | 0 | 0 | 0 | 0 | 0 | 0 | 0 | 0 | 0 | 0 | 0 | 0 | 0 | 0 | 0 | 0 | 0 | 0 | 0 | 0 | 0 | 0 | 0 | 0 | 0 | 0 | 0 | 0 | 0 | 0 | 0 | 0 | 0 | 0 | 0 | 0 | 0 | 0 | 0 | 0 | 0 | 0 | 0 | 0 | 0 | 0 | 0 | 0 | 0 | 0 | 0 | 0 | 0 | 0 | 0 | 0 | 0 | 0 | 0 | 0 | 0 | 0 | 0 | 0 | 0 | 0 | 0 | 0 | 0 | 0 | 0 | 0 | 0 | 0 | 0 | 0 | 0 | 0 | 0 | 0 | 2017-01-07 22:00
t0168 | 0 | 111.0251 | 299.5185 | 129.9909 | 34.2199 | 236.1409 | 34.2199 | 510.2051 | 54.9009 | 54.9009 | 1715.5291 | 60.2728 | 72.7343 | 298.8561 | 361.2988 | 53.3956 | 67.308 | 313.421 | 196.753 | 317.7697 | 0 | 0 | 370.8455 | 32.4909 | 32.4909 | 32.4909 | 74.9695 | 143.6656 | 245.4148 | 114.1742 | 300.0156 | 78.3891 | 216.8702 | 197.2914 | 245.1518 | 239.3888 | 125.3877 | 522.0293 | 323.9205 | 86.9434 | 197.0451 | 243.2396 | 98.2014 | 208.5919 | 388.7605 | 98.2014 | 39.8006 | 259.5286 | 700.871 | 147.1684 | 162.2174 | 86.019 | 162.8153 | 39.8006 | 153.0462 | 257.369 | 88.8283 | 306.4056 | 31.8653 | 162.5291 | 31.8653 | 98.2014 | 143.6656 | 56.5982 | 388.7605 | 0 | 0 | 0 | 0 | 0 | 0 | 0 | 0 | 144.7696 | 0 | 0 | 0 | 0 | 225.0605 | 252.1883 | 24.0967 | 28.9503 | 206.7919 | 136.4612 | 10.7696 | 72.8991 | 81.664 | 235.2027 | 135.1582 | 184.0661 | 85.1209 | 24.0967 | 241.6761 | 39.5754 | 226.7162 | 110.0373 | 138.5907 | 42.0663 | 79.1729 | 425.1281 | 20.1991 | 133.9563 | 133.7039 | 10.7696 | 10.7696 | 56.3001 | 104.224 | 56.5814 | 112.2955 | 134.1113 | 74.8704 | 71.4815 | 552.9935 | 98.6117 | 72.8991 | 67.6707 | 67.6707 | 29.0171 | 42.254 | 552.9935 | 324.3814 | 127.7958 | 0 | 0 | 0 | 67.9111 | 81.664 | 65.7503 | 308.4313 | 79.1729 | 0 | 58.1597 | 42.254 | 10.7696 | 55.9297 | 22.7106 | 0 | 0 | 0 | 75.5927 | 0 | 0 | 120.3058 | 0 | 27.4368 | 0 | 0 | 175.5337 | 74.0911 | 22.7106 | 25.6753 | 25.6753 | 59.0091 | 120.9646 | 163.0847 | 118.3132 | 255.8293 | 158.0185 | 96.263 | 224.6314 | 204.8939 | 129.9389 | 125.3982 | 331.6318 | 155.7081 | 157.7271 | 77.5648 | 73.0809 | 160.8753 | 174.2592 | 64.0753 | 73.0809 | 73.0809 | 126.1647 | 77.5648 | 77.5648 | 77.5648 | 141.6418 | 143.9978 | 141.2871 | 113.5751 | 113.5751 | 88.3998 | 147.3556 | 374.1923 | 134.004 | 89.1586 | 497.6022 | 151.3354 | 89.1586 | 335.8256 | 770.7208 | 121.0417 | 458.0179 | 334.0206 | 151.3354 | 90.3327 | 53.7645 | 181.5628 | 46.2948 | 46.2948 | 46.2948 | 139.7808 | 167.1893 | 62.7438 | 108.5199 | 189.5918 | 180.9487 | 100.6714 | 100.6714 | 106.7395 | 316.1615 | 46.2948 | 350.7844 | 191.195 | 321.9047 | 120.8402 | 100.0862 | 281.0824 | 81.0953 | 154.2972 | 81.0953 | 203.7438 | 69.4953 | 94.4335 | 56.5982 | 56.5982 | 69.4953 | 275.2803 | 234.771 | 127.8606 | 174.8668 | 100.6954 | 69.4953 | 662.5984 | 160.9139 | 172.8158 | 394.6758 | 631.8693 | 77.5321 | 84.8705 | 137.8841 | 286.8672 | 84.8705 | 49.6126 | 112.7763 | 89.1837 | 80.511 | 95.1328 | 48.1318 | 48.1318 | 78.8275 | 46.2437 | 133.822 | 203.9122 | 93.2189 | 154.2972 | 87.0616 | 187.0131 | 155.2643 | 93.2189 | 87.0616 | 70.1713 | 212.7083 | 153.0597 | 44.8532 | 25.1661 | 318.4864 | 67.0358 | 227.7121 | 67.7015 | 314.1411 | 750.2821 | 37.4101 | 237.0245 | 212.7083 | 305.4013 | 67.7015 | 27.4368 | 296.4285 | 229.6066 | 170.2946 | 179.2312 | 0 | 73.0809 | 129.9601 | 366.3241 | 0 | 77.5321 | 103.3442 | 160.8753 | 70.2456 | 104.81 | 160.6321 | 67.4675 | 0 | 0 | 0 | 0 | 0 | 0 | 0 | 0 | 74.0911 | 0 | 135.7381 | 179.3034 | 197.5039 | 130.7588 | 0 | 140.7903 | 43.6517 | 37.1357 | 20.1991 | 618.0359 | 33.4313 | 100.5047 | 43.1764 | 43.1764 | 79.6969 | 27.9527 | 43.6517 | 33.4313 | 30.0972 | 30.0972 | 51.0647 | 0 | 0 | 0 | 0 | 27.9527 | 27.9527 | 27.9527 | 45.6122 | 30.0972 | 97.4786 | 0 | 0 | 19.9251 | 0 | 0 | 0 | 85.946 | 38.5421 | 108.2002 | 49.5758 | 47.2629 | 19.9251 | 105.0535 | 138.1274 | 30.0727 | 135.7726 | 112.6182 | 482.9457 | 97.9497 | 94.92 | 116.6055 | 18.6375 | 22.6775 | 22.6775 | 18.6375 | 40.4539 | 68.0211 | 153.041 | 1454.5828 | 114.7249 | 68.0211 | 64.269 | 133.6351 | 89.5094 | 76.7326 | 74.8754 | 64.269 | 136.5906 | 58.9042 | 38.5421 | 38.5421 | 130.7118 | 89.0974 | 0 | 0 | 0 | 22.6775 | 22.6775 | 25.4299 | 0 | 0 | 0 | 0 | 0 | 0 | 18.6375 | 38.5421 | 128.0807 | 22.6775 | 28.8804 | 58.1406 | 0 | 0 | 0 | 0 | 0 | 0 | 0 | 0 | 0 | 0 | 0 | 0 | 0 | 0 | 0 | 0 | 0 | 0 | 0 | 0 | 0 | 0 | 0 | 0 | 0 | 0 | 0 | 0 | 0 | 0 | 0 | 0 | 0 | 0 | 0 | 0 | 0 | 0 | 0 | 0 | 0 | 0 | 0 | 0 | 0 | 0 | 0 | 0 | 0 | 0 | 0 | 0 | 0 | 0 | 0 | 0 | 0 | 0 | 0 | 0 | 0 | 0 | 0 | 0 | 0 | 0 | 0 | 0 | 0 | 0 | 0 | 0 | 0 | 0 | 0 | 0 | 0 | 0 | 0 | 0 | 0 | 0 | 0 | 0 | 0 | 0 | 0 | 0 | 0 | 0 | 0 | 0 | 0 | 0 | 0 | 0 | 0 | 0 | 0 | 0 | 0 | 0 | 0 | 0 | 0 | 0 | 0 | 0 | 0 | 2017-01-07 23:00
t0169 | 0 | 109.2146 | 280 | 127.4664 | 31.2854 | 218.6951 | 31.2854 | 541.2366 | 51.6342 | 51.6342 | 1659.8111 | 54.1983 | 70.5113 | 298.9063 | 356.765 | 52.7567 | 63.9542 | 301.2065 | 187.0941 | 320.5884 | 0 | 0 | 349.0663 | 31.1593 | 31.1593 | 31.1593 | 73.7659 | 140.247 | 247.2202 | 107.3704 | 288.6838 | 73.9499 | 216.1607 | 197.6526 | 236.9814 | 227.7634 | 122.8731 | 544.3817 | 327.0548 | 84.9115 | 199.8358 | 235.7052 | 96.9835 | 205.7099 | 392.0839 | 96.9835 | 38.8359 | 253.5385 | 690.8407 | 147.0502 | 156.0434 | 81.9287 | 161.3309 | 38.8359 | 149.2912 | 258.2902 | 87.232 | 293.4256 | 29.9527 | 163.3415 | 29.9527 | 96.9835 | 140.247 | 54.8516 | 392.0839 | 0 | 0 | 0 | 0 | 0 | 0 | 0 | 0 | 140.5122 | 0 | 0 | 0 | 0 | 218.6243 | 242.152 | 23.2369 | 26.2114 | 189.0554 | 129.3608 | 9.9713 | 67.7288 | 76.1617 | 224.1155 | 130.7561 | 178.3033 | 77.0078 | 23.2369 | 221.5729 | 36.7296 | 213.7944 | 102.2432 | 132.031 | 39.4119 | 74.4094 | 396.9641 | 17.9836 | 127.1645 | 123.7297 | 9.9713 | 9.9713 | 51.3988 | 101.1689 | 53.062 | 105.0227 | 129.1779 | 66.4277 | 60.6582 | 492.2492 | 87.8675 | 67.7288 | 64.0472 | 64.0472 | 27.0619 | 37.4212 | 492.2492 | 297.1178 | 122.465 | 0 | 0 | 0 | 64.5287 | 76.1617 | 62.5171 | 287.9591 | 74.4094 | 0 | 55.2729 | 37.4212 | 9.9713 | 50.8714 | 20.5463 | 0 | 0 | 0 | 72.0565 | 0 | 0 | 113.6384 | 0 | 24.8686 | 0 | 0 | 168.0126 | 73.7187 | 20.5463 | 24.2594 | 24.2594 | 53.1436 | 111.8077 | 149.5447 | 110.641 | 244.6928 | 152.9095 | 91.0673 | 214.2979 | 191.7205 | 119.3562 | 118.5247 | 306.7874 | 149.0823 | 142.8524 | 75.1782 | 70.3149 | 151.8222 | 159.4654 | 59.315 | 70.3149 | 70.3149 | 114.9562 | 75.1782 | 75.1782 | 75.1782 | 130.1139 | 138.5463 | 128.2468 | 105.3575 | 105.3575 | 81.8268 | 133.6566 | 357.8719 | 133.1411 | 80.4202 | 461.6555 | 144.4938 | 80.4202 | 296.17 | 724.5177 | 108.9989 | 421.737 | 314.326 | 144.4938 | 83.9785 | 50.1841 | 163.8803 | 44.2298 | 44.2298 | 44.2298 | 127.8392 | 149.5933 | 55.751 | 108.8988 | 180.6867 | 176.4203 | 99.0154 | 99.0154 | 100.7326 | 315.2136 | 44.2298 | 323.5778 | 185.0234 | 310.7207 | 117.2736 | 95.6231 | 253.6665 | 76.6588 | 154.4432 | 76.6588 | 192.937 | 64.248 | 91.4283 | 54.8516 | 54.8516 | 64.248 | 277.678 | 232.9512 | 120.5153 | 162.0911 | 99.3829 | 64.248 | 674.6981 | 154.9183 | 160.6155 | 369.263 | 589.7921 | 74.6565 | 82.3232 | 125.2246 | 270.1938 | 82.3232 | 46.6967 | 106.0463 | 87.1055 | 76.5833 | 87.7321 | 46.0964 | 46.0964 | 76.135 | 43.0406 | 126.5217 | 195.9819 | 87.8207 | 154.4432 | 82.3508 | 173.7543 | 149.8431 | 87.8207 | 82.3508 | 64.2091 | 195.5133 | 148.4045 | 44.4562 | 23.0905 | 303.1318 | 62.497 | 210.1245 | 62.783 | 299.4574 | 728.4962 | 35.3504 | 218.6219 | 195.5133 | 282.4567 | 62.783 | 24.8686 | 316.9677 | 212.2209 | 167.1227 | 180.7819 | 0 | 70.3149 | 123.9681 | 349.3098 | 0 | 74.6565 | 97.641 | 151.8222 | 66.2341 | 93.7669 | 154.0648 | 61.8926 | 0 | 0 | 0 | 0 | 0 | 0 | 0 | 0 | 73.7187 | 0 | 132.04 | 184.5936 | 183.0016 | 123.0743 | 0 | 128.9244 | 37.6451 | 34.3265 | 17.9836 | 548.8224 | 31.75 | 90.6316 | 38.4465 | 38.4465 | 67.9545 | 25.0375 | 37.6451 | 31.75 | 27.3346 | 27.3346 | 46.6407 | 0 | 0 | 0 | 0 | 25.0375 | 25.0375 | 25.0375 | 41.8073 | 27.3346 | 89.8444 | 0 | 0 | 18.1589 | 0 | 0 | 0 | 78.3587 | 37.9334 | 99.3261 | 49.9169 | 43.7516 | 18.1589 | 102.0388 | 123.8211 | 27.8744 | 132.8048 | 105.9382 | 461.2886 | 93.0748 | 90.3457 | 109.6292 | 17.6901 | 21.6039 | 21.6039 | 17.6901 | 36.3431 | 63.0753 | 142.3921 | 1351.9355 | 101.393 | 63.0753 | 60.0898 | 120.3225 | 80.2598 | 68.4097 | 66.533 | 60.0898 | 122.3926 | 54.5602 | 37.9334 | 37.9334 | 120.1202 | 80.5301 | 0 | 0 | 0 | 21.6039 | 21.6039 | 23.0656 | 0 | 0 | 0 | 0 | 0 | 0 | 17.6901 | 37.9334 | 117.0211 | 21.6039 | 27.2371 | 52.2297 | 0 | 0 | 0 | 0 | 0 | 0 | 0 | 0 | 0 | 0 | 0 | 0 | 0 | 0 | 0 | 0 | 0 | 0 | 0 | 0 | 0 | 0 | 0 | 0 | 0 | 0 | 0 | 0 | 0 | 0 | 0 | 0 | 0 | 0 | 0 | 0 | 0 | 0 | 0 | 0 | 0 | 0 | 0 | 0 | 0 | 0 | 0 | 0 | 0 | 0 | 0 | 0 | 0 | 0 | 0 | 0 | 0 | 0 | 0 | 0 | 0 | 0 | 0 | 0 | 0 | 0 | 0 | 0 | 0 | 0 | 0 | 0 | 0 | 0 | 0 | 0 | 0 | 0 | 0 | 0 | 0 | 0 | 0 | 0 | 0 | 0 | 0 | 0 | 0 | 0 | 0 | 0 | 0 | 0 | 0 | 0 | 0 | 0 | 0 | 0 | 0 | 0 | 0 | 0 | 0 | 0 | 0 | 0 | 0 | 2017-01-08
t0170 | 0 | 108.7402 | 267.3534 | 126.8668 | 29.3662 | 207.2633 | 29.3662 | 570.7091 | 49.331 | 49.331 | 1615.6479 | 49.9693 | 69.6379 | 301.3847 | 357.0724 | 52.9006 | 62.0523 | 294.8093 | 181.5809 | 326.199 | 0 | 0 | 334.9848 | 30.4915 | 30.4915 | 30.4915 | 73.5939 | 139.0053 | 251.1609 | 102.0294 | 281.866 | 71.212 | 217.903 | 200.0553 | 233.2679 | 221.0943 | 122.3489 | 566.8154 | 331.8845 | 84.2475 | 204.0571 | 231.9271 | 96.9897 | 205.5076 | 396.0768 | 96.9897 | 38.5905 | 251.5496 | 689.94 | 148.5215 | 152.5185 | 79.6915 | 161.8834 | 38.5905 | 148.0576 | 261.7843 | 86.9952 | 285.7013 | 28.8227 | 165.7018 | 28.8227 | 96.9897 | 139.0053 | 54.0542 | 396.0768 | 0 | 0 | 0 | 0 | 0 | 0 | 0 | 0 | 138.7417 | 0 | 0 | 0 | 0 | 215.7759 | 237.0643 | 22.8731 | 24.5015 | 177.1277 | 125.5626 | 9.4863 | 64.6232 | 73.0338 | 217.5788 | 128.6764 | 175.7629 | 71.6638 | 22.8731 | 207.4358 | 35.0439 | 205.9242 | 97.587 | 128.6704 | 37.9015 | 71.69 | 378.7121 | 16.5436 | 123.4878 | 117.5925 | 9.4863 | 9.4863 | 48.2001 | 99.9246 | 51.0272 | 100.7527 | 126.7451 | 60.2367 | 52.2051 | 447.3445 | 80.7989 | 64.6232 | 62.0931 | 62.0931 | 25.9099 | 34.1115 | 447.3445 | 278.1966 | 119.9885 | 0 | 0 | 0 | 62.7912 | 73.0338 | 60.8179 | 275.3638 | 71.69 | 0 | 53.765 | 34.1115 | 9.4863 | 47.414 | 19.1047 | 0 | 0 | 0 | 70.1268 | 0 | 0 | 109.7159 | 0 | 23.2395 | 0 | 0 | 164.0846 | 74.2661 | 19.1047 | 23.4605 | 23.4605 | 49.4227 | 106.0214 | 140.5658 | 106.0788 | 237.8631 | 150.5858 | 88.0063 | 208.6826 | 182.4703 | 112.441 | 114.546 | 287.0691 | 145.4723 | 132.9229 | 73.9421 | 68.8507 | 146.0638 | 149.9349 | 56.2902 | 68.8507 | 68.8507 | 107.1934 | 73.9421 | 73.9421 | 73.9421 | 122.5781 | 135.5775 | 119.4518 | 100.1886 | 100.1886 | 77.6071 | 123.7865 | 348.6753 | 133.6555 | 74.416 | 431.013 | 140.3686 | 74.416 | 264.785 | 688.7534 | 100.9418 | 395.9401 | 301.8986 | 140.3686 | 79.7475 | 47.9676 | 152.2353 | 43.1454 | 43.1454 | 43.1454 | 120.1497 | 137.0002 | 51.0154 | 110.4692 | 175.7441 | 174.8111 | 98.7317 | 98.7317 | 97.0166 | 318.1237 | 43.1454 | 305.2942 | 182.196 | 305.3431 | 115.7869 | 93.3279 | 232.894 | 74.0396 | 155.9952 | 74.0396 | 186.0701 | 60.7415 | 89.8456 | 54.0542 | 54.0542 | 60.7415 | 281.9237 | 233.8161 | 115.79 | 153.4636 | 99.2897 | 60.7415 | 689.7529 | 151.9424 | 151.8347 | 351.3036 | 555.5124 | 73.2261 | 81.226 | 116.6961 | 259.6541 | 81.226 | 45.04 | 101.8667 | 86.4039 | 74.3852 | 82.9748 | 44.9647 | 44.9647 | 74.7477 | 41.0048 | 121.2927 | 191.4434 | 84.6216 | 155.9952 | 79.4607 | 164.553 | 147.2879 | 84.6216 | 79.4607 | 60.4142 | 182.9861 | 146.2103 | 44.6907 | 21.8131 | 294.704 | 59.7212 | 198.5104 | 59.7001 | 291.8403 | 715.9093 | 34.2266 | 207.4739 | 182.9861 | 266.4485 | 59.7001 | 23.2395 | 335.6944 | 200.8615 | 166.0694 | 183.7602 | 0 | 68.8507 | 120.8829 | 334.4466 | 0 | 73.2261 | 94.1751 | 146.0638 | 63.4943 | 86.5943 | 150.7754 | 58.2601 | 0 | 0 | 0 | 0 | 0 | 0 | 0 | 0 | 74.2661 | 0 | 130.5927 | 190.6504 | 172.7549 | 117.869 | 0 | 121.1245 | 33.4386 | 32.571 | 16.5436 | 498.1022 | 30.818 | 83.4968 | 35.2664 | 35.2664 | 59.6376 | 23.0556 | 33.4386 | 30.818 | 25.5848 | 25.5848 | 43.824 | 0 | 0 | 0 | 0 | 23.0556 | 23.0556 | 23.0556 | 39.3625 | 25.5848 | 85.0027 | 0 | 0 | 16.8816 | 0 | 0 | 0 | 73.3854 | 37.8457 | 93.3788 | 50.5573 | 41.5353 | 16.8816 | 100.8431 | 113.3065 | 26.5459 | 131.7469 | 101.7301 | 447.3676 | 90.3143 | 87.7766 | 105.3611 | 17.1408 | 21.0133 | 21.0133 | 17.1408 | 33.5463 | 59.8599 | 135.7707 | 1272.4941 | 91.9205 | 59.8599 | 57.4093 | 110.0959 | 73.9229 | 62.8957 | 60.7641 | 57.4093 | 112.4813 | 51.5602 | 37.8457 | 37.8457 | 113.32 | 74.4151 | 0 | 0 | 0 | 21.0133 | 21.0133 | 21.4971 | 0 | 0 | 0 | 0 | 0 | 0 | 17.1408 | 37.8457 | 109.4399 | 21.0133 | 26.2617 | 48.335 | 0 | 0 | 0 | 0 | 0 | 0 | 0 | 0 | 0 | 0 | 0 | 0 | 0 | 0 | 0 | 0 | 0 | 0 | 0 | 0 | 0 | 0 | 0 | 0 | 0 | 0 | 0 | 0 | 0 | 0 | 0 | 0 | 0 | 0 | 0 | 0 | 0 | 0 | 0 | 0 | 0 | 0 | 0 | 0 | 0 | 0 | 0 | 0 | 0 | 0 | 0 | 0 | 0 | 0 | 0 | 0 | 0 | 0 | 0 | 0 | 0 | 0 | 0 | 0 | 0 | 0 | 0 | 0 | 0 | 0 | 0 | 0 | 0 | 0 | 0 | 0 | 0 | 0 | 0 | 0 | 0 | 0 | 0 | 0 | 0 | 0 | 0 | 0 | 0 | 0 | 0 | 0 | 0 | 0 | 0 | 0 | 0 | 0 | 0 | 0 | 0 | 0 | 0 | 0 | 0 | 0 | 0 | 0 | 0 | 2017-01-08 01:00
t0171 | 0 | 107.5763 | 260.7907 | 125.6 | 28.503 | 201.7045 | 28.503 | 575.3318 | 48.041 | 48.041 | 1580.4007 | 48.1349 | 68.8042 | 299.3551 | 354.1643 | 52.5304 | 60.9164 | 290.1864 | 178.2478 | 325.2711 | 0 | 0 | 327.2221 | 30.0296 | 30.0296 | 30.0296 | 72.9066 | 137.3941 | 250.284 | 98.9614 | 276.8382 | 69.6877 | 216.6246 | 199.1529 | 230.1276 | 217.0266 | 121.1902 | 569.0495 | 330.2297 | 83.3226 | 203.6778 | 228.5657 | 96.1403 | 203.6438 | 392.9567 | 96.1403 | 38.2192 | 248.7601 | 683.6307 | 147.7436 | 149.9286 | 78.3148 | 160.6895 | 38.2192 | 146.4396 | 260.7196 | 86.211 | 280.4711 | 28.225 | 165.0655 | 28.225 | 96.1403 | 137.3941 | 53.3276 | 392.9567 | 0 | 0 | 0 | 0 | 0 | 0 | 0 | 0 | 137.007 | 0 | 0 | 0 | 0 | 212.9542 | 233.4519 | 22.5832 | 23.7909 | 171.68 | 123.3948 | 9.2591 | 63.1381 | 71.5269 | 213.4882 | 126.8901 | 173.4631 | 69.37 | 22.5832 | 200.7337 | 34.2502 | 201.5759 | 95.3644 | 126.6147 | 37.1399 | 70.2707 | 369.3288 | 15.9693 | 121.3403 | 114.7118 | 9.2591 | 9.2591 | 46.774 | 98.6941 | 49.9846 | 98.6104 | 124.8897 | 57.5781 | 48.7412 | 427.7819 | 77.9448 | 63.1381 | 61.0005 | 61.0005 | 25.3459 | 32.7623 | 427.7819 | 269.3271 | 118.3064 | 0 | 0 | 0 | 61.7726 | 71.5269 | 59.8067 | 269.0244 | 70.2707 | 0 | 52.8756 | 32.7623 | 9.2591 | 45.8595 | 18.4816 | 0 | 0 | 0 | 68.9244 | 0 | 0 | 107.528 | 0 | 22.5513 | 0 | 0 | 161.4655 | 73.8363 | 18.4816 | 23.0183 | 23.0183 | 47.8969 | 103.292 | 136.4306 | 103.7801 | 233.3219 | 148.5614 | 86.2667 | 205.1382 | 177.5026 | 109.2501 | 112.3191 | 276.7875 | 143.046 | 128.6036 | 72.8431 | 67.7663 | 142.8193 | 145.6634 | 54.8446 | 67.7663 | 67.7663 | 103.6489 | 72.8431 | 72.8431 | 72.8431 | 119.099 | 133.3824 | 115.5637 | 97.693 | 97.693 | 75.5815 | 119.2709 | 342.6019 | 132.6023 | 71.802 | 414.4237 | 137.7019 | 71.802 | 250.8718 | 668.3332 | 97.5159 | 383.3699 | 295.1115 | 137.7019 | 77.6211 | 46.8514 | 147.2873 | 42.446 | 42.446 | 42.446 | 116.7153 | 131.5376 | 49.0808 | 110.0917 | 172.667 | 172.8199 | 97.7842 | 97.7842 | 94.9378 | 316.4937 | 42.446 | 296.5239 | 179.7324 | 301.0089 | 114.3367 | 91.8501 | 223.3119 | 72.5641 | 155.1018 | 72.5641 | 182.0547 | 59.0409 | 88.4839 | 53.3276 | 53.3276 | 59.0409 | 280.7004 | 232.042 | 113.1536 | 149.188 | 98.3684 | 59.0409 | 688.232 | 149.6999 | 147.2964 | 341.647 | 536.5922 | 72.1439 | 80.1834 | 112.9193 | 253.8436 | 80.1834 | 44.1623 | 99.6119 | 85.4387 | 73.0542 | 80.7452 | 44.1997 | 44.1997 | 73.6221 | 39.9923 | 118.2121 | 188.165 | 82.8864 | 155.1018 | 77.8051 | 159.8717 | 145.2331 | 82.8864 | 77.8051 | 58.726 | 176.8714 | 144.1974 | 44.4161 | 21.2469 | 289.5706 | 58.3443 | 192.9736 | 58.2175 | 287.1227 | 704.427 | 33.6096 | 202.4042 | 176.8714 | 258.5167 | 58.2175 | 22.5513 | 338.7231 | 195.4171 | 164.1786 | 183.1179 | 0 | 67.7663 | 118.9518 | 324.6951 | 0 | 72.1439 | 92.2201 | 142.8193 | 61.9371 | 83.6827 | 148.4948 | 56.5988 | 0 | 0 | 0 | 0 | 0 | 0 | 0 | 0 | 73.8363 | 0 | 129.024 | 191.0042 | 167.5946 | 114.9642 | 0 | 117.576 | 31.8078 | 31.7472 | 15.9693 | 476.2778 | 30.2676 | 80.299 | 33.9648 | 33.9648 | 56.4546 | 22.221 | 31.8078 | 30.2676 | 24.839 | 24.839 | 42.5833 | 0 | 0 | 0 | 0 | 22.221 | 22.221 | 22.221 | 38.2584 | 24.839 | 82.7571 | 0 | 0 | 16.2843 | 0 | 0 | 0 | 71.1777 | 37.4896 | 90.6078 | 50.2778 | 40.4795 | 16.2843 | 99.6237 | 108.6431 | 25.9204 | 130.2232 | 99.4414 | 438.2688 | 88.6646 | 86.2056 | 103.0731 | 16.8162 | 20.6483 | 20.6483 | 16.8162 | 32.355 | 58.2883 | 132.5169 | 1230.381 | 87.9806 | 58.2883 | 56.0216 | 105.3804 | 71.2304 | 60.6535 | 58.3716 | 56.0216 | 108.2286 | 50.0666 | 37.4896 | 37.4896 | 110.2034 | 71.6702 | 0 | 0 | 0 | 20.6483 | 20.6483 | 20.8128 | 0 | 0 | 0 | 0 | 0 | 0 | 16.8162 | 37.4896 | 105.9525 | 20.6483 | 25.7261 | 46.7117 | 0 | 0 | 0 | 0 | 0 | 0 | 0 | 0 | 0 | 0 | 0 | 0 | 0 | 0 | 0 | 0 | 0 | 0 | 0 | 0 | 0 | 0 | 0 | 0 | 0 | 0 | 0 | 0 | 0 | 0 | 0 | 0 | 0 | 0 | 0 | 0 | 0 | 0 | 0 | 0 | 0 | 0 | 0 | 0 | 0 | 0 | 0 | 0 | 0 | 0 | 0 | 0 | 0 | 0 | 0 | 0 | 0 | 0 | 0 | 0 | 0 | 0 | 0 | 0 | 0 | 0 | 0 | 0 | 0 | 0 | 0 | 0 | 0 | 0 | 0 | 0 | 0 | 0 | 0 | 0 | 0 | 0 | 0 | 0 | 0 | 0 | 0 | 0 | 0 | 0 | 0 | 0 | 0 | 0 | 0 | 0 | 0 | 0 | 0 | 0 | 0 | 0 | 0 | 0 | 0 | 0 | 0 | 0 | 0 | 2017-01-08 02:00
t0172 | 0 | 106.6706 | 258.1813 | 124.5176 | 28.1922 | 199.6151 | 28.1922 | 571.5461 | 47.5808 | 47.5808 | 1567.0721 | 47.5865 | 68.1835 | 296.9773 | 351.1811 | 52.0851 | 60.3329 | 287.5195 | 176.5479 | 322.7211 | 0 | 0 | 324.0362 | 29.7494 | 29.7494 | 29.7494 | 72.2867 | 136.1966 | 248.3171 | 98.0391 | 274.352 | 69.009 | 214.8571 | 197.5541 | 228.0434 | 214.9636 | 120.1377 | 565.0966 | 327.7034 | 82.5945 | 202.1128 | 226.5388 | 95.3353 | 201.9297 | 390.0136 | 95.3353 | 37.8801 | 246.5918 | 677.8643 | 146.5479 | 148.571 | 77.5686 | 159.3528 | 37.8801 | 145.1512 | 258.6384 | 85.4682 | 277.8947 | 27.9436 | 163.7554 | 27.9436 | 95.3353 | 136.1966 | 52.8511 | 390.0136 | 0 | 0 | 0 | 0 | 0 | 0 | 0 | 0 | 135.7839 | 0 | 0 | 0 | 0 | 211.0701 | 231.2894 | 22.3748 | 23.5178 | 169.8228 | 122.1896 | 9.1614 | 62.4791 | 70.7838 | 211.4807 | 125.7494 | 171.9051 | 68.5837 | 22.3748 | 198.6142 | 33.89 | 199.6049 | 94.3683 | 125.3986 | 36.7617 | 69.5651 | 365.6163 | 15.7759 | 120.1648 | 113.5014 | 9.1614 | 9.1614 | 46.2608 | 97.8122 | 49.4792 | 97.6046 | 123.7469 | 56.9023 | 48.09 | 422.8358 | 77.0079 | 62.4791 | 60.4011 | 60.4011 | 25.0845 | 32.3649 | 422.8358 | 266.4616 | 117.1891 | 0 | 0 | 0 | 61.1723 | 70.7838 | 59.2291 | 266.2871 | 69.5651 | 0 | 52.3633 | 32.3649 | 9.1614 | 45.356 | 18.2728 | 0 | 0 | 0 | 68.2698 | 0 | 0 | 106.4774 | 0 | 22.2947 | 0 | 0 | 159.9524 | 73.2276 | 18.2728 | 22.7921 | 22.7921 | 47.338 | 102.2037 | 134.9659 | 102.7239 | 231.1769 | 147.2232 | 85.4296 | 203.1963 | 175.7669 | 108.0804 | 111.2216 | 274.0674 | 141.7147 | 127.158 | 72.1998 | 67.1477 | 141.4389 | 144.0744 | 54.2711 | 67.1477 | 67.1477 | 102.5233 | 72.1998 | 72.1998 | 72.1998 | 117.8242 | 132.1688 | 114.2799 | 96.6775 | 96.6775 | 74.7929 | 117.9706 | 339.4116 | 131.5202 | 70.9898 | 410.4915 | 136.4229 | 70.9898 | 247.9629 | 662.0717 | 96.3962 | 379.4004 | 292.2208 | 136.4229 | 76.8323 | 46.3749 | 145.6029 | 42.0451 | 42.0451 | 42.0451 | 115.4389 | 130.0261 | 48.4904 | 109.2073 | 171.0298 | 171.3008 | 96.9526 | 96.9526 | 94.0152 | 313.8985 | 42.0451 | 293.4247 | 178.1148 | 298.2765 | 113.3155 | 90.9803 | 220.8779 | 71.8578 | 153.864 | 71.8578 | 180.3195 | 58.4282 | 87.6995 | 52.8511 | 52.8511 | 58.4282 | 278.5281 | 230.1298 | 112.0568 | 147.6599 | 97.5455 | 58.4282 | 683.0802 | 148.3277 | 145.8286 | 338.3104 | 531.5201 | 71.4833 | 79.467 | 111.667 | 251.3671 | 79.467 | 43.7213 | 98.6299 | 84.6936 | 72.3564 | 79.8904 | 43.7899 | 43.7899 | 72.9604 | 39.5832 | 117.1062 | 186.4551 | 82.0683 | 153.864 | 77.0551 | 158.2606 | 143.911 | 82.0683 | 77.0551 | 58.083 | 175.0418 | 142.9155 | 44.0433 | 21.0148 | 286.8042 | 57.7463 | 190.9499 | 57.6111 | 284.3776 | 698.324 | 33.2775 | 200.2315 | 175.0418 | 255.8696 | 57.6111 | 22.2947 | 336.5743 | 193.3753 | 162.7861 | 181.6892 | 0 | 67.1477 | 117.817 | 321.8846 | 0 | 71.4833 | 91.3252 | 141.4389 | 61.3452 | 82.6881 | 147.1099 | 55.9893 | 0 | 0 | 0 | 0 | 0 | 0 | 0 | 0 | 73.2276 | 0 | 127.8815 | 189.6062 | 165.8965 | 113.856 | 0 | 116.3038 | 31.3857 | 31.4119 | 15.7759 | 470.7032 | 29.976 | 79.4056 | 33.5585 | 33.5585 | 55.6774 | 21.962 | 31.3857 | 29.976 | 24.5585 | 24.5585 | 42.1137 | 0 | 0 | 0 | 0 | 21.962 | 21.962 | 21.962 | 37.8434 | 24.5585 | 81.8761 | 0 | 0 | 16.1101 | 0 | 0 | 0 | 70.3936 | 37.1715 | 89.6421 | 49.889 | 40.0555 | 16.1101 | 98.735 | 107.4156 | 25.6476 | 129.1001 | 98.4655 | 434.2467 | 87.8152 | 85.3849 | 102.0532 | 16.6549 | 20.4519 | 20.4519 | 16.6549 | 31.9822 | 57.6864 | 131.1525 | 1218.3849 | 86.9199 | 57.6864 | 55.4602 | 104.2286 | 70.4056 | 59.9276 | 57.6747 | 55.4602 | 106.9805 | 49.5554 | 37.1715 | 37.1715 | 109.0199 | 70.876 | 0 | 0 | 0 | 20.4519 | 20.4519 | 20.5797 | 0 | 0 | 0 | 0 | 0 | 0 | 16.6549 | 37.1715 | 104.8101 | 20.4519 | 25.4734 | 46.1677 | 0 | 0 | 0 | 0 | 0 | 0 | 0 | 0 | 0 | 0 | 0 | 0 | 0 | 0 | 0 | 0 | 0 | 0 | 0 | 0 | 0 | 0 | 0 | 0 | 0 | 0 | 0 | 0 | 0 | 0 | 0 | 0 | 0 | 0 | 0 | 0 | 0 | 0 | 0 | 0 | 0 | 0 | 0 | 0 | 0 | 0 | 0 | 0 | 0 | 0 | 0 | 0 | 0 | 0 | 0 | 0 | 0 | 0 | 0 | 0 | 0 | 0 | 0 | 0 | 0 | 0 | 0 | 0 | 0 | 0 | 0 | 0 | 0 | 0 | 0 | 0 | 0 | 0 | 0 | 0 | 0 | 0 | 0 | 0 | 0 | 0 | 0 | 0 | 0 | 0 | 0 | 0 | 0 | 0 | 0 | 0 | 0 | 0 | 0 | 0 | 0 | 0 | 0 | 0 | 0 | 0 | 0 | 0 | 0 | 2017-01-08 03:00
t0173 | 0 | 103.5105 | 254.3957 | 120.3699 | 27.8319 | 197.0039 | 27.8319 | 541.9497 | 47.2717 | 47.2717 | 1559.9675 | 47.5556 | 65.9287 | 287.0237 | 338.7514 | 50.0791 | 58.8518 | 279.9146 | 172.3133 | 309.4694 | 0 | 0 | 319.1704 | 28.8832 | 28.8832 | 28.8832 | 69.8604 | 132.0107 | 238.4258 | 98.5631 | 269.0426 | 67.6896 | 206.7549 | 189.7808 | 221.1851 | 209.8978 | 115.9142 | 538.7621 | 316.4503 | 79.9233 | 193.7032 | 220.7014 | 92.1416 | 195.2129 | 379.7843 | 92.1416 | 36.4855 | 238.7342 | 655.3035 | 140.9176 | 145.2914 | 75.524 | 153.6133 | 36.4855 | 140.3493 | 248.3303 | 82.4361 | 272.2177 | 27.2989 | 157.2255 | 27.2989 | 92.1416 | 132.0107 | 51.3266 | 379.7843 | 0 | 0 | 0 | 0 | 0 | 0 | 0 | 0 | 131.5892 | 0 | 0 | 0 | 0 | 204.9992 | 224.7636 | 21.6218 | 23.054 | 168.3467 | 118.6601 | 8.961 | 61.0543 | 68.8239 | 206.9187 | 122.1748 | 166.723 | 67.8181 | 21.6218 | 198.1498 | 33.0637 | 195.5745 | 92.1639 | 121.6227 | 35.7772 | 67.7592 | 360.2731 | 15.5733 | 116.8282 | 111.1751 | 8.961 | 8.961 | 45.6577 | 94.7405 | 48.23 | 95.2359 | 120.2332 | 57.671 | 50.5678 | 428.9136 | 76.1982 | 61.0543 | 58.6647 | 58.6647 | 24.4747 | 32.3129 | 428.9136 | 265.3466 | 113.3361 | 0 | 0 | 0 | 59.2913 | 68.8239 | 57.4999 | 260.9729 | 67.7592 | 0 | 50.8083 | 32.3129 | 8.961 | 45.1023 | 18.1026 | 0 | 0 | 0 | 66.4732 | 0 | 0 | 104.0489 | 0 | 21.9105 | 0 | 0 | 155.5212 | 70.3879 | 18.1026 | 22.2014 | 22.2014 | 46.5185 | 100.4219 | 133.4855 | 100.3509 | 226.851 | 142.8639 | 83.5069 | 197.8371 | 174.6998 | 106.6646 | 108.5571 | 277.787 | 138.1146 | 126.01 | 70.4267 | 65.4259 | 139.107 | 141.9194 | 53.3617 | 65.4259 | 65.4259 | 102.1439 | 70.4267 | 70.4267 | 70.4267 | 116.2867 | 128.9532 | 113.419 | 94.9478 | 94.9478 | 73.6309 | 118.4341 | 331.3437 | 127.1495 | 70.7368 | 420.119 | 133.7062 | 70.7368 | 256.7614 | 664.6214 | 95.6102 | 378.8244 | 287.1856 | 133.7062 | 75.9568 | 45.4777 | 143.9916 | 40.8712 | 40.8712 | 40.8712 | 113.7058 | 130.7883 | 48.2751 | 104.6402 | 166.6957 | 165.8271 | 93.7544 | 93.7544 | 92.2434 | 301.41 | 40.8712 | 290.6043 | 172.8875 | 289.7348 | 109.8161 | 88.3386 | 224.2073 | 70.2453 | 148.3022 | 70.2453 | 177.3363 | 57.8126 | 85.5744 | 51.3266 | 51.3266 | 57.8126 | 268.306 | 222.1372 | 110.3209 | 146.2652 | 94.3988 | 57.8126 | 656.5977 | 144.1319 | 145.5657 | 336.5067 | 538.6073 | 69.4719 | 77.0661 | 110.799 | 247.0799 | 77.0661 | 42.581 | 96.7872 | 82.0058 | 70.533 | 78.6645 | 42.7277 | 42.7277 | 71.0817 | 38.9231 | 116.4153 | 182.3361 | 80.2182 | 148.3022 | 75.5613 | 157.256 | 139.6724 | 80.2182 | 75.5613 | 57.1167 | 175.4822 | 138.9646 | 42.3018 | 20.5731 | 279.2619 | 56.5539 | 188.672 | 56.5571 | 276.0662 | 684.2654 | 32.3351 | 195.7163 | 175.4822 | 254.6013 | 56.5571 | 21.9105 | 319.3078 | 190.7925 | 158.1073 | 174.5612 | 0 | 65.4259 | 114.348 | 325.149 | 0 | 69.4719 | 89.4782 | 139.107 | 60.7315 | 81.6029 | 142.8239 | 55.2368 | 0 | 0 | 0 | 0 | 0 | 0 | 0 | 0 | 70.3879 | 0 | 123.8865 | 180.8939 | 165.2997 | 112.6478 | 0 | 114.8924 | 31.6597 | 30.8227 | 15.5733 | 476.8645 | 29.1925 | 79.875 | 33.3521 | 33.3521 | 56.5024 | 21.8607 | 31.6597 | 29.1925 | 24.1304 | 24.1304 | 41.4144 | 0 | 0 | 0 | 0 | 21.8607 | 21.8607 | 21.8607 | 37.2629 | 24.1304 | 80.4815 | 0 | 0 | 16.1655 | 0 | 0 | 0 | 69.5252 | 35.9363 | 88.7854 | 48.1928 | 39.3528 | 16.1655 | 95.6004 | 108.5914 | 25.0736 | 125.2492 | 96.7535 | 427.4335 | 85.6522 | 83.2624 | 100.0094 | 16.2683 | 19.9209 | 19.9209 | 16.2683 | 31.8271 | 56.8746 | 128.6545 | 1228.081 | 87.538 | 56.8746 | 54.589 | 106.1899 | 70.1749 | 59.3772 | 57.6734 | 54.589 | 107.0334 | 49.2322 | 35.9363 | 35.9363 | 107.3335 | 71.0906 | 0 | 0 | 0 | 19.9209 | 19.9209 | 20.3709 | 0 | 0 | 0 | 0 | 0 | 0 | 16.2683 | 35.9363 | 104.2113 | 19.9209 | 24.9055 | 45.6735 | 0 | 0 | 0 | 0 | 0 | 0 | 0 | 0 | 0 | 0 | 0 | 0 | 0 | 0 | 0 | 0 | 0 | 0 | 0 | 0 | 0 | 0 | 0 | 0 | 0 | 0 | 0 | 0 | 0 | 0 | 0 | 0 | 0 | 0 | 0 | 0 | 0 | 0 | 0 | 0 | 0 | 0 | 0 | 0 | 0 | 0 | 0 | 0 | 0 | 0 | 0 | 0 | 0 | 0 | 0 | 0 | 0 | 0 | 0 | 0 | 0 | 0 | 0 | 0 | 0 | 0 | 0 | 0 | 0 | 0 | 0 | 0 | 0 | 0 | 0 | 0 | 0 | 0 | 0 | 0 | 0 | 0 | 0 | 0 | 0 | 0 | 0 | 0 | 0 | 0 | 0 | 0 | 0 | 0 | 0 | 0 | 0 | 0 | 0 | 0 | 0 | 0 | 0 | 0 | 0 | 0 | 0 | 0 | 0 | 2017-01-08 04:00
t0174 | 0 | 99.3925 | 250.6183 | 115.1799 | 27.5993 | 194.7674 | 27.5993 | 501.0108 | 46.9025 | 46.9025 | 1542.5385 | 47.9062 | 63.237 | 273.6171 | 322.9863 | 47.5767 | 57.1937 | 270.8769 | 167.5334 | 292.0801 | 0 | 0 | 313.8837 | 27.8814 | 27.8814 | 27.8814 | 66.7878 | 126.7817 | 225.4018 | 98.9486 | 262.27 | 66.2553 | 196.2942 | 179.6845 | 212.967 | 204.1443 | 110.7027 | 502.475 | 300.902 | 76.616 | 182.5412 | 213.3982 | 88.0363 | 186.6123 | 364.4358 | 88.0363 | 34.8084 | 228.9624 | 626.4762 | 133.6226 | 141.2345 | 73.2195 | 146.2711 | 34.8084 | 134.4613 | 234.9124 | 78.671 | 265.305 | 26.6286 | 148.6901 | 26.6286 | 88.0363 | 126.7817 | 49.4621 | 364.4358 | 0 | 0 | 0 | 0 | 0 | 0 | 0 | 0 | 126.4905 | 0 | 0 | 0 | 0 | 197.4839 | 217.1281 | 20.7465 | 22.747 | 167.6341 | 114.833 | 8.7794 | 59.7144 | 66.9113 | 201.6148 | 117.8293 | 160.4529 | 67.5163 | 20.7465 | 198.4475 | 32.2912 | 191.2297 | 90.0865 | 117.4289 | 34.7841 | 65.8944 | 355.0244 | 15.5336 | 113.1654 | 109.0897 | 8.7794 | 8.7794 | 45.2783 | 91.017 | 46.9591 | 92.8746 | 116.0566 | 59.0655 | 54.1212 | 439.3159 | 76.169 | 59.7144 | 56.7991 | 56.7991 | 23.8806 | 32.6328 | 439.3159 | 265.3119 | 108.9726 | 0 | 0 | 0 | 57.2364 | 66.9113 | 55.5937 | 255.7535 | 65.8944 | 0 | 49.1018 | 32.6328 | 8.7794 | 45.1006 | 18.0556 | 0 | 0 | 0 | 64.4377 | 0 | 0 | 101.423 | 0 | 21.6691 | 0 | 0 | 150.4132 | 66.767 | 18.0556 | 21.5682 | 21.5682 | 46.0682 | 98.878 | 132.5303 | 97.986 | 221.5421 | 137.5987 | 81.4006 | 191.7363 | 173.5854 | 105.6331 | 105.6748 | 281.9969 | 133.9015 | 125.689 | 68.1822 | 63.3544 | 136.5239 | 140.3924 | 52.5615 | 63.3544 | 63.3544 | 102.2936 | 68.1822 | 68.1822 | 68.1822 | 115.1665 | 125.0464 | 113.2451 | 93.3733 | 93.3733 | 72.6192 | 119.6139 | 321.8669 | 121.3899 | 71.0059 | 430.1864 | 130.4562 | 71.0059 | 268.6201 | 666.2982 | 95.5716 | 379.3588 | 281.7943 | 130.4562 | 75.1651 | 44.5989 | 143.4378 | 39.5337 | 39.5337 | 39.5337 | 112.49 | 132.7326 | 48.5808 | 98.7665 | 161.7666 | 159.0826 | 89.6945 | 89.6945 | 90.308 | 285.4763 | 39.5337 | 288.5607 | 166.5617 | 279.4843 | 105.5645 | 85.3444 | 229.1038 | 68.4889 | 140.9415 | 68.4889 | 173.9157 | 57.3259 | 82.8929 | 49.4621 | 49.4621 | 57.3259 | 254.4907 | 211.7717 | 108.4109 | 145.1148 | 90.3273 | 57.3259 | 620.3429 | 139.1543 | 145.4521 | 334.6155 | 545.6741 | 67.0813 | 74.1438 | 110.5898 | 242.4425 | 74.1438 | 41.3912 | 94.8408 | 78.6638 | 68.4831 | 77.6594 | 41.4731 | 41.4731 | 68.7734 | 38.2996 | 115.457 | 177.2709 | 78.2567 | 140.9415 | 73.9004 | 156.4328 | 134.616 | 78.2567 | 73.9004 | 56.4054 | 176.4916 | 134.0795 | 40.1188 | 20.2128 | 270.7952 | 55.3988 | 186.8909 | 55.5995 | 266.7709 | 665.3689 | 31.3314 | 191.7644 | 176.4916 | 253.8588 | 55.5995 | 21.6691 | 294.9968 | 188.6514 | 152.0285 | 165.102 | 0 | 63.3544 | 110.4573 | 327.0737 | 0 | 67.0813 | 87.454 | 136.5239 | 60.0132 | 81.2819 | 137.8645 | 54.6986 | 0 | 0 | 0 | 0 | 0 | 0 | 0 | 0 | 66.767 | 0 | 118.9915 | 169.1919 | 164.9789 | 111.2854 | 0 | 113.9683 | 32.4977 | 30.3066 | 15.5336 | 488.1077 | 28.3245 | 80.9272 | 33.4901 | 33.4901 | 58.4935 | 21.9551 | 32.4977 | 28.3245 | 23.8492 | 23.8492 | 40.9161 | 0 | 0 | 0 | 0 | 21.9551 | 21.9551 | 21.9551 | 36.8348 | 23.8492 | 79.3243 | 0 | 0 | 16.3023 | 0 | 0 | 0 | 69.0168 | 34.3668 | 88.2555 | 45.864 | 38.7311 | 16.3023 | 91.7974 | 110.6948 | 24.5463 | 120.3633 | 94.9287 | 418.8616 | 83.2305 | 80.8623 | 97.8634 | 15.8358 | 19.3204 | 19.3204 | 15.8358 | 31.936 | 56.1572 | 126.2907 | 1238.8681 | 89.1943 | 56.1572 | 53.7187 | 108.9416 | 70.5545 | 59.4261 | 58.29 | 53.7187 | 108.0275 | 48.9966 | 34.3668 | 34.3668 | 106.0273 | 71.7907 | 0 | 0 | 0 | 19.3204 | 19.3204 | 20.2896 | 0 | 0 | 0 | 0 | 0 | 0 | 15.8358 | 34.3668 | 104.0947 | 19.3204 | 24.2977 | 45.5628 | 0 | 0 | 0 | 0 | 0 | 0 | 0 | 0 | 0 | 0 | 0 | 0 | 0 | 0 | 0 | 0 | 0 | 0 | 0 | 0 | 0 | 0 | 0 | 0 | 0 | 0 | 0 | 0 | 0 | 0 | 0 | 0 | 0 | 0 | 0 | 0 | 0 | 0 | 0 | 0 | 0 | 0 | 0 | 0 | 0 | 0 | 0 | 0 | 0 | 0 | 0 | 0 | 0 | 0 | 0 | 0 | 0 | 0 | 0 | 0 | 0 | 0 | 0 | 0 | 0 | 0 | 0 | 0 | 0 | 0 | 0 | 0 | 0 | 0 | 0 | 0 | 0 | 0 | 0 | 0 | 0 | 0 | 0 | 0 | 0 | 0 | 0 | 0 | 0 | 0 | 0 | 0 | 0 | 0 | 0 | 0 | 0 | 0 | 0 | 0 | 0 | 0 | 0 | 0 | 0 | 0 | 0 | 0 | 0 | 2017-01-08 05:00
t0175 | 0 | 98.6084 | 266.6915 | 114.6878 | 30.2905 | 209.9576 | 30.2905 | 448.1879 | 49.5269 | 49.5269 | 1569.2676 | 53.8135 | 63.9428 | 265.4066 | 318.5195 | 46.8566 | 59.4831 | 277.361 | 174.0644 | 279.6768 | 0 | 0 | 330.8966 | 28.6217 | 28.6217 | 28.6217 | 66.1966 | 127.0449 | 216.314 | 104.5742 | 268.307 | 69.6155 | 191.1137 | 173.7104 | 216.2576 | 211.9504 | 110.2937 | 460.2293 | 288.2461 | 76.7126 | 173.5732 | 216.1054 | 86.8296 | 184.4118 | 350.2089 | 86.8296 | 34.8711 | 229.1758 | 619.5001 | 129.6538 | 144.5006 | 75.8901 | 143.5695 | 34.8711 | 134.8318 | 226.5569 | 78.1538 | 273.1246 | 28.1096 | 143.1342 | 28.1096 | 86.8296 | 127.0449 | 50.062 | 350.2089 | 0 | 0 | 0 | 0 | 0 | 0 | 0 | 0 | 127.7337 | 0 | 0 | 0 | 0 | 199.2576 | 222.5409 | 21.1276 | 25.3101 | 183.9945 | 119.7653 | 9.4644 | 64.0629 | 71.3865 | 208.9379 | 119.5481 | 162.4733 | 75.204 | 21.1276 | 216.9856 | 34.6916 | 201.0185 | 96.6309 | 121.6311 | 36.8769 | 69.5608 | 378.3941 | 17.7034 | 117.8103 | 117.6931 | 9.4644 | 9.4644 | 49.7925 | 91.8932 | 49.723 | 98.7202 | 118.4449 | 67.5873 | 65.8042 | 500.3754 | 86.6995 | 64.0629 | 59.3697 | 59.3697 | 25.4826 | 37.4591 | 500.3754 | 290.4654 | 111.9366 | 0 | 0 | 0 | 59.493 | 71.3865 | 57.741 | 272.5638 | 69.5608 | 0 | 51.0299 | 37.4591 | 9.4644 | 49.8583 | 20.1109 | 0 | 0 | 0 | 66.7146 | 0 | 0 | 106.3515 | 0 | 24.0726 | 0 | 0 | 154.8378 | 65.1436 | 20.1109 | 22.6019 | 22.6019 | 51.6487 | 106.8641 | 144.8535 | 104.1728 | 228.4849 | 139.539 | 85.1797 | 198.2903 | 184.5692 | 115.1737 | 110.7027 | 304.7269 | 137.8155 | 139.78 | 69.0381 | 64.7746 | 143.401 | 153.8747 | 56.6883 | 64.7746 | 64.7746 | 112.8094 | 69.0381 | 69.0381 | 69.0381 | 125.5577 | 127.8702 | 125.549 | 100.4084 | 100.4084 | 78.3316 | 132.7461 | 331.8276 | 118.7829 | 79.4201 | 463.2338 | 134.8467 | 79.4201 | 309.7005 | 704.4712 | 107.1511 | 412.351 | 297.1245 | 134.8467 | 80.6092 | 47.5472 | 160.2914 | 40.7976 | 40.7976 | 40.7976 | 123.3939 | 150.127 | 55.5089 | 95.2254 | 167.5436 | 159.6544 | 88.9562 | 88.9562 | 94.8412 | 277.7302 | 40.7976 | 312.8156 | 168.9036 | 284.4135 | 106.6178 | 88.0615 | 256.0209 | 71.7448 | 136.5021 | 71.7448 | 181.8312 | 61.9523 | 84.0588 | 50.062 | 50.062 | 61.9523 | 243.9664 | 207.5293 | 114.0723 | 156.2635 | 89.1834 | 61.9523 | 587.1683 | 142.1139 | 156.1081 | 355.8518 | 582.6721 | 68.4928 | 74.9419 | 122.5135 | 255.3245 | 74.9419 | 43.6046 | 100.0942 | 78.7625 | 71.1139 | 84.2027 | 42.6745 | 42.6745 | 69.9533 | 40.9986 | 121.0677 | 181.5802 | 82.3579 | 136.5021 | 77.3651 | 167.9357 | 137.0098 | 82.3579 | 77.3651 | 61.8273 | 192.3228 | 135.6432 | 39.3389 | 22.0694 | 280.9391 | 59.1545 | 202.4881 | 59.814 | 276.1067 | 672.5011 | 32.8227 | 207.8284 | 192.3228 | 274.2435 | 59.814 | 24.0726 | 261.2862 | 203.9224 | 151.322 | 158.1993 | 0 | 64.7746 | 114.2163 | 339.557 | 0 | 68.4928 | 91.6904 | 143.401 | 63.1402 | 91.9927 | 141.5044 | 59.7461 | 0 | 0 | 0 | 0 | 0 | 0 | 0 | 0 | 65.1436 | 0 | 119.7964 | 157.59 | 177.7885 | 117.358 | 0 | 124.8013 | 38.7438 | 32.7504 | 17.7034 | 557.8539 | 29.4738 | 90.5398 | 38.1512 | 38.1512 | 70.8712 | 24.8007 | 38.7438 | 29.4738 | 26.4193 | 26.4193 | 44.9645 | 0 | 0 | 0 | 0 | 24.8007 | 24.8007 | 24.8007 | 40.2807 | 26.4193 | 86.0715 | 0 | 0 | 17.9736 | 0 | 0 | 0 | 76.0413 | 34.0523 | 96.3171 | 44.0967 | 41.7709 | 17.9736 | 92.5978 | 124.8612 | 26.4205 | 120.3105 | 100.1432 | 432.909 | 86.5542 | 83.9 | 103.2982 | 16.4952 | 20.0199 | 20.0199 | 16.4952 | 35.9235 | 60.4295 | 135.2391 | 1330.0961 | 102.6517 | 60.4295 | 57.1489 | 122.1231 | 79.5768 | 67.5858 | 66.5888 | 57.1489 | 121.9493 | 52.8202 | 34.0523 | 34.0523 | 115.5249 | 80.0633 | 0 | 0 | 0 | 20.0199 | 20.0199 | 22.5175 | 0 | 0 | 0 | 0 | 0 | 0 | 16.4952 | 34.0523 | 114.3587 | 20.0199 | 25.5341 | 51.2609 | 0 | 0 | 0 | 0 | 0 | 0 | 0 | 0 | 0 | 0 | 0 | 0 | 0 | 0 | 0 | 0 | 0 | 0 | 0 | 0 | 0 | 0 | 0 | 0 | 0 | 0 | 0 | 0 | 0 | 0 | 0 | 0 | 0 | 0 | 0 | 0 | 0 | 0 | 0 | 0 | 0 | 0 | 0 | 0 | 0 | 0 | 0 | 0 | 0 | 0 | 0 | 0 | 0 | 0 | 0 | 0 | 0 | 0 | 0 | 0 | 0 | 0 | 0 | 0 | 0 | 0 | 0 | 0 | 0 | 0 | 0 | 0 | 0 | 0 | 0 | 0 | 0 | 0 | 0 | 0 | 0 | 0 | 0 | 0 | 0 | 0 | 0 | 0 | 0 | 0 | 0 | 0 | 0 | 0 | 0 | 0 | 0 | 0 | 0 | 0 | 0 | 0 | 0 | 0 | 0 | 0 | 0 | 0 | 0 | 2017-01-08 06:00
t0176 | 0 | 97.3054 | 294.1934 | 113.0475 | 34.6636 | 235.5085 | 34.6636 | 354.8812 | 54.7244 | 54.7244 | 1662.9345 | 63.9576 | 64.4129 | 251.7111 | 308.5345 | 45.0478 | 62.9779 | 287.0844 | 184.2113 | 256.2757 | 0 | 0 | 360.8862 | 29.602 | 29.602 | 29.602 | 64.7958 | 126.8911 | 199.4027 | 117.3596 | 280.3566 | 75.207 | 180.8735 | 162.1324 | 220.1548 | 224.2419 | 108.4626 | 386.1983 | 267.7693 | 76.3295 | 157.0963 | 220.6958 | 84.4034 | 179.8353 | 331.8276 | 84.4034 | 34.4618 | 228.1085 | 604.683 | 121.9105 | 150.4029 | 79.7928 | 137.9575 | 34.4618 | 134.2707 | 210.4626 | 76.4978 | 287.2197 | 30.3708 | 132.573 | 30.3708 | 84.4034 | 126.8911 | 50.8406 | 331.8276 | 0 | 0 | 0 | 0 | 0 | 0 | 0 | 0 | 128.8983 | 0 | 0 | 0 | 0 | 201.5368 | 230.0094 | 21.4677 | 29.1467 | 211.6054 | 126.4397 | 10.4974 | 70.5721 | 77.6106 | 221.1844 | 121.8823 | 164.7588 | 87.5835 | 21.4677 | 250.387 | 38.1979 | 216.9604 | 106.3497 | 127.0618 | 39.8418 | 74.854 | 418.2044 | 21.063 | 124.2964 | 130.8876 | 10.4974 | 10.4974 | 57.0858 | 92.629 | 53.7569 | 107.3651 | 121.7076 | 82.9571 | 87.7605 | 612.0281 | 103.2903 | 70.5721 | 62.8641 | 62.8641 | 27.84 | 45.4242 | 612.0281 | 334.9137 | 115.1899 | 0 | 0 | 0 | 62.3672 | 77.6106 | 60.6129 | 299.0928 | 74.854 | 0 | 53.5695 | 45.4242 | 10.4974 | 57.9821 | 23.4705 | 0 | 0 | 0 | 70.0527 | 0 | 0 | 114.0256 | 0 | 27.7582 | 0 | 0 | 161.0661 | 61.7296 | 23.4705 | 24.1069 | 24.1069 | 60.1257 | 119.5533 | 165.392 | 113.5025 | 241.4201 | 141.906 | 91.1351 | 207.9003 | 205.6586 | 130.8172 | 118.358 | 353.5614 | 143.8237 | 162.9238 | 70.6253 | 66.9988 | 155.4173 | 175.3713 | 63.3257 | 66.9988 | 66.9988 | 131.1408 | 70.6253 | 70.6253 | 70.6253 | 142.6075 | 132.5524 | 146.1142 | 111.6288 | 111.6288 | 87.653 | 156.6372 | 347.8729 | 114.1919 | 93.6879 | 541.2078 | 142.6333 | 93.6879 | 390.4444 | 789.5508 | 126.0606 | 473.2991 | 323.1631 | 142.6333 | 90.0875 | 52.2393 | 187.328 | 42.5597 | 42.5597 | 42.5597 | 140.7474 | 180.8652 | 66.8157 | 88.0835 | 176.2616 | 159.4729 | 87.238 | 87.238 | 102.437 | 261.5283 | 42.5597 | 354.5834 | 171.8312 | 291.0277 | 107.6133 | 91.6947 | 307.7257 | 76.8676 | 128.5318 | 76.8676 | 195.9615 | 69.9069 | 86.2043 | 50.8406 | 50.8406 | 69.9069 | 225.8765 | 199.4084 | 124.0563 | 175.8642 | 87.0111 | 69.9069 | 530.5013 | 146.1825 | 176.6822 | 396.9578 | 667.4319 | 70.4495 | 75.8033 | 142.4317 | 277.3701 | 75.8033 | 46.798 | 108.7728 | 78.4478 | 75.0747 | 94.7907 | 44.5969 | 44.5969 | 71.858 | 45.4162 | 132.7984 | 189.2725 | 88.7226 | 128.5318 | 83.1815 | 189.079 | 140.0429 | 88.7226 | 83.1815 | 70.3258 | 222.3618 | 137.9301 | 37.5047 | 24.8588 | 295.7671 | 64.9982 | 228.7347 | 66.4954 | 288.5407 | 691.0003 | 34.8732 | 231.6972 | 222.3618 | 311.4328 | 66.4954 | 27.7582 | 203.0017 | 229.3585 | 150.2282 | 145.644 | 0 | 66.9988 | 119.1786 | 375.6516 | 0 | 70.4495 | 98.6461 | 155.4173 | 69.1587 | 108.6559 | 146.3192 | 67.9656 | 0 | 0 | 0 | 0 | 0 | 0 | 0 | 0 | 61.7296 | 0 | 120.3214 | 136.4823 | 201.6849 | 128.793 | 0 | 142.5867 | 49.1205 | 36.5719 | 21.063 | 683.6652 | 31.1536 | 107.9269 | 45.7045 | 45.7045 | 91.5842 | 29.5134 | 49.1205 | 31.1536 | 30.3651 | 30.3651 | 51.2898 | 0 | 0 | 0 | 0 | 29.5134 | 29.5134 | 29.5134 | 45.7737 | 30.3651 | 96.7683 | 0 | 0 | 21.0562 | 0 | 0 | 0 | 87.4285 | 33.3366 | 109.9821 | 41.2248 | 46.6133 | 21.0562 | 93.1727 | 150.81 | 29.2318 | 119.9271 | 108.9608 | 460.5995 | 91.6181 | 88.5269 | 112.0667 | 17.5319 | 21.0548 | 21.0548 | 17.5319 | 42.5595 | 67.5642 | 149.4089 | 1523.209 | 125.8853 | 67.5642 | 62.937 | 147.7791 | 94.6909 | 80.5702 | 80.5072 | 62.937 | 145.8249 | 59.7327 | 33.3366 | 33.3366 | 130.7359 | 94.8463 | 0 | 0 | 0 | 21.0548 | 21.0548 | 26.1556 | 0 | 0 | 0 | 0 | 0 | 0 | 17.5319 | 33.3366 | 132.1067 | 21.0548 | 27.4689 | 60.3468 | 0 | 0 | 0 | 0 | 0 | 0 | 0 | 0 | 0 | 0 | 0 | 0 | 0 | 0 | 0 | 0 | 0 | 0 | 0 | 0 | 0 | 0 | 0 | 0 | 0 | 0 | 0 | 0 | 0 | 0 | 0 | 0 | 0 | 0 | 0 | 0 | 0 | 0 | 0 | 0 | 0 | 0 | 0 | 0 | 0 | 0 | 0 | 0 | 0 | 0 | 0 | 0 | 0 | 0 | 0 | 0 | 0 | 0 | 0 | 0 | 0 | 0 | 0 | 0 | 0 | 0 | 0 | 0 | 0 | 0 | 0 | 0 | 0 | 0 | 0 | 0 | 0 | 0 | 0 | 0 | 0 | 0 | 0 | 0 | 0 | 0 | 0 | 0 | 0 | 0 | 0 | 0 | 0 | 0 | 0 | 0 | 0 | 0 | 0 | 0 | 0 | 0 | 0 | 0 | 0 | 0 | 0 | 0 | 0 | 2017-01-08 07:00
t0177 | 0 | 97.5956 | 322.4312 | 110.3574 | 38.1903 | 259.713 | 38.1903 | 267.1381 | 62.4944 | 62.4944 | 1933.7453 | 73.9007 | 63.1424 | 244.2183 | 295.7623 | 42.0611 | 65.4495 | 294.7853 | 192.0912 | 231.5197 | 0 | 0 | 395.2598 | 29.8751 | 29.8751 | 29.8751 | 63.0825 | 126.3708 | 182.4379 | 141.1535 | 300.711 | 80.6092 | 169.5005 | 149.3961 | 220.5596 | 234.4255 | 104.3906 | 319.9702 | 257.3574 | 75.1206 | 140.7404 | 227.5689 | 82.1442 | 175.4034 | 340.6685 | 82.1442 | 32.776 | 225.2767 | 589.7588 | 113.4164 | 158.7208 | 82.0049 | 131.4331 | 32.776 | 131.446 | 192.8602 | 73.3964 | 305.9991 | 31.8314 | 121.3796 | 31.8314 | 82.1442 | 126.3708 | 51.3535 | 340.6685 | 0 | 0 | 0 | 0 | 0 | 0 | 0 | 0 | 128.329 | 0 | 0 | 0 | 0 | 203.6432 | 233.4933 | 20.9775 | 31.0275 | 237.5074 | 127.9287 | 11.069 | 74.0474 | 79.193 | 233.9895 | 123.4827 | 164.9391 | 97.0134 | 20.9775 | 289.0628 | 39.7295 | 231.1614 | 111.2466 | 127.4805 | 40.8651 | 77.1441 | 458.3672 | 23.0925 | 126.6399 | 139.0198 | 11.069 | 11.069 | 62.8032 | 91.8831 | 55.6367 | 111.7487 | 123.3747 | 100.3721 | 115.1278 | 743.6669 | 114.393 | 74.0474 | 63.6679 | 63.6679 | 28.9692 | 52.0558 | 743.6669 | 383.5382 | 113.3221 | 0 | 0 | 0 | 62.33 | 79.193 | 61.1892 | 318.8119 | 77.1441 | 0 | 53.9056 | 52.0558 | 11.069 | 65.8764 | 26.2091 | 0 | 0 | 0 | 72.0122 | 0 | 0 | 119.7107 | 0 | 29.9097 | 0 | 0 | 164.0868 | 57.3435 | 26.2091 | 24.8479 | 24.8479 | 64.7143 | 128.9912 | 183.8589 | 118.9218 | 259.7366 | 142.6073 | 95.8517 | 213.632 | 234.9834 | 144.0342 | 123.4303 | 435.8176 | 148.6789 | 182.207 | 73.3995 | 69.1511 | 168.9783 | 191.2728 | 68.5726 | 69.1511 | 69.1511 | 150.2605 | 73.3995 | 73.3995 | 73.3995 | 157.0547 | 137.951 | 164.553 | 120.2115 | 120.2115 | 95.4959 | 184.7546 | 363.2639 | 111.2208 | 107.0993 | 691.4382 | 152.3746 | 107.0993 | 503.1424 | 943.6361 | 141.3281 | 549.0301 | 349.8339 | 152.3746 | 100.2326 | 55.8651 | 207.4927 | 43.3027 | 43.3027 | 43.3027 | 153.4544 | 213.8129 | 75.8045 | 79.2146 | 182.2927 | 157.4442 | 85.3187 | 85.3187 | 109.9644 | 240.539 | 43.3027 | 397.1527 | 172.9911 | 294.4845 | 107.1476 | 92.6217 | 377.0516 | 80.8738 | 121.9251 | 80.8738 | 213.1006 | 78.0035 | 89.7771 | 51.3535 | 51.3535 | 78.0035 | 212.6515 | 191.9343 | 135.566 | 197.3505 | 85.518 | 78.0035 | 487.9188 | 148.2961 | 205.3206 | 455.0843 | 825.4396 | 71.5379 | 75.838 | 160.2607 | 300.5771 | 75.838 | 48.1928 | 116.8244 | 77.5514 | 77.7119 | 103.3124 | 46.4323 | 46.4323 | 74.11 | 49.2345 | 152.3093 | 199.7112 | 93.2774 | 121.9251 | 89.0488 | 215.3436 | 140.9267 | 93.2774 | 89.0488 | 76.0825 | 262.0811 | 140.4588 | 34.661 | 26.3159 | 304.0894 | 69.0175 | 253.4603 | 71.4566 | 291.1546 | 738.3897 | 35.4188 | 243.3777 | 262.0811 | 356.4456 | 71.4566 | 29.9097 | 152.1701 | 252.5033 | 151.6781 | 133.9385 | 0 | 69.1511 | 120.0796 | 463.5279 | 0 | 71.5379 | 105.1002 | 168.9783 | 77.7131 | 119.0778 | 147.6491 | 74.6949 | 0 | 0 | 0 | 0 | 0 | 0 | 0 | 0 | 57.3435 | 0 | 119.4535 | 115.3316 | 232.3388 | 144.2333 | 0 | 157.6129 | 57.8696 | 39.1932 | 23.0925 | 826.3322 | 32.0641 | 127.9791 | 51.5289 | 51.5289 | 109.4942 | 33.5311 | 57.8696 | 32.0641 | 32.695 | 32.695 | 55.4837 | 0 | 0 | 0 | 0 | 33.5311 | 33.5311 | 33.5311 | 49.8446 | 32.695 | 104.5819 | 0 | 0 | 24.8317 | 0 | 0 | 0 | 96.4732 | 32.5377 | 123.0815 | 39.7681 | 50.2745 | 24.8317 | 92.1843 | 181.6618 | 30.7396 | 120.1866 | 117.8492 | 503.8785 | 95.1652 | 91.8279 | 119.4802 | 18.3655 | 21.6917 | 21.6917 | 18.3655 | 48.3457 | 74.1658 | 159.9823 | 1842.2171 | 148.8104 | 74.1658 | 68.6128 | 183.147 | 108.191 | 89.7394 | 92.9078 | 68.6128 | 169.0567 | 67.9196 | 32.5377 | 32.5377 | 142.3284 | 111.3479 | 0 | 0 | 0 | 21.6917 | 21.6917 | 29.1175 | 0 | 0 | 0 | 0 | 0 | 0 | 18.3655 | 32.5377 | 150.1963 | 21.6917 | 28.9216 | 66.8859 | 0 | 0 | 0 | 0 | 0 | 0 | 0 | 0 | 0 | 0 | 0 | 0 | 0 | 0 | 0 | 0 | 0 | 0 | 0 | 0 | 0 | 0 | 0 | 0 | 0 | 0 | 0 | 0 | 0 | 0 | 0 | 0 | 0 | 0 | 0 | 0 | 0 | 0 | 0 | 0 | 0 | 0 | 0 | 0 | 0 | 0 | 0 | 0 | 0 | 0 | 0 | 0 | 0 | 0 | 0 | 0 | 0 | 0 | 0 | 0 | 0 | 0 | 0 | 0 | 0 | 0 | 0 | 0 | 0 | 0 | 0 | 0 | 0 | 0 | 0 | 0 | 0 | 0 | 0 | 0 | 0 | 0 | 0 | 0 | 0 | 0 | 0 | 0 | 0 | 0 | 0 | 0 | 0 | 0 | 0 | 0 | 0 | 0 | 0 | 0 | 0 | 0 | 0 | 0 | 0 | 0 | 0 | 0 | 0 | 2017-01-08 08:00
t0178 | 0 | 99.3441 | 342.9005 | 109.2114 | 40.3093 | 276.2289 | 40.3093 | 218.2096 | 68.9546 | 68.9546 | 2195.8315 | 80.554 | 62.1423 | 244.5473 | 289.2942 | 40.075 | 67.0828 | 301.1951 | 197.5976 | 217.7829 | 0 | 0 | 421.7593 | 29.9895 | 29.9895 | 29.9895 | 62.4484 | 127.0004 | 173.6245 | 161.893 | 319.5395 | 84.5443 | 163.5176 | 142.3895 | 221.1889 | 241.7873 | 101.8133 | 285.6904 | 257.7385 | 74.672 | 132.0111 | 234.8031 | 81.5573 | 174.2961 | 361.2439 | 81.5573 | 31.4615 | 224.736 | 585.7569 | 108.8745 | 166.2936 | 83.3271 | 128.1846 | 31.4615 | 129.8609 | 183.0981 | 71.4964 | 322.2919 | 32.6488 | 115.3069 | 32.6488 | 81.5573 | 127.0004 | 52.0011 | 361.2439 | 0 | 0 | 0 | 0 | 0 | 0 | 0 | 0 | 128.3353 | 0 | 0 | 0 | 0 | 206.6492 | 235.9033 | 20.491 | 31.5794 | 254.706 | 127.6508 | 11.3106 | 75.4735 | 78.7862 | 244.1448 | 125.2224 | 165.561 | 102.328 | 20.491 | 317.6615 | 40.1355 | 241.12 | 113.0725 | 126.6203 | 40.9844 | 77.8849 | 487.1689 | 23.9451 | 127.34 | 142.9652 | 11.3106 | 11.3106 | 66.1555 | 91.5728 | 56.3162 | 113.5149 | 124.7694 | 112.8401 | 135.3275 | 839.8015 | 119.7517 | 75.4735 | 63.519 | 63.519 | 29.3675 | 55.9817 | 839.8015 | 418.5741 | 110.8876 | 0 | 0 | 0 | 61.5554 | 78.7862 | 61.0556 | 330.659 | 77.8849 | 0 | 53.6017 | 55.9817 | 11.3106 | 71.191 | 27.8406 | 0 | 0 | 0 | 73.231 | 0 | 0 | 123.3594 | 0 | 30.8059 | 0 | 0 | 165.9493 | 54.7265 | 27.8406 | 25.1794 | 25.1794 | 66.3587 | 134.4574 | 195.8675 | 121.5426 | 275.6498 | 143.548 | 99.0322 | 217.292 | 258.699 | 152.3168 | 126.4709 | 504.9849 | 152.4474 | 193.9021 | 76.2756 | 71.0463 | 179.465 | 200.2009 | 71.7701 | 71.0463 | 71.0463 | 163.6508 | 76.2756 | 76.2756 | 76.2756 | 166.1271 | 142.7931 | 176.3499 | 125.3505 | 125.3505 | 100.4819 | 205.4974 | 375.5998 | 111.1028 | 115.8772 | 821.8533 | 160.5577 | 115.8772 | 590.8999 | 1077.181 | 150.3004 | 606.8698 | 369.538 | 160.5577 | 107.6291 | 58.1022 | 218.6053 | 43.684 | 43.684 | 43.684 | 160.5158 | 236.8705 | 80.9442 | 73.7061 | 186.3925 | 156.7617 | 84.8038 | 84.8038 | 115.5142 | 227.6564 | 43.684 | 427.0907 | 174.435 | 297.7843 | 107.1526 | 92.7962 | 430.7207 | 83.5417 | 119.5591 | 83.5417 | 226.822 | 83.7148 | 93.3942 | 52.0011 | 52.0011 | 83.7148 | 208.5925 | 189.3328 | 144.4934 | 213.0955 | 85.6591 | 83.7148 | 472.4121 | 150.0233 | 228.2781 | 502.3094 | 962.2427 | 72.4467 | 76.1576 | 171.6627 | 317.9617 | 76.1576 | 48.6683 | 122.5062 | 77.425 | 79.4206 | 108.5204 | 47.9268 | 47.9268 | 76.2974 | 51.7397 | 169.0803 | 209.092 | 96.081 | 119.5591 | 93.4505 | 235.6202 | 141.7486 | 96.081 | 93.4505 | 79.0548 | 293.0499 | 143.3525 | 32.7725 | 26.8453 | 308.9593 | 71.2728 | 270.1623 | 74.3572 | 290.9326 | 786.8312 | 35.3928 | 247.2327 | 293.0499 | 390.6591 | 74.3572 | 30.8059 | 125.6912 | 267.8844 | 155.0377 | 128.3244 | 0 | 71.0463 | 119.8745 | 544.5838 | 0 | 72.4467 | 109.7558 | 179.465 | 84.7716 | 123.7241 | 148.207 | 78.8101 | 0 | 0 | 0 | 0 | 0 | 0 | 0 | 0 | 54.7265 | 0 | 119.3509 | 103.3674 | 256.1854 | 156.7528 | 0 | 166.9749 | 63.013 | 40.6083 | 23.9451 | 928.5536 | 32.5606 | 142.5831 | 54.7791 | 54.7791 | 120.1803 | 35.9775 | 63.013 | 32.5606 | 33.6888 | 33.6888 | 57.5898 | 0 | 0 | 0 | 0 | 35.9775 | 35.9775 | 35.9775 | 52.1427 | 33.6888 | 109.0023 | 0 | 0 | 27.6732 | 0 | 0 | 0 | 101.8181 | 32.2974 | 131.9388 | 39.8576 | 52.4328 | 27.6732 | 91.6918 | 204.3553 | 31.3517 | 121.6906 | 124.3644 | 541.7957 | 97.4989 | 94.0665 | 124.4693 | 18.9472 | 22.095 | 22.095 | 18.9472 | 51.937 | 78.6257 | 166.2628 | 2110.1389 | 164.0298 | 78.6257 | 72.6445 | 210.7689 | 116.6945 | 94.4435 | 100.646 | 72.6445 | 184.4925 | 74.1033 | 32.2974 | 32.2974 | 149.068 | 123.207 | 0 | 0 | 0 | 22.095 | 22.095 | 30.8867 | 0 | 0 | 0 | 0 | 0 | 0 | 18.9472 | 32.2974 | 162.7554 | 22.095 | 29.851 | 70.3438 | 0 | 0 | 0 | 0 | 0 | 0 | 0 | 0 | 0 | 0 | 0 | 0 | 0 | 0 | 0 | 0 | 0 | 0 | 0 | 0 | 0 | 0 | 0 | 0 | 0 | 0 | 0 | 0 | 0 | 0 | 0 | 0 | 0 | 0 | 0 | 0 | 0 | 0 | 0 | 0 | 0 | 0 | 0 | 0 | 0 | 0 | 0 | 0 | 0 | 0 | 0 | 0 | 0 | 0 | 0 | 0 | 0 | 0 | 0 | 0 | 0 | 0 | 0 | 0 | 0 | 0 | 0 | 0 | 0 | 0 | 0 | 0 | 0 | 0 | 0 | 0 | 0 | 0 | 0 | 0 | 0 | 0 | 0 | 0 | 0 | 0 | 0 | 0 | 0 | 0 | 0 | 0 | 0 | 0 | 0 | 0 | 0 | 0 | 0 | 0 | 0 | 0 | 0 | 0 | 0 | 0 | 0 | 0 | 0 | 2017-01-08 09:00
t0179 | 0 | 106.7862 | 356.5205 | 117.4698 | 41.48 | 285.9192 | 41.48 | 268.6597 | 71.8202 | 71.8202 | 2314.2219 | 82.3646 | 66.3116 | 266.8228 | 313.2967 | 43.5601 | 70.4577 | 318.5995 | 207.5944 | 241.8418 | 0 | 0 | 439.9601 | 31.7176 | 31.7176 | 31.7176 | 67.3453 | 135.9432 | 192.1477 | 168.4037 | 337.3553 | 88.3506 | 178.8178 | 156.716 | 235.1921 | 254.0671 | 109.6254 | 333.5947 | 283.4957 | 80.0401 | 147.4593 | 249.5002 | 88.178 | 188.2155 | 393.4606 | 88.178 | 33.8162 | 240.8601 | 632.3232 | 119.4106 | 175.7032 | 87.6843 | 139.268 | 33.8162 | 139.1564 | 201.9753 | 77.122 | 339.5272 | 34.08 | 127.3555 | 34.08 | 88.178 | 135.9432 | 55.3454 | 393.4606 | 0 | 0 | 0 | 0 | 0 | 0 | 0 | 0 | 136.8737 | 0 | 0 | 0 | 0 | 220.2469 | 249.5892 | 21.7959 | 32.3411 | 262.1136 | 134.0621 | 11.7122 | 78.2978 | 81.949 | 256.6079 | 133.1025 | 176.2808 | 104.8177 | 21.7959 | 327.2936 | 41.6203 | 251.977 | 117.3161 | 133.4285 | 42.7328 | 81.3364 | 506.2409 | 24.3528 | 133.8011 | 147.9895 | 11.7122 | 11.7122 | 68.0331 | 97.7011 | 58.734 | 118.1947 | 132.2672 | 114.9401 | 136.519 | 856.465 | 121.8712 | 78.2978 | 66.6439 | 66.6439 | 30.5326 | 56.8943 | 856.465 | 431.1003 | 117.4161 | 0 | 0 | 0 | 64.7766 | 81.949 | 64.243 | 343.7857 | 81.3364 | 0 | 56.393 | 56.8943 | 11.7122 | 73.1084 | 28.5213 | 0 | 0 | 0 | 77.0949 | 0 | 0 | 129.0951 | 0 | 31.5706 | 0 | 0 | 175.2091 | 59.8419 | 28.5213 | 26.3731 | 26.3731 | 67.8029 | 139.078 | 201.8253 | 126.526 | 290.0597 | 152.6973 | 103.7143 | 228.8683 | 268.8498 | 157.0732 | 132.4311 | 521.9169 | 160.8467 | 198.7392 | 81.014 | 75.178 | 187.4904 | 206.0988 | 74.2878 | 75.178 | 75.178 | 168.1883 | 81.014 | 81.014 | 81.014 | 171.3194 | 151.0179 | 180.9321 | 129.888 | 129.888 | 103.9962 | 210.8678 | 395.8265 | 120.6074 | 118.6039 | 849.9855 | 168.8553 | 118.6039 | 601.8104 | 1120.4951 | 153.6837 | 626.3531 | 385.5733 | 168.8553 | 111.5853 | 60.3974 | 223.7014 | 46.0752 | 46.0752 | 46.0752 | 165.2 | 241.8531 | 82.3426 | 81.5546 | 196.1441 | 167.7963 | 91.3844 | 91.3844 | 120.7316 | 249.6898 | 46.0752 | 441.2217 | 185.5337 | 316.1218 | 114.273 | 97.917 | 441.3672 | 87.4541 | 130.9294 | 87.4541 | 237.3641 | 86.5723 | 99.1198 | 55.3454 | 55.3454 | 86.5723 | 230.0089 | 205.6409 | 150.8385 | 220.6142 | 92.4712 | 86.5723 | 526.8353 | 158.9839 | 236.4948 | 521.9603 | 997.6385 | 76.7768 | 81.1604 | 176.1609 | 331.8945 | 81.1604 | 50.8681 | 127.8041 | 82.96 | 83.4828 | 112.1193 | 50.5549 | 50.5549 | 80.9172 | 53.6934 | 176.4899 | 220.821 | 100.4021 | 130.9294 | 97.7952 | 244.1345 | 150.5207 | 100.4021 | 97.7952 | 81.3798 | 302.2302 | 152.5192 | 35.7564 | 27.6711 | 324.9799 | 74.0548 | 279.1657 | 77.0391 | 306.5931 | 834.917 | 37.095 | 255.5233 | 302.2302 | 403.9712 | 77.0391 | 31.5706 | 156.4646 | 277.0337 | 166.2978 | 142.0364 | 0 | 75.178 | 126.3878 | 569.0989 | 0 | 76.7768 | 114.8115 | 187.4904 | 88.4341 | 126.0939 | 156.7584 | 81.2238 | 0 | 0 | 0 | 0 | 0 | 0 | 0 | 0 | 59.8419 | 0 | 127.5021 | 118.5576 | 265.1013 | 163.4096 | 0 | 171.9491 | 63.5081 | 42.0077 | 24.3528 | 946.0861 | 34.2048 | 146.0037 | 55.7626 | 55.7626 | 120.7768 | 36.7172 | 63.5081 | 34.2048 | 34.5571 | 34.5571 | 59.2327 | 0 | 0 | 0 | 0 | 36.7172 | 36.7172 | 36.7172 | 53.7188 | 34.5571 | 112.5934 | 0 | 0 | 28.4473 | 0 | 0 | 0 | 104.6466 | 34.8267 | 136.0166 | 43.7296 | 54.2746 | 28.4473 | 97.889 | 208.8703 | 32.4844 | 130.3489 | 129.7402 | 569.2667 | 102.4098 | 98.9022 | 129.8703 | 19.8818 | 23.2503 | 23.2503 | 19.8818 | 53.068 | 81.4359 | 172.55 | 2185.0127 | 166.7449 | 81.4359 | 75.5442 | 215.8454 | 119.1588 | 96.1531 | 102.4384 | 75.5442 | 188.397 | 76.6818 | 34.8267 | 34.8267 | 153.7597 | 126.2534 | 0 | 0 | 0 | 23.2503 | 23.2503 | 31.6754 | 0 | 0 | 0 | 0 | 0 | 0 | 19.8818 | 34.8267 | 167.45 | 23.2503 | 31.2096 | 71.8379 | 0 | 0 | 0 | 0 | 0 | 0 | 0 | 0 | 0 | 0 | 0 | 0 | 0 | 0 | 0 | 0 | 0 | 0 | 0 | 0 | 0 | 0 | 0 | 0 | 0 | 0 | 0 | 0 | 0 | 0 | 0 | 0 | 0 | 0 | 0 | 0 | 0 | 0 | 0 | 0 | 0 | 0 | 0 | 0 | 0 | 0 | 0 | 0 | 0 | 0 | 0 | 0 | 0 | 0 | 0 | 0 | 0 | 0 | 0 | 0 | 0 | 0 | 0 | 0 | 0 | 0 | 0 | 0 | 0 | 0 | 0 | 0 | 0 | 0 | 0 | 0 | 0 | 0 | 0 | 0 | 0 | 0 | 0 | 0 | 0 | 0 | 0 | 0 | 0 | 0 | 0 | 0 | 0 | 0 | 0 | 0 | 0 | 0 | 0 | 0 | 0 | 0 | 0 | 0 | 0 | 0 | 0 | 0 | 0 | 2017-01-08 10:00
t0180 | 0 | 105.5272 | 356.4473 | 115.5923 | 41.4982 | 286.078 | 41.4982 | 251.9438 | 72.1516 | 72.1516 | 2329.0811 | 82.8679 | 65.2771 | 262.4416 | 307.4311 | 42.5501 | 69.9535 | 315.8159 | 206.209 | 235.0386 | 0 | 0 | 439.8359 | 31.3591 | 31.3591 | 31.3591 | 66.2459 | 134.1773 | 187.1685 | 170.0908 | 336.3946 | 88.0837 | 174.849 | 152.8113 | 232.3055 | 252.4617 | 107.6198 | 319.3991 | 278.5035 | 78.8553 | 143.1283 | 247.4925 | 86.7424 | 185.2089 | 390.2506 | 86.7424 | 33.1252 | 237.4262 | 622.2103 | 116.6225 | 174.8316 | 86.9198 | 136.5344 | 33.1252 | 136.9765 | 196.7606 | 75.6762 | 338.2579 | 33.8734 | 124.0565 | 33.8734 | 86.7424 | 134.1773 | 54.7363 | 390.2506 | 0 | 0 | 0 | 0 | 0 | 0 | 0 | 0 | 135.0736 | 0 | 0 | 0 | 0 | 217.843 | 246.991 | 21.4419 | 32.2077 | 262.8232 | 132.5741 | 11.6498 | 77.8282 | 81.1261 | 255.4026 | 131.6929 | 174.1041 | 104.934 | 21.4419 | 329.233 | 41.3182 | 251.0175 | 116.5619 | 131.7861 | 42.3394 | 80.6479 | 506.1396 | 24.3479 | 132.4589 | 147.3492 | 11.6498 | 11.6498 | 68.0505 | 96.3614 | 58.2716 | 117.3572 | 130.8687 | 116.211 | 139.0863 | 866.2748 | 122.0048 | 77.8282 | 65.9127 | 65.9127 | 30.3143 | 57.1924 | 866.2748 | 433.2686 | 115.6201 | 0 | 0 | 0 | 63.9371 | 81.1261 | 63.511 | 342.4801 | 80.6479 | 0 | 55.7223 | 57.1924 | 11.6498 | 73.4117 | 28.5814 | 0 | 0 | 0 | 76.4262 | 0 | 0 | 128.3475 | 0 | 31.4929 | 0 | 0 | 173.4689 | 58.4182 | 28.5814 | 26.1519 | 26.1519 | 67.6244 | 138.7683 | 202.1368 | 125.7481 | 289.3392 | 150.8971 | 103.1406 | 226.8724 | 270.1114 | 157.1295 | 131.5417 | 528.4433 | 159.5882 | 199.1942 | 80.4502 | 74.5771 | 187.2671 | 205.9249 | 74.1578 | 74.5771 | 74.5771 | 169.0478 | 80.4502 | 80.4502 | 80.4502 | 171.386 | 149.9851 | 181.4971 | 129.5677 | 129.5677 | 103.8957 | 212.6171 | 393.2818 | 118.6776 | 119.1833 | 863.3069 | 168.2815 | 119.1833 | 611.9997 | 1131.0246 | 154.0828 | 630.3797 | 384.8993 | 168.2815 | 111.7677 | 60.1942 | 223.9491 | 45.6077 | 45.6077 | 45.6077 | 165.0528 | 243.9373 | 82.6763 | 79.1665 | 194.6122 | 165.3886 | 89.9572 | 89.9572 | 120.3912 | 243.329 | 45.6077 | 442.2988 | 183.3964 | 312.7055 | 112.7715 | 96.8176 | 446.732 | 86.974 | 128.3116 | 86.974 | 237.0887 | 86.7442 | 98.4571 | 54.7363 | 54.7363 | 86.7442 | 225.1893 | 201.9578 | 150.754 | 221.2001 | 91.1057 | 86.7442 | 513.9443 | 157.3192 | 238.0496 | 524.6041 | 1010.3366 | 75.9841 | 80.1524 | 176.6919 | 331.3594 | 80.1524 | 50.4327 | 127.4505 | 81.7897 | 82.8396 | 112.0158 | 50.2099 | 50.2099 | 80.2652 | 53.6079 | 177.3844 | 219.72 | 99.8382 | 128.3116 | 97.4855 | 245.1981 | 148.77 | 99.8382 | 97.4855 | 81.2251 | 304.6886 | 151.0226 | 34.8667 | 27.5373 | 322.1629 | 73.7346 | 279.486 | 76.8276 | 303.0915 | 832.1742 | 36.703 | 254.0174 | 304.6886 | 405.9619 | 76.8276 | 31.4929 | 146.8174 | 277.1295 | 164.4909 | 138.4937 | 0 | 74.5771 | 124.9171 | 576.1072 | 0 | 75.9841 | 114.375 | 187.2671 | 88.6798 | 126.0625 | 154.9841 | 81.2341 | 0 | 0 | 0 | 0 | 0 | 0 | 0 | 0 | 58.4182 | 0 | 125.776 | 113.8472 | 266.5966 | 163.7998 | 0 | 172.095 | 64.0457 | 41.8766 | 24.3479 | 956.4433 | 33.9126 | 147.3015 | 55.9465 | 55.9465 | 121.9976 | 36.8713 | 64.0457 | 33.9126 | 34.4688 | 34.4688 | 59.1193 | 0 | 0 | 0 | 0 | 36.8713 | 36.8713 | 36.8713 | 53.6625 | 34.4688 | 112.3664 | 0 | 0 | 28.6819 | 0 | 0 | 0 | 104.7126 | 34.2724 | 136.3359 | 42.981 | 54.1514 | 28.6819 | 96.509 | 211.0711 | 32.2991 | 128.7831 | 129.4987 | 569.0327 | 101.6698 | 98.17 | 129.3851 | 19.7614 | 23.0559 | 23.0559 | 19.7614 | 53.2892 | 81.4346 | 171.9964 | 2208.2913 | 168.1935 | 81.4346 | 75.4786 | 218.7058 | 119.7366 | 96.327 | 103.0556 | 75.4786 | 189.621 | 77.0025 | 34.2724 | 34.2724 | 153.5946 | 127.2406 | 0 | 0 | 0 | 23.0559 | 23.0559 | 31.7302 | 0 | 0 | 0 | 0 | 0 | 0 | 19.7614 | 34.2724 | 168.1557 | 23.0559 | 31.0409 | 71.9234 | 0 | 0 | 0 | 0 | 0 | 0 | 0 | 0 | 0 | 0 | 0 | 0 | 0 | 0 | 0 | 0 | 0 | 0 | 0 | 0 | 0 | 0 | 0 | 0 | 0 | 0 | 0 | 0 | 0 | 0 | 0 | 0 | 0 | 0 | 0 | 0 | 0 | 0 | 0 | 0 | 0 | 0 | 0 | 0 | 0 | 0 | 0 | 0 | 0 | 0 | 0 | 0 | 0 | 0 | 0 | 0 | 0 | 0 | 0 | 0 | 0 | 0 | 0 | 0 | 0 | 0 | 0 | 0 | 0 | 0 | 0 | 0 | 0 | 0 | 0 | 0 | 0 | 0 | 0 | 0 | 0 | 0 | 0 | 0 | 0 | 0 | 0 | 0 | 0 | 0 | 0 | 0 | 0 | 0 | 0 | 0 | 0 | 0 | 0 | 0 | 0 | 0 | 0 | 0 | 0 | 0 | 0 | 0 | 0 | 2017-01-08 11:00
t0181 | 0 | 100.98 | 347.647 | 111.0659 | 40.8488 | 279.9825 | 40.8488 | 224.5489 | 69.8764 | 69.8764 | 2225.7061 | 81.5624 | 63.1746 | 248.8565 | 294.3802 | 40.8067 | 68.0901 | 305.8557 | 200.5559 | 222.0872 | 0 | 0 | 427.6538 | 30.4621 | 30.4621 | 30.4621 | 63.5179 | 129.0878 | 176.9842 | 163.951 | 324.2453 | 85.7577 | 166.5259 | 145.094 | 224.7469 | 245.3992 | 103.5738 | 292.5001 | 262.4035 | 75.9192 | 134.674 | 238.4599 | 82.9623 | 177.2837 | 367.2323 | 82.9623 | 32.011 | 228.4741 | 595.7906 | 110.9059 | 168.7878 | 84.5992 | 130.469 | 32.011 | 132.0413 | 186.6133 | 72.7418 | 327.044 | 33.1272 | 117.528 | 33.1272 | 82.9623 | 129.0878 | 52.8319 | 367.2323 | 0 | 0 | 0 | 0 | 0 | 0 | 0 | 0 | 130.4282 | 0 | 0 | 0 | 0 | 209.9604 | 239.6007 | 20.8302 | 32.0123 | 258.0507 | 129.6243 | 11.4719 | 76.5609 | 79.965 | 247.7494 | 127.2107 | 168.2346 | 103.6723 | 20.8302 | 321.7335 | 40.7187 | 244.6022 | 114.7074 | 128.612 | 41.5976 | 79.0485 | 493.9021 | 24.2568 | 129.2957 | 144.9862 | 11.4719 | 11.4719 | 67.0406 | 93.0735 | 57.1509 | 115.1802 | 126.737 | 114.1756 | 136.7684 | 849.7411 | 121.2963 | 76.5609 | 64.4976 | 64.4976 | 29.7969 | 56.6755 | 849.7411 | 423.9754 | 112.6911 | 0 | 0 | 0 | 62.5248 | 79.965 | 62.006 | 335.3692 | 79.0485 | 0 | 54.4389 | 56.6755 | 11.4719 | 72.109 | 28.2034 | 0 | 0 | 0 | 74.3499 | 0 | 0 | 125.1752 | 0 | 31.2233 | 0 | 0 | 168.5275 | 55.7434 | 28.2034 | 25.5583 | 25.5583 | 67.2516 | 136.3228 | 198.4744 | 123.3119 | 279.6627 | 145.8514 | 100.4899 | 220.6174 | 262.1333 | 154.3686 | 128.3487 | 511.1453 | 154.7752 | 196.4285 | 77.4527 | 72.1406 | 182.0018 | 202.9116 | 72.7639 | 72.1406 | 72.1406 | 165.7482 | 77.4527 | 77.4527 | 77.4527 | 168.3645 | 144.9708 | 178.6378 | 127.1013 | 127.1013 | 101.864 | 208.0469 | 381.258 | 113.0316 | 117.3478 | 831.6088 | 162.9083 | 117.3478 | 597.5092 | 1090.9495 | 152.2403 | 614.6536 | 374.7669 | 162.9083 | 109.0851 | 58.9266 | 221.4691 | 44.362 | 44.362 | 44.362 | 162.6884 | 239.758 | 81.9607 | 75.1614 | 189.2191 | 159.3628 | 86.2466 | 86.2466 | 117.1702 | 231.9615 | 44.362 | 432.7735 | 177.2279 | 302.5049 | 108.8997 | 94.2495 | 435.8589 | 84.7696 | 121.7347 | 84.7696 | 230.042 | 84.8361 | 94.8297 | 52.8319 | 52.8319 | 84.8361 | 212.4729 | 192.6664 | 146.5214 | 215.9428 | 87.1142 | 84.8361 | 481.6287 | 152.3854 | 231.234 | 508.9547 | 974.0669 | 73.5862 | 77.3908 | 173.8932 | 322.4609 | 77.3908 | 49.3975 | 124.253 | 78.7107 | 80.6206 | 110.0054 | 48.6527 | 48.6527 | 77.4799 | 52.4602 | 171.3456 | 212.2249 | 97.488 | 121.7347 | 94.7984 | 238.7308 | 144.0107 | 97.488 | 94.7984 | 80.1344 | 296.7448 | 145.6213 | 33.3826 | 27.222 | 313.6693 | 72.2906 | 273.7983 | 75.3977 | 295.4803 | 798.6129 | 35.935 | 250.7562 | 296.7448 | 395.7627 | 75.3977 | 31.2233 | 129.4071 | 271.5218 | 157.5608 | 130.7934 | 0 | 72.1406 | 121.7535 | 551.458 | 0 | 73.5862 | 111.345 | 182.0018 | 85.9273 | 125.3448 | 150.5435 | 79.872 | 0 | 0 | 0 | 0 | 0 | 0 | 0 | 0 | 55.7434 | 0 | 121.3106 | 105.7074 | 259.5185 | 158.8926 | 0 | 169.2064 | 63.7528 | 41.1758 | 24.2568 | 939.564 | 33.0549 | 144.3318 | 55.4729 | 55.4729 | 121.5574 | 36.433 | 63.7528 | 33.0549 | 34.1468 | 34.1468 | 58.3744 | 0 | 0 | 0 | 0 | 36.433 | 36.433 | 36.433 | 52.8513 | 34.1468 | 110.5063 | 0 | 0 | 28.0185 | 0 | 0 | 0 | 103.1738 | 32.8488 | 133.6854 | 40.5725 | 53.162 | 28.0185 | 93.2008 | 206.8108 | 31.8008 | 123.6804 | 126.1249 | 549.5247 | 98.9639 | 95.4855 | 126.2583 | 19.2287 | 22.4314 | 22.4314 | 19.2287 | 52.597 | 79.701 | 168.6087 | 2136.4618 | 166.002 | 79.701 | 73.656 | 213.253 | 118.1658 | 95.6557 | 101.89 | 73.656 | 186.7855 | 75.0795 | 32.8488 | 32.8488 | 151.1012 | 124.7358 | 0 | 0 | 0 | 22.4314 | 22.4314 | 31.2917 | 0 | 0 | 0 | 0 | 0 | 0 | 19.2287 | 32.8488 | 164.864 | 22.4314 | 30.288 | 71.2594 | 0 | 0 | 0 | 0 | 0 | 0 | 0 | 0 | 0 | 0 | 0 | 0 | 0 | 0 | 0 | 0 | 0 | 0 | 0 | 0 | 0 | 0 | 0 | 0 | 0 | 0 | 0 | 0 | 0 | 0 | 0 | 0 | 0 | 0 | 0 | 0 | 0 | 0 | 0 | 0 | 0 | 0 | 0 | 0 | 0 | 0 | 0 | 0 | 0 | 0 | 0 | 0 | 0 | 0 | 0 | 0 | 0 | 0 | 0 | 0 | 0 | 0 | 0 | 0 | 0 | 0 | 0 | 0 | 0 | 0 | 0 | 0 | 0 | 0 | 0 | 0 | 0 | 0 | 0 | 0 | 0 | 0 | 0 | 0 | 0 | 0 | 0 | 0 | 0 | 0 | 0 | 0 | 0 | 0 | 0 | 0 | 0 | 0 | 0 | 0 | 0 | 0 | 0 | 0 | 0 | 0 | 0 | 0 | 0 | 2017-01-08 12:00
t0182 | 0 | 101.1312 | 337.1713 | 113.2535 | 39.7509 | 271.3634 | 39.7509 | 263.8135 | 66.249 | 66.249 | 2076.6876 | 77.7155 | 64.5803 | 252.3377 | 302.6959 | 42.6937 | 67.6856 | 304.9315 | 198.9158 | 234.9226 | 0 | 0 | 414.0858 | 30.7129 | 30.7129 | 30.7129 | 64.7772 | 130.2612 | 185.7316 | 151.7537 | 315.2959 | 83.9608 | 172.9722 | 152.0129 | 226.8972 | 242.9893 | 106.617 | 322.0756 | 266.3397 | 77.1599 | 142.8282 | 236.4161 | 84.4773 | 180.3959 | 359.1153 | 84.4773 | 33.2836 | 231.6736 | 606.4067 | 115.6084 | 165.6073 | 84.5812 | 134.4614 | 33.2836 | 134.7217 | 196.0613 | 74.9556 | 319.6932 | 32.8887 | 123.4492 | 32.8887 | 84.4773 | 130.2612 | 53.0165 | 359.1153 | 0 | 0 | 0 | 0 | 0 | 0 | 0 | 0 | 131.9637 | 0 | 0 | 0 | 0 | 210.4494 | 240.5953 | 21.3876 | 31.8591 | 248.6177 | 131.0733 | 11.4046 | 76.2521 | 80.9127 | 243.5394 | 127.515 | 169.7755 | 100.8665 | 21.3876 | 305.3315 | 40.7834 | 240.3064 | 114.4501 | 130.4897 | 41.8867 | 79.2773 | 479.1669 | 23.8344 | 130.1087 | 143.5442 | 11.4046 | 11.4046 | 65.3155 | 94.38 | 57.2121 | 115.019 | 127.2173 | 106.6674 | 124.1549 | 791.8011 | 118.4763 | 76.2521 | 65.2173 | 65.2173 | 29.7878 | 54.4156 | 791.8011 | 404.0779 | 115.5097 | 0 | 0 | 0 | 63.6601 | 80.9127 | 62.715 | 330.4407 | 79.2773 | 0 | 55.1827 | 54.4156 | 11.4046 | 69.1202 | 27.3188 | 0 | 0 | 0 | 74.3012 | 0 | 0 | 123.9487 | 0 | 30.842 | 0 | 0 | 169.0708 | 58.3032 | 27.3188 | 25.5818 | 25.5818 | 66.592 | 133.8022 | 192.0517 | 122.6573 | 272.0365 | 146.9057 | 99.3504 | 220.4583 | 248.7901 | 150.0819 | 127.5604 | 469.7351 | 153.9116 | 190.0619 | 76.4392 | 71.6747 | 176.7816 | 198.5164 | 71.2415 | 71.6747 | 71.6747 | 158.1249 | 76.4392 | 76.4392 | 76.4392 | 163.6643 | 143.3469 | 172.11 | 124.7524 | 124.7524 | 99.3974 | 195.8569 | 377.0705 | 114.7103 | 112.3493 | 752.5862 | 159.166 | 112.3493 | 543.4491 | 1012.7084 | 147.3198 | 581.3555 | 365.1942 | 159.166 | 105.1195 | 57.9573 | 215.6048 | 44.5706 | 44.5706 | 44.5706 | 159.2223 | 226.1121 | 79.0552 | 80.0316 | 188.4304 | 161.7678 | 87.7208 | 87.7208 | 114.6035 | 244.0144 | 44.5706 | 416.4527 | 178.3095 | 303.7264 | 110.1807 | 95.1145 | 403.5485 | 83.8135 | 125.1544 | 83.8135 | 223.1884 | 81.7511 | 93.5165 | 53.0165 | 53.0165 | 81.7511 | 218.5946 | 197.1151 | 141.9861 | 207.3295 | 88.1908 | 81.7511 | 500.3851 | 152.923 | 218.0343 | 482.2671 | 892.2762 | 73.7973 | 78.0867 | 167.597 | 313.9592 | 78.0867 | 49.5377 | 121.6348 | 79.7712 | 80.2978 | 107.4324 | 48.1765 | 48.1765 | 76.9031 | 51.2492 | 161.8898 | 208.3053 | 96.5392 | 125.1544 | 92.7954 | 227.3527 | 145.0886 | 96.5392 | 92.7954 | 78.761 | 278.6443 | 145.3967 | 35.1161 | 27.0749 | 313.6064 | 71.4178 | 264.9485 | 74.1001 | 298.6464 | 775.7489 | 36.2937 | 250.1578 | 278.6443 | 376.4055 | 74.1001 | 30.842 | 151.124 | 263.5485 | 157.338 | 136.6714 | 0 | 71.6747 | 123.1403 | 503.3567 | 0 | 73.7973 | 109.3237 | 176.7816 | 82.065 | 123.0377 | 151.7894 | 77.7597 | 0 | 0 | 0 | 0 | 0 | 0 | 0 | 0 | 58.3032 | 0 | 122.8364 | 115.8484 | 245.9235 | 152.0851 | 0 | 164.2915 | 60.6665 | 40.5697 | 23.8344 | 878.0579 | 33.0536 | 135.6962 | 53.6609 | 53.6609 | 115.0524 | 35.0504 | 60.6665 | 33.0536 | 33.7249 | 33.7249 | 57.4063 | 0 | 0 | 0 | 0 | 35.0504 | 35.0504 | 35.0504 | 51.7296 | 33.7249 | 108.4504 | 0 | 0 | 26.3518 | 0 | 0 | 0 | 100.3894 | 33.4422 | 128.8634 | 41.147 | 52.1666 | 26.3518 | 94.636 | 193.2291 | 31.6545 | 124.2256 | 122.9768 | 530.0736 | 98.4032 | 94.9654 | 124.1144 | 19.0331 | 22.392 | 22.392 | 19.0331 | 50.5699 | 77.4124 | 165.8786 | 1977.7836 | 156.9492 | 77.4124 | 71.6384 | 196.5339 | 113.3168 | 93.1231 | 97.4006 | 71.6384 | 177.8144 | 71.6152 | 33.4422 | 33.4422 | 147.8064 | 117.7838 | 0 | 0 | 0 | 22.392 | 22.392 | 30.3413 | 0 | 0 | 0 | 0 | 0 | 0 | 19.0331 | 33.4422 | 157.8025 | 22.392 | 29.9571 | 69.4312 | 0 | 0 | 0 | 0 | 0 | 0 | 0 | 0 | 0 | 0 | 0 | 0 | 0 | 0 | 0 | 0 | 0 | 0 | 0 | 0 | 0 | 0 | 0 | 0 | 0 | 0 | 0 | 0 | 0 | 0 | 0 | 0 | 0 | 0 | 0 | 0 | 0 | 0 | 0 | 0 | 0 | 0 | 0 | 0 | 0 | 0 | 0 | 0 | 0 | 0 | 0 | 0 | 0 | 0 | 0 | 0 | 0 | 0 | 0 | 0 | 0 | 0 | 0 | 0 | 0 | 0 | 0 | 0 | 0 | 0 | 0 | 0 | 0 | 0 | 0 | 0 | 0 | 0 | 0 | 0 | 0 | 0 | 0 | 0 | 0 | 0 | 0 | 0 | 0 | 0 | 0 | 0 | 0 | 0 | 0 | 0 | 0 | 0 | 0 | 0 | 0 | 0 | 0 | 0 | 0 | 0 | 0 | 0 | 0 | 2017-01-08 13:00
t0183 | 0 | 104.2193 | 330.906 | 117.5334 | 38.6202 | 264.9123 | 38.6202 | 321.5523 | 64.5152 | 64.5152 | 2036.3392 | 74.2477 | 66.529 | 265.2896 | 317.2476 | 45.1687 | 67.8534 | 308.3806 | 199.2895 | 254.7221 | 0 | 0 | 407.6131 | 31.1878 | 31.1878 | 31.1878 | 67.4094 | 134.0055 | 200.2415 | 145.9912 | 315.1071 | 83.1949 | 183.6943 | 162.9125 | 231.827 | 243.3351 | 111.1244 | 370.111 | 282.4668 | 79.6952 | 155.8776 | 239.7516 | 88.0975 | 187.8441 | 372.2515 | 88.0975 | 34.7471 | 239.0577 | 631.2792 | 123.2735 | 166.2407 | 85.1541 | 141.4975 | 34.7471 | 139.2974 | 210.7692 | 78.2967 | 319.4071 | 32.734 | 132.8672 | 32.734 | 88.0975 | 134.0055 | 54.1019 | 372.2515 | 0 | 0 | 0 | 0 | 0 | 0 | 0 | 0 | 135.3686 | 0 | 0 | 0 | 0 | 214.9851 | 244.0374 | 21.9949 | 31.0932 | 240.4897 | 132.2651 | 11.2591 | 75.488 | 80.8438 | 243.2472 | 129.8927 | 173.6859 | 97.4874 | 21.9949 | 293.7566 | 40.4504 | 238.4538 | 113.3999 | 132.3136 | 41.8769 | 79.265 | 470.0351 | 22.9552 | 131.1136 | 141.417 | 11.2591 | 11.2591 | 63.4448 | 96.9307 | 57.0808 | 114.4395 | 129.2893 | 100.5122 | 113.9564 | 746.2463 | 113.8809 | 75.488 | 65.7419 | 65.7419 | 29.6034 | 51.811 | 746.2463 | 389.3368 | 118.1632 | 0 | 0 | 0 | 64.5434 | 80.8438 | 63.417 | 326.4519 | 79.265 | 0 | 55.8401 | 51.811 | 11.2591 | 66.5489 | 26.3546 | 0 | 0 | 0 | 74.8277 | 0 | 0 | 123.576 | 0 | 30.0251 | 0 | 0 | 171.0478 | 62.0465 | 26.3546 | 25.6387 | 25.6387 | 64.6856 | 131.2289 | 186.4039 | 121.8165 | 270.9143 | 150.033 | 99.0701 | 222.1303 | 241.7671 | 146.1002 | 127.4482 | 446.9111 | 155.0736 | 183.3647 | 77.3462 | 72.4168 | 174.5394 | 193.4086 | 69.8509 | 72.4168 | 72.4168 | 152.0496 | 77.3462 | 77.3462 | 77.3462 | 159.3164 | 144.4822 | 165.9155 | 122.5929 | 122.5929 | 97.3059 | 186.8454 | 378.6274 | 119.9934 | 107.7011 | 711.4079 | 158.6916 | 107.7011 | 505.2558 | 975.5221 | 141.7538 | 559.5854 | 360.5367 | 158.6916 | 102.5517 | 57.2033 | 208.2061 | 45.069 | 45.069 | 45.069 | 155.1036 | 214.6308 | 75.5155 | 86.6365 | 189.4191 | 166.7664 | 91.1293 | 91.1293 | 113.5301 | 260.9289 | 45.069 | 404.4005 | 182.0102 | 309.1616 | 113.0141 | 96.384 | 381.3342 | 83.5403 | 132.6693 | 83.5403 | 220.6674 | 79.5252 | 94.519 | 54.1019 | 54.1019 | 79.5252 | 233.409 | 206.8659 | 139.9275 | 201.6154 | 91.641 | 79.5252 | 542.0389 | 155.3415 | 210.4998 | 468.2594 | 850.8924 | 74.949 | 79.9549 | 161.6297 | 309.9871 | 79.9549 | 49.5737 | 120.2933 | 82.2778 | 80.6278 | 105.0054 | 48.4474 | 48.4474 | 77.8596 | 50.3456 | 157.813 | 209.027 | 96.0995 | 132.6693 | 92.0851 | 220.505 | 147.9184 | 96.0995 | 92.0851 | 76.884 | 267.0898 | 148.0421 | 37.3549 | 26.6023 | 315.5921 | 70.5841 | 257.979 | 72.8471 | 302.3981 | 779.3378 | 36.5286 | 246.8202 | 267.0898 | 364.0194 | 72.8471 | 30.0251 | 185.8051 | 257.1877 | 161.6064 | 147.1842 | 0 | 72.4168 | 124.7819 | 483.8739 | 0 | 74.949 | 108.5722 | 174.5394 | 80.3164 | 118.7185 | 154.1507 | 75.6923 | 0 | 0 | 0 | 0 | 0 | 0 | 0 | 0 | 62.0465 | 0 | 126.2607 | 130.7784 | 237.6357 | 148.8646 | 0 | 159.5912 | 56.9655 | 39.8585 | 22.9552 | 827.7799 | 33.219 | 129.0552 | 51.3653 | 51.3653 | 107.386 | 33.5636 | 56.9655 | 33.219 | 32.8628 | 32.8628 | 55.9992 | 0 | 0 | 0 | 0 | 33.5636 | 33.5636 | 33.5636 | 50.4499 | 32.8628 | 106.1986 | 0 | 0 | 25.1811 | 0 | 0 | 0 | 97.3951 | 34.7771 | 124.9288 | 43.5117 | 51.1997 | 25.1811 | 97.304 | 182.8283 | 31.2877 | 127.6757 | 121.4171 | 525.2055 | 98.664 | 95.3267 | 122.9758 | 19.0287 | 22.5302 | 22.5302 | 19.0287 | 48.4768 | 75.6959 | 163.4471 | 1892.4134 | 148.3922 | 75.6959 | 70.4062 | 185.1634 | 108.4168 | 89.4155 | 92.7059 | 70.4062 | 169.5564 | 69.4039 | 34.7771 | 34.7771 | 144.3063 | 112.3426 | 0 | 0 | 0 | 22.5302 | 22.5302 | 29.3189 | 0 | 0 | 0 | 0 | 0 | 0 | 19.0287 | 34.7771 | 152.1567 | 22.5302 | 29.8228 | 66.9224 | 0 | 0 | 0 | 0 | 0 | 0 | 0 | 0 | 0 | 0 | 0 | 0 | 0 | 0 | 0 | 0 | 0 | 0 | 0 | 0 | 0 | 0 | 0 | 0 | 0 | 0 | 0 | 0 | 0 | 0 | 0 | 0 | 0 | 0 | 0 | 0 | 0 | 0 | 0 | 0 | 0 | 0 | 0 | 0 | 0 | 0 | 0 | 0 | 0 | 0 | 0 | 0 | 0 | 0 | 0 | 0 | 0 | 0 | 0 | 0 | 0 | 0 | 0 | 0 | 0 | 0 | 0 | 0 | 0 | 0 | 0 | 0 | 0 | 0 | 0 | 0 | 0 | 0 | 0 | 0 | 0 | 0 | 0 | 0 | 0 | 0 | 0 | 0 | 0 | 0 | 0 | 0 | 0 | 0 | 0 | 0 | 0 | 0 | 0 | 0 | 0 | 0 | 0 | 0 | 0 | 0 | 0 | 0 | 0 | 2017-01-08 14:00
t0184 | 0 | 108.0037 | 338.5056 | 120.9847 | 39.1183 | 270.0776 | 39.1183 | 342.3088 | 66.7247 | 66.7247 | 2141.1889 | 75.4501 | 68.0076 | 276.5853 | 327.1301 | 46.3855 | 69.2814 | 316.2535 | 203.7115 | 264.4474 | 0 | 0 | 418.3801 | 31.8372 | 31.8372 | 31.8372 | 69.5194 | 138.0127 | 208.0352 | 152.4084 | 325.979 | 85.1277 | 190.0015 | 168.7096 | 237.5077 | 248.9376 | 114.0497 | 391.0896 | 296.0944 | 81.9293 | 162.322 | 247.2972 | 91.0829 | 194.0883 | 393.4422 | 91.0829 | 35.477 | 245.96 | 652.0343 | 127.5956 | 171.4459 | 86.8753 | 146.1175 | 35.477 | 142.9514 | 218.3776 | 80.4333 | 329.1464 | 33.2757 | 137.7981 | 33.2757 | 91.0829 | 138.0127 | 55.6015 | 393.4422 | 0 | 0 | 0 | 0 | 0 | 0 | 0 | 0 | 138.8858 | 0 | 0 | 0 | 0 | 221.2841 | 249.5919 | 22.3907 | 31.0895 | 244.5966 | 134.1278 | 11.3656 | 76.2605 | 81.3376 | 249.6324 | 133.4188 | 178.1549 | 98.3731 | 22.3907 | 300.9618 | 40.7603 | 243.6509 | 114.4888 | 134.3524 | 42.294 | 80.2831 | 480.553 | 22.9332 | 133.2652 | 142.9465 | 11.3656 | 11.3656 | 64.1979 | 99.3886 | 57.7944 | 115.8313 | 132.4521 | 102.6555 | 116.841 | 763.8107 | 114.1052 | 76.2605 | 66.617 | 66.617 | 29.9145 | 52.2122 | 763.8107 | 398.0442 | 119.954 | 0 | 0 | 0 | 65.3789 | 81.3376 | 64.3987 | 331.8021 | 80.2831 | 0 | 56.65 | 52.2122 | 11.3656 | 67.7086 | 26.6444 | 0 | 0 | 0 | 76.3805 | 0 | 0 | 126.0096 | 0 | 30.1272 | 0 | 0 | 174.7207 | 63.9997 | 26.6444 | 26.0494 | 26.0494 | 64.6814 | 133.0276 | 189.4543 | 123.4686 | 279.4898 | 153.899 | 101.1449 | 226.8326 | 249.475 | 148.3011 | 129.8281 | 465.5086 | 158.8814 | 185.5387 | 79.9018 | 74.3895 | 179.1345 | 195.5459 | 70.9195 | 74.3895 | 74.3895 | 155.1065 | 79.9018 | 79.9018 | 79.9018 | 161.73 | 148.6456 | 168.3203 | 124.4533 | 124.4533 | 98.9214 | 191.42 | 388.4205 | 124.5956 | 109.3242 | 746.5694 | 163.3431 | 109.3242 | 522.0311 | 1017.1033 | 143.1405 | 574.9644 | 369.1581 | 163.3431 | 104.9403 | 58.1737 | 209.8704 | 45.9738 | 45.9738 | 45.9738 | 156.7595 | 218.7829 | 76.0208 | 89.4921 | 193.5585 | 171.3449 | 94.0292 | 94.0292 | 116.2267 | 269.1218 | 45.9738 | 412.8472 | 186.7688 | 317.0356 | 115.9442 | 98.1781 | 393.0122 | 85.2587 | 137.9208 | 85.2587 | 226.8919 | 81.2075 | 97.6148 | 55.6015 | 55.6015 | 81.2075 | 243.7751 | 214.1921 | 143.6607 | 206.3835 | 94.8595 | 81.2075 | 568.3877 | 159.1157 | 217.2524 | 483.4758 | 889.9356 | 76.7926 | 82.0729 | 163.9788 | 317.6148 | 82.0729 | 50.2455 | 122.9253 | 84.6557 | 82.3122 | 106.5581 | 49.7125 | 49.7125 | 80.1534 | 51.2703 | 163.7513 | 215.4596 | 97.8754 | 137.9208 | 94.3378 | 226.6451 | 151.5118 | 97.8754 | 94.3378 | 77.5867 | 275.1044 | 152.4138 | 38.3845 | 26.7482 | 321.8642 | 71.6271 | 262.8117 | 73.9065 | 307.5343 | 809.7977 | 37.0012 | 248.424 | 275.1044 | 373.7434 | 73.9065 | 30.1272 | 199.4752 | 261.8514 | 167.404 | 153.1857 | 0 | 74.3895 | 126.9154 | 510.2481 | 0 | 76.7926 | 111.0539 | 179.1345 | 82.9168 | 118.8629 | 157.3661 | 76.7529 | 0 | 0 | 0 | 0 | 0 | 0 | 0 | 0 | 63.9997 | 0 | 129.6629 | 136.8681 | 244.5049 | 153.4529 | 0 | 161.8941 | 57.1982 | 40.3457 | 22.9332 | 845.5118 | 33.8426 | 132.0525 | 51.6781 | 51.6781 | 107.7877 | 33.9175 | 57.1982 | 33.8426 | 33.002 | 33.002 | 56.4581 | 0 | 0 | 0 | 0 | 33.9175 | 33.9175 | 33.9175 | 51.0297 | 33.002 | 107.5376 | 0 | 0 | 25.8475 | 0 | 0 | 0 | 98.5545 | 35.8879 | 127.2241 | 45.5432 | 51.9378 | 25.8475 | 99.7655 | 187.2734 | 31.5831 | 131.8078 | 124.2741 | 543.0803 | 100.7337 | 97.3938 | 125.4678 | 19.4482 | 22.9997 | 22.9997 | 19.4482 | 49.05 | 77.1449 | 165.9827 | 1967.9481 | 150.5278 | 77.1449 | 71.9508 | 191.1176 | 109.7557 | 89.7405 | 93.7114 | 71.9508 | 172.1774 | 71.2119 | 35.8879 | 35.8879 | 146.1463 | 114.8106 | 0 | 0 | 0 | 22.9997 | 22.9997 | 29.6555 | 0 | 0 | 0 | 0 | 0 | 0 | 19.4482 | 35.8879 | 155.1441 | 22.9997 | 30.4012 | 67.3189 | 0 | 0 | 0 | 0 | 0 | 0 | 0 | 0 | 0 | 0 | 0 | 0 | 0 | 0 | 0 | 0 | 0 | 0 | 0 | 0 | 0 | 0 | 0 | 0 | 0 | 0 | 0 | 0 | 0 | 0 | 0 | 0 | 0 | 0 | 0 | 0 | 0 | 0 | 0 | 0 | 0 | 0 | 0 | 0 | 0 | 0 | 0 | 0 | 0 | 0 | 0 | 0 | 0 | 0 | 0 | 0 | 0 | 0 | 0 | 0 | 0 | 0 | 0 | 0 | 0 | 0 | 0 | 0 | 0 | 0 | 0 | 0 | 0 | 0 | 0 | 0 | 0 | 0 | 0 | 0 | 0 | 0 | 0 | 0 | 0 | 0 | 0 | 0 | 0 | 0 | 0 | 0 | 0 | 0 | 0 | 0 | 0 | 0 | 0 | 0 | 0 | 0 | 0 | 0 | 0 | 0 | 0 | 0 | 0 | 2017-01-08 15:00
t0185 | 0 | 117.5473 | 362.2997 | 131.387 | 41.5495 | 288.1993 | 41.5495 | 388.5265 | 71.7292 | 71.7292 | 2325.5296 | 79.9961 | 73.4764 | 303.1137 | 356.253 | 50.4966 | 74.3993 | 341.0266 | 218.8668 | 290.8267 | 0 | 0 | 448.8956 | 34.2739 | 34.2739 | 34.2739 | 75.6114 | 149.6667 | 228.6345 | 164.257 | 352.3272 | 91.3054 | 207.7638 | 184.9077 | 256.4969 | 267.5518 | 123.7651 | 438.2451 | 325.9189 | 88.8308 | 178.9988 | 267.6435 | 99.235 | 211.33 | 433.0631 | 99.235 | 38.405 | 266.745 | 709.7906 | 139.6796 | 185.1603 | 93.3324 | 159.3688 | 38.405 | 154.881 | 239.5409 | 87.3654 | 354.9879 | 35.5949 | 151.2609 | 35.5949 | 99.235 | 149.6667 | 60.1333 | 433.0631 | 0 | 0 | 0 | 0 | 0 | 0 | 0 | 0 | 150.2237 | 0 | 0 | 0 | 0 | 239.5658 | 268.9098 | 24.1292 | 32.8121 | 260.1555 | 143.6899 | 12.09 | 81.2032 | 86.5786 | 268.615 | 144.1989 | 192.5707 | 104.1473 | 24.1292 | 321.0424 | 43.3573 | 261.2084 | 121.8885 | 144.175 | 45.121 | 85.7863 | 514.1166 | 24.1221 | 142.906 | 152.1047 | 12.09 | 12.09 | 68.1458 | 107.4923 | 61.7171 | 123.5996 | 142.8874 | 108.8231 | 123.4132 | 810.7229 | 120.171 | 81.2032 | 71.3211 | 71.3211 | 31.8841 | 55.0543 | 810.7229 | 424.2371 | 128.9356 | 0 | 0 | 0 | 70.0641 | 86.5786 | 69.0711 | 354.3498 | 85.7863 | 0 | 60.737 | 55.0543 | 12.09 | 71.9574 | 28.2273 | 0 | 0 | 0 | 82.0864 | 0 | 0 | 135.0685 | 0 | 31.8431 | 0 | 0 | 188.0179 | 69.9097 | 28.2273 | 27.8967 | 27.8967 | 68.1975 | 141.6422 | 201.5723 | 131.8001 | 301.4191 | 166.2993 | 108.4933 | 243.8563 | 267.7346 | 157.7731 | 139.146 | 499.9298 | 171.1112 | 196.6584 | 86.508 | 80.2736 | 192.3096 | 207.6094 | 75.5737 | 80.2736 | 80.2736 | 165.0378 | 86.508 | 86.508 | 86.508 | 172.0666 | 160.458 | 178.6406 | 132.6746 | 132.6746 | 105.4541 | 203.8181 | 418.3216 | 136.1316 | 115.9241 | 803.9443 | 175.9842 | 115.9241 | 555.3711 | 1095.7144 | 151.4561 | 614.3699 | 395.7931 | 175.9842 | 112.1964 | 62.1341 | 222.012 | 49.4308 | 49.4308 | 49.4308 | 166.3905 | 232.0445 | 80.1681 | 98.137 | 208.063 | 185.6543 | 102.2625 | 102.2625 | 124.6897 | 294.2236 | 49.4308 | 440.3882 | 201.8364 | 342.3013 | 125.4035 | 105.524 | 419.0053 | 91.4264 | 151.1573 | 91.4264 | 243.8929 | 86.6697 | 105.646 | 60.1333 | 60.1333 | 86.6697 | 268.1624 | 233.8226 | 154.1973 | 220.5475 | 103.3436 | 86.6697 | 628.1446 | 171.6208 | 232.8604 | 518.9402 | 958.3324 | 82.8375 | 88.7644 | 174.0517 | 340.6645 | 88.7644 | 53.7202 | 131.6983 | 91.803 | 88.4146 | 113.4439 | 53.5625 | 53.5625 | 86.6292 | 54.7488 | 176.3819 | 232.6131 | 104.8097 | 151.1573 | 101.2813 | 242.6127 | 163.5368 | 104.8097 | 101.2813 | 82.3196 | 294.0972 | 164.9185 | 41.8427 | 28.3612 | 345.6939 | 76.4337 | 280.1753 | 78.768 | 330.2049 | 878.2263 | 39.5933 | 263.7891 | 294.0972 | 399.5896 | 78.768 | 31.8431 | 227.582 | 279.1913 | 182.0396 | 168.4728 | 0 | 80.2736 | 136.3004 | 552.8011 | 0 | 82.8375 | 119.1449 | 192.3096 | 89.1397 | 125.2329 | 169.417 | 81.6066 | 0 | 0 | 0 | 0 | 0 | 0 | 0 | 0 | 69.9097 | 0 | 140.3737 | 152.2006 | 261.6763 | 164.8388 | 0 | 172.0955 | 59.9983 | 42.939 | 24.1221 | 896.4508 | 36.317 | 140.4155 | 54.5039 | 54.5039 | 112.8875 | 35.8654 | 59.9983 | 36.317 | 34.9053 | 34.9053 | 59.8616 | 0 | 0 | 0 | 0 | 35.8654 | 35.8654 | 35.8654 | 54.203 | 34.9053 | 114.3944 | 0 | 0 | 27.561 | 0 | 0 | 0 | 104.5898 | 39.0402 | 135.4777 | 50.0661 | 55.3312 | 27.561 | 107.9205 | 199.0303 | 33.6041 | 143.0922 | 133.2152 | 585.8156 | 108.1749 | 104.6522 | 134.3573 | 20.8844 | 24.7145 | 24.7145 | 20.8844 | 51.9166 | 82.3336 | 177.0803 | 2114.1027 | 159.0733 | 82.3336 | 76.9882 | 203.7956 | 116.1553 | 94.5791 | 98.9789 | 76.9882 | 182.4007 | 76.1431 | 39.0402 | 39.0402 | 155.3785 | 122.0736 | 0 | 0 | 0 | 24.7145 | 24.7145 | 31.4371 | 0 | 0 | 0 | 0 | 0 | 0 | 20.8844 | 39.0402 | 165.1322 | 24.7145 | 32.5716 | 71.1009 | 0 | 0 | 0 | 0 | 0 | 0 | 0 | 0 | 0 | 0 | 0 | 0 | 0 | 0 | 0 | 0 | 0 | 0 | 0 | 0 | 0 | 0 | 0 | 0 | 0 | 0 | 0 | 0 | 0 | 0 | 0 | 0 | 0 | 0 | 0 | 0 | 0 | 0 | 0 | 0 | 0 | 0 | 0 | 0 | 0 | 0 | 0 | 0 | 0 | 0 | 0 | 0 | 0 | 0 | 0 | 0 | 0 | 0 | 0 | 0 | 0 | 0 | 0 | 0 | 0 | 0 | 0 | 0 | 0 | 0 | 0 | 0 | 0 | 0 | 0 | 0 | 0 | 0 | 0 | 0 | 0 | 0 | 0 | 0 | 0 | 0 | 0 | 0 | 0 | 0 | 0 | 0 | 0 | 0 | 0 | 0 | 0 | 0 | 0 | 0 | 0 | 0 | 0 | 0 | 0 | 0 | 0 | 0 | 0 | 2017-01-08 16:00
t0186 | 0 | 117.3555 | 370.7682 | 131.4291 | 42.9544 | 296.1483 | 42.9544 | 363.5551 | 73.0753 | 73.0753 | 2338.575 | 83.0172 | 74.0038 | 299.5696 | 354.8485 | 50.2749 | 75.6776 | 344.8779 | 222.5104 | 285.4158 | 0 | 0 | 457.8962 | 34.7164 | 34.7164 | 34.7164 | 75.4793 | 150.093 | 224.6768 | 167.0261 | 355.727 | 93.1145 | 205.685 | 182.4009 | 258.6742 | 271.9032 | 123.8623 | 418.4375 | 320.1697 | 89.0701 | 174.9986 | 269.4162 | 98.8386 | 210.6698 | 426.3339 | 98.8386 | 38.5415 | 267.4087 | 707.7887 | 138.0464 | 187.0408 | 94.8487 | 158.3915 | 38.5415 | 155.4166 | 235.9952 | 87.32 | 359.3463 | 36.4012 | 148.8784 | 36.4012 | 98.8386 | 150.093 | 60.5469 | 426.3339 | 0 | 0 | 0 | 0 | 0 | 0 | 0 | 0 | 151.1598 | 0 | 0 | 0 | 0 | 240.8931 | 272.1513 | 24.3811 | 34.1658 | 268.6261 | 146.4861 | 12.4567 | 83.5421 | 89.0292 | 272.6682 | 145.3289 | 193.9744 | 108.1459 | 24.3811 | 330.512 | 44.653 | 266.4987 | 125.4143 | 146.6141 | 46.2703 | 87.803 | 526.4227 | 25.2529 | 145.5355 | 156.6922 | 12.4567 | 12.4567 | 70.5035 | 108.1616 | 63.2289 | 126.7762 | 144.3605 | 113.1105 | 129.1765 | 841.3706 | 125.6406 | 83.5421 | 72.7712 | 72.7712 | 32.7523 | 57.5317 | 841.3706 | 437.1381 | 130.7483 | 0 | 0 | 0 | 71.3652 | 89.0292 | 70.3019 | 363.3474 | 87.803 | 0 | 61.8433 | 57.5317 | 12.4567 | 74.4068 | 29.2929 | 0 | 0 | 0 | 83.3825 | 0 | 0 | 137.7666 | 0 | 33.1071 | 0 | 0 | 190.6049 | 69.2829 | 29.2929 | 28.4704 | 28.4704 | 71.1291 | 145.8655 | 207.983 | 135.1491 | 305.2318 | 167.6025 | 110.5646 | 247.5993 | 273.3684 | 162.76 | 141.915 | 511.0765 | 173.367 | 203.9604 | 87.0605 | 81.1187 | 195.9746 | 214.6808 | 77.7534 | 81.1187 | 81.1187 | 170.4312 | 87.0605 | 87.0605 | 87.0605 | 177.4975 | 162.1186 | 184.9989 | 136.4046 | 136.4046 | 108.4619 | 210.4684 | 423.9724 | 135.0922 | 120.2453 | 819.7115 | 178.4029 | 120.2453 | 575.5498 | 1114.61 | 157.4485 | 631.1722 | 403.9691 | 178.4029 | 115.034 | 63.7089 | 230.776 | 50.1641 | 50.1641 | 50.1641 | 172.1096 | 240.8641 | 83.7367 | 96.6548 | 211.3309 | 186.3367 | 102.108 | 102.108 | 127.1286 | 291.1604 | 50.1641 | 452.9691 | 203.4055 | 345.4301 | 126.1929 | 107.1117 | 432.4161 | 93.2082 | 149.2658 | 93.2082 | 248.1243 | 89.0748 | 106.3798 | 60.5469 | 60.5469 | 89.0748 | 263.4631 | 232.2044 | 157.2001 | 226.3277 | 102.9728 | 89.0748 | 612.9421 | 173.4352 | 238.2721 | 529.808 | 976.2874 | 83.7032 | 89.3434 | 180.216 | 347.5348 | 89.3434 | 54.941 | 134.5135 | 92.0431 | 89.8929 | 116.8842 | 54.2503 | 54.2503 | 87.3598 | 56.1769 | 179.2476 | 235.0825 | 107.0441 | 149.2658 | 103.1543 | 248.5267 | 165.0663 | 107.0441 | 103.1543 | 85.1733 | 302.094 | 165.9892 | 41.5711 | 29.3485 | 351.4384 | 78.4461 | 288.3102 | 81.0046 | 335.6103 | 882.6631 | 40.4297 | 272.3837 | 302.094 | 410.0424 | 81.0046 | 33.1071 | 211.5092 | 287.1856 | 181.9866 | 165.4344 | 0 | 81.1187 | 138.486 | 558.6306 | 0 | 83.7032 | 121.44 | 195.9746 | 90.7638 | 130.8184 | 171.5947 | 84.2465 | 0 | 0 | 0 | 0 | 0 | 0 | 0 | 0 | 69.2829 | 0 | 141.0701 | 146.8769 | 268.2194 | 167.9997 | 0 | 177.7444 | 63.1803 | 44.2357 | 25.2529 | 931.5499 | 36.9632 | 145.2771 | 56.9101 | 56.9101 | 119.171 | 37.3305 | 63.1803 | 36.9632 | 36.2579 | 36.2579 | 61.9914 | 0 | 0 | 0 | 0 | 37.3305 | 37.3305 | 37.3305 | 56.0124 | 36.2579 | 117.9557 | 0 | 0 | 28.4067 | 0 | 0 | 0 | 108.253 | 38.9656 | 139.6588 | 49.2718 | 56.9401 | 28.4067 | 108.556 | 206.1555 | 34.6094 | 143.3277 | 135.9971 | 593.3663 | 110.0319 | 106.3591 | 137.2836 | 21.2493 | 25.1111 | 25.1111 | 21.2493 | 53.9697 | 84.5756 | 181.8468 | 2159.2536 | 165.9072 | 84.5756 | 78.8015 | 210.3333 | 120.7904 | 98.8093 | 103.2278 | 78.8015 | 189.5131 | 78.1108 | 38.9656 | 38.9656 | 160.3696 | 126.2741 | 0 | 0 | 0 | 25.1111 | 25.1111 | 32.5939 | 0 | 0 | 0 | 0 | 0 | 0 | 21.2493 | 38.9656 | 170.415 | 25.1111 | 33.2456 | 74.0619 | 0 | 0 | 0 | 0 | 0 | 0 | 0 | 0 | 0 | 0 | 0 | 0 | 0 | 0 | 0 | 0 | 0 | 0 | 0 | 0 | 0 | 0 | 0 | 0 | 0 | 0 | 0 | 0 | 0 | 0 | 0 | 0 | 0 | 0 | 0 | 0 | 0 | 0 | 0 | 0 | 0 | 0 | 0 | 0 | 0 | 0 | 0 | 0 | 0 | 0 | 0 | 0 | 0 | 0 | 0 | 0 | 0 | 0 | 0 | 0 | 0 | 0 | 0 | 0 | 0 | 0 | 0 | 0 | 0 | 0 | 0 | 0 | 0 | 0 | 0 | 0 | 0 | 0 | 0 | 0 | 0 | 0 | 0 | 0 | 0 | 0 | 0 | 0 | 0 | 0 | 0 | 0 | 0 | 0 | 0 | 0 | 0 | 0 | 0 | 0 | 0 | 0 | 0 | 0 | 0 | 0 | 0 | 0 | 0 | 2017-01-08 17:00
t0187 | 0 | 112.1867 | 367.6234 | 127.5124 | 43.6099 | 296.1167 | 43.6099 | 318.1539 | 70.7295 | 70.7295 | 2175.3312 | 83.8555 | 73.0336 | 281.556 | 342.439 | 48.9223 | 75.1479 | 338.6522 | 220.4058 | 269.8439 | 0 | 0 | 450.3553 | 34.4332 | 34.4332 | 34.4332 | 72.8831 | 145.611 | 212.2184 | 158.4641 | 342.8818 | 92.1529 | 196.7185 | 173.7441 | 254.2487 | 268.8452 | 120.9312 | 376.0521 | 296.6824 | 86.7301 | 164.112 | 260.9461 | 94.8546 | 202.5149 | 388.526 | 94.8546 | 38.076 | 259.9231 | 680.9761 | 131.7396 | 181.4754 | 94.3078 | 152.2516 | 38.076 | 151.9287 | 224.4397 | 85.0436 | 349.5184 | 36.5447 | 141.2388 | 36.5447 | 94.8546 | 145.611 | 59.0918 | 388.526 | 0 | 0 | 0 | 0 | 0 | 0 | 0 | 0 | 148.0035 | 0 | 0 | 0 | 0 | 234.2358 | 268.7993 | 24.2965 | 35.6771 | 270.3683 | 147.6146 | 12.7175 | 85.1147 | 91.4336 | 267.7551 | 142.0527 | 190.0993 | 110.798 | 24.2965 | 327.4449 | 45.743 | 264.5435 | 127.9401 | 147.2171 | 47.1117 | 88.8272 | 522.6766 | 26.4613 | 145.9222 | 159.5337 | 12.7175 | 12.7175 | 71.7437 | 106.0359 | 64.0327 | 128.5292 | 142.0029 | 113.1752 | 128.5836 | 837.7315 | 130.8426 | 85.1147 | 73.4679 | 73.4679 | 33.3321 | 59.2297 | 837.7315 | 435.0768 | 131.214 | 0 | 0 | 0 | 72.0549 | 91.4336 | 70.6045 | 365.2591 | 88.8272 | 0 | 62.2393 | 59.2297 | 12.7175 | 74.8776 | 29.8921 | 0 | 0 | 0 | 82.8036 | 0 | 0 | 137.3138 | 0 | 34.3152 | 0 | 0 | 188.8649 | 66.6764 | 29.8921 | 28.591 | 28.591 | 74.3095 | 147.6469 | 209.5695 | 136.624 | 296.2408 | 164.2771 | 109.8916 | 245.6356 | 266.0723 | 164.4111 | 141.7314 | 488.2078 | 170.6938 | 207.7364 | 84.051 | 79.359 | 192.7074 | 218.7697 | 78.4286 | 79.359 | 79.359 | 170.5248 | 84.051 | 84.051 | 84.051 | 179.265 | 158.0925 | 187.3485 | 137.5866 | 137.5866 | 109.1097 | 208.7747 | 416.3982 | 128.2852 | 121.7066 | 770.212 | 174.0324 | 121.7066 | 562.0218 | 1060.4313 | 161.1529 | 621.1852 | 399.3844 | 174.0324 | 114.0663 | 63.9702 | 237.03 | 49.8652 | 49.8652 | 49.8652 | 175.5362 | 241.8174 | 86.372 | 92.4993 | 209.3974 | 181.7237 | 98.5024 | 98.5024 | 125.6737 | 280.0833 | 49.8652 | 451.8435 | 199.2145 | 338.9517 | 123.5748 | 106.7927 | 423.6968 | 92.7233 | 141.0949 | 92.7233 | 242.9188 | 88.7801 | 102.785 | 59.0918 | 59.0918 | 88.7801 | 246.0618 | 221.8858 | 154.4959 | 224.3418 | 98.5932 | 88.7801 | 565.843 | 170.6768 | 232.0203 | 515.0213 | 923.4296 | 82.3185 | 87.399 | 182.4796 | 343.0545 | 87.399 | 55.4884 | 133.5601 | 89.4661 | 89.2755 | 118.0808 | 53.2409 | 53.2409 | 85.016 | 56.2661 | 172.1615 | 228.3739 | 107.0028 | 141.0949 | 101.7888 | 244.1446 | 162.3655 | 107.0028 | 101.7888 | 87.1414 | 295.8209 | 161.3886 | 40.3671 | 30.2455 | 349.7183 | 79.1378 | 288.8679 | 81.8172 | 335.8652 | 841.449 | 40.8589 | 279.9341 | 295.8209 | 403.9866 | 81.8172 | 34.3152 | 180.9255 | 288.04 | 174.2219 | 155.6218 | 0 | 79.359 | 138.5428 | 517.6375 | 0 | 82.3185 | 120.2502 | 192.7074 | 88.1574 | 136.3955 | 170.1781 | 85.3003 | 0 | 0 | 0 | 0 | 0 | 0 | 0 | 0 | 66.6764 | 0 | 137.7887 | 135.4769 | 263.0014 | 163.7403 | 0 | 179.8496 | 65.6846 | 44.9132 | 26.4613 | 931.8237 | 36.8792 | 144.5703 | 58.7631 | 58.7631 | 124.0828 | 38.1684 | 65.6846 | 36.8792 | 37.5077 | 37.5077 | 63.5617 | 0 | 0 | 0 | 0 | 38.1684 | 38.1684 | 38.1684 | 57.0159 | 37.5077 | 119.7107 | 0 | 0 | 28.0485 | 0 | 0 | 0 | 110.1663 | 37.5746 | 140.1209 | 45.839 | 57.5395 | 28.0485 | 106.4213 | 204.8027 | 35.33 | 138.2945 | 134.5672 | 573.2204 | 109.2757 | 105.4457 | 136.769 | 21.0611 | 24.9347 | 24.9347 | 21.0611 | 55.018 | 84.6151 | 183.2214 | 2068.7797 | 168.4796 | 84.6151 | 78.2976 | 205.4791 | 123.0253 | 102.5386 | 105.5572 | 78.2976 | 191.7857 | 77.0486 | 37.5746 | 37.5746 | 162.767 | 125.9602 | 0 | 0 | 0 | 24.9347 | 24.9347 | 33.218 | 0 | 0 | 0 | 0 | 0 | 0 | 21.0611 | 37.5746 | 170.6241 | 24.9347 | 33.1646 | 76.4344 | 0 | 0 | 0 | 0 | 0 | 0 | 0 | 0 | 0 | 0 | 0 | 0 | 0 | 0 | 0 | 0 | 0 | 0 | 0 | 0 | 0 | 0 | 0 | 0 | 0 | 0 | 0 | 0 | 0 | 0 | 0 | 0 | 0 | 0 | 0 | 0 | 0 | 0 | 0 | 0 | 0 | 0 | 0 | 0 | 0 | 0 | 0 | 0 | 0 | 0 | 0 | 0 | 0 | 0 | 0 | 0 | 0 | 0 | 0 | 0 | 0 | 0 | 0 | 0 | 0 | 0 | 0 | 0 | 0 | 0 | 0 | 0 | 0 | 0 | 0 | 0 | 0 | 0 | 0 | 0 | 0 | 0 | 0 | 0 | 0 | 0 | 0 | 0 | 0 | 0 | 0 | 0 | 0 | 0 | 0 | 0 | 0 | 0 | 0 | 0 | 0 | 0 | 0 | 0 | 0 | 0 | 0 | 0 | 0 | 2017-01-08 18:00
t0188 | 0 | 109.6531 | 354.7001 | 128.1842 | 42.8661 | 286.9988 | 42.8661 | 338.2027 | 65.298 | 65.298 | 1909.3819 | 80.1274 | 74.3639 | 275.8169 | 345.9792 | 50.5039 | 74.6194 | 335.0194 | 217.9899 | 276.5463 | 0 | 0 | 431.4397 | 34.6803 | 34.6803 | 34.6803 | 73.0625 | 144.8125 | 215.7759 | 139.5135 | 325.8327 | 89.7853 | 199.6121 | 177.2991 | 255.0196 | 265.1209 | 123.1799 | 386.7118 | 288.24 | 87.0907 | 167.746 | 254.3693 | 94.5781 | 201.9917 | 357.6027 | 94.5781 | 39.4293 | 260.1087 | 679.7608 | 133.9496 | 175.026 | 94.2954 | 153.7986 | 39.4293 | 153.5252 | 229.4086 | 86.5824 | 336.1901 | 36.4798 | 144.1157 | 36.4798 | 94.5781 | 144.8125 | 58.6432 | 357.6027 | 0 | 0 | 0 | 0 | 0 | 0 | 0 | 0 | 148.4375 | 0 | 0 | 0 | 0 | 231.6371 | 268.9067 | 24.988 | 36.5322 | 261.2678 | 150.5228 | 12.8402 | 85.9988 | 94.3198 | 260.7917 | 140.9437 | 190.2563 | 109.4825 | 24.988 | 307.448 | 46.6369 | 259.247 | 129.61 | 150.3125 | 48.1252 | 90.0275 | 504.9259 | 26.7847 | 147.6293 | 160.1106 | 12.8402 | 12.8402 | 70.7129 | 106.6713 | 64.8152 | 129.8494 | 141.6535 | 104.7747 | 113.8311 | 770.2904 | 131.1152 | 85.9988 | 74.9948 | 74.9948 | 33.7883 | 57.8001 | 770.2904 | 411.9508 | 135.278 | 0 | 0 | 0 | 74.062 | 94.3198 | 71.8715 | 361.9008 | 90.0275 | 0 | 63.5739 | 57.8001 | 12.8402 | 71.9071 | 29.3169 | 0 | 0 | 0 | 82.6916 | 0 | 0 | 136.084 | 0 | 34.7146 | 0 | 0 | 189.1274 | 68.3588 | 29.3169 | 28.7927 | 28.7927 | 75.7095 | 146.274 | 203.7042 | 137.2247 | 282.9028 | 164.1004 | 108.5346 | 245.1378 | 246.9155 | 160.9398 | 141.195 | 427.4233 | 168.6738 | 203.2478 | 81.3453 | 78.033 | 185.2785 | 216.8296 | 77.3202 | 78.033 | 78.033 | 162.2095 | 81.3453 | 81.3453 | 81.3453 | 175.4293 | 154.3189 | 181.7398 | 136.0197 | 136.0197 | 106.9819 | 194.1428 | 408.3873 | 126.6217 | 117.1315 | 650.1209 | 167.6139 | 117.1315 | 492.2232 | 939.4744 | 158.1588 | 578.1726 | 386.7709 | 167.6139 | 109.2192 | 63.2127 | 234.7273 | 50.1078 | 50.1078 | 50.1078 | 174.1384 | 227.1807 | 84.8423 | 96.0618 | 208.0479 | 182.4247 | 98.4184 | 98.4184 | 122.2219 | 288.6043 | 50.1078 | 433.551 | 198.673 | 337.6943 | 123.9463 | 107.9979 | 381.9096 | 91.6345 | 140.7064 | 91.6345 | 232.5787 | 85.285 | 99.4407 | 58.6432 | 58.6432 | 85.285 | 243.6742 | 221.7032 | 148.0768 | 213.8008 | 97.5757 | 85.285 | 561.6012 | 170.2555 | 213.5399 | 476.5288 | 798.602 | 82.0258 | 87.3586 | 177.0745 | 331.5651 | 87.3586 | 56.1795 | 130.3772 | 89.4817 | 88.8405 | 116.1896 | 52.2618 | 52.2618 | 83.2282 | 55.0932 | 157.3755 | 220.5328 | 106.2401 | 140.7064 | 98.9698 | 228.9768 | 162.5855 | 106.2401 | 98.9698 | 87.0171 | 271.7835 | 158.9287 | 41.827 | 30.7191 | 349.8492 | 78.8067 | 279.807 | 81.0681 | 340.937 | 792.7184 | 41.6844 | 284.7636 | 271.7835 | 378.9835 | 81.0681 | 34.7146 | 188.74 | 280.1868 | 169.9063 | 157.1916 | 0 | 78.033 | 140.7009 | 438.1763 | 0 | 82.0258 | 117.5806 | 185.2785 | 82.3544 | 137.5174 | 171.3961 | 83.7493 | 0 | 0 | 0 | 0 | 0 | 0 | 0 | 0 | 68.3588 | 0 | 138.0998 | 141.04 | 244.7873 | 153.743 | 0 | 175.9664 | 63.79 | 44.7663 | 26.7847 | 862.8709 | 36.958 | 134.4896 | 57.9526 | 57.9526 | 119.818 | 37.1798 | 63.79 | 36.958 | 37.8957 | 37.8957 | 63.5917 | 0 | 0 | 0 | 0 | 37.1798 | 37.1798 | 37.1798 | 56.5008 | 37.8957 | 118.7701 | 0 | 0 | 25.9701 | 0 | 0 | 0 | 108.4292 | 37.5697 | 135.2179 | 44.6129 | 56.932 | 25.9701 | 107.2042 | 188.7231 | 35.7163 | 136.3989 | 130.4772 | 540.2309 | 108.548 | 104.6575 | 134.4198 | 20.7923 | 24.8707 | 24.8707 | 20.7923 | 53.4569 | 82.2442 | 181.4831 | 1834.8532 | 159.9649 | 82.2442 | 75.8964 | 183.6016 | 119.0964 | 102.1634 | 102.0466 | 75.8964 | 183.2696 | 72.6037 | 37.5697 | 37.5697 | 160.9067 | 118.0321 | 0 | 0 | 0 | 24.8707 | 24.8707 | 32.5922 | 0 | 0 | 0 | 0 | 0 | 0 | 20.7923 | 37.5697 | 163.0401 | 24.8707 | 32.8438 | 75.9798 | 0 | 0 | 0 | 0 | 0 | 0 | 0 | 0 | 0 | 0 | 0 | 0 | 0 | 0 | 0 | 0 | 0 | 0 | 0 | 0 | 0 | 0 | 0 | 0 | 0 | 0 | 0 | 0 | 0 | 0 | 0 | 0 | 0 | 0 | 0 | 0 | 0 | 0 | 0 | 0 | 0 | 0 | 0 | 0 | 0 | 0 | 0 | 0 | 0 | 0 | 0 | 0 | 0 | 0 | 0 | 0 | 0 | 0 | 0 | 0 | 0 | 0 | 0 | 0 | 0 | 0 | 0 | 0 | 0 | 0 | 0 | 0 | 0 | 0 | 0 | 0 | 0 | 0 | 0 | 0 | 0 | 0 | 0 | 0 | 0 | 0 | 0 | 0 | 0 | 0 | 0 | 0 | 0 | 0 | 0 | 0 | 0 | 0 | 0 | 0 | 0 | 0 | 0 | 0 | 0 | 0 | 0 | 0 | 0 | 2017-01-08 19:00
t0189 | 0 | 109.8516 | 341.2349 | 129.602 | 41.0775 | 275.2105 | 41.0775 | 383.0919 | 61.8086 | 61.8086 | 1796.9692 | 75.2671 | 74.9155 | 280.6617 | 352.5599 | 51.9382 | 73.3853 | 331.4587 | 214.1361 | 289.1584 | 0 | 0 | 415.4373 | 34.5175 | 34.5175 | 34.5175 | 73.9923 | 145.2496 | 224.556 | 129.0859 | 317.0999 | 87.2055 | 205.4587 | 183.7891 | 254.8128 | 260.2071 | 125.1465 | 421.1943 | 294.9902 | 87.7329 | 176.1694 | 251.5801 | 95.8661 | 204.5228 | 356.7702 | 95.8661 | 40.1871 | 261.7166 | 688.2172 | 138.3041 | 171.4114 | 93.1458 | 157.1826 | 40.1871 | 154.913 | 238.365 | 88.0985 | 327.8544 | 35.7171 | 149.8448 | 35.7171 | 95.8661 | 145.2496 | 58.4463 | 356.7702 | 0 | 0 | 0 | 0 | 0 | 0 | 0 | 0 | 148.7519 | 0 | 0 | 0 | 0 | 230.9168 | 267.1304 | 25.1775 | 35.4312 | 248.5538 | 149.4289 | 12.5231 | 84.0569 | 93.1551 | 254.8614 | 140.2763 | 190.2186 | 104.6158 | 25.1775 | 289.2123 | 45.7232 | 252.3617 | 126.8254 | 149.7713 | 47.4709 | 88.6862 | 485.6974 | 25.6646 | 146.2211 | 155.7318 | 12.5231 | 12.5231 | 67.7925 | 107.039 | 63.7352 | 127.3838 | 140.8578 | 96.4759 | 100.9582 | 708.0327 | 125.1637 | 84.0569 | 74.4069 | 74.4069 | 33.1391 | 54.4314 | 708.0327 | 388.7887 | 135.8422 | 0 | 0 | 0 | 73.8675 | 93.1551 | 71.4364 | 351.8529 | 88.6862 | 0 | 63.2564 | 54.4314 | 12.5231 | 68.053 | 27.9261 | 0 | 0 | 0 | 81.6853 | 0 | 0 | 133.2322 | 0 | 33.5229 | 0 | 0 | 187.5485 | 70.5409 | 27.9261 | 28.3813 | 28.3813 | 73.1015 | 141.4252 | 194.5708 | 134.2928 | 274.7954 | 163.8124 | 106.2079 | 242.2165 | 233.5823 | 154.3204 | 138.5903 | 390.7749 | 166.3784 | 193.507 | 80.217 | 77.0694 | 178.9673 | 208.6023 | 74.6651 | 77.0694 | 77.0694 | 153.007 | 80.217 | 80.217 | 80.217 | 168.1987 | 151.9393 | 172.5812 | 131.6504 | 131.6504 | 103.067 | 180.8848 | 401.2548 | 128.4752 | 110.5243 | 584.2415 | 163.2268 | 110.5243 | 440.3272 | 871.7464 | 150.3771 | 542.9264 | 374.124 | 163.2268 | 104.3989 | 61.3809 | 224.2585 | 49.6991 | 49.6991 | 49.6991 | 167.5457 | 211.3386 | 80.2289 | 100.437 | 205.0542 | 183.5055 | 99.5016 | 99.5016 | 118.6446 | 298.9732 | 49.6991 | 413.0648 | 198.197 | 336.1275 | 124.2025 | 107.3966 | 349.8782 | 89.6503 | 144.3656 | 89.6503 | 224.7179 | 81.3916 | 97.9681 | 58.4463 | 58.4463 | 81.3916 | 251.18 | 225.8372 | 142.7304 | 203.6183 | 98.5433 | 81.3916 | 585.256 | 169.2402 | 200.4795 | 450.1584 | 729.1786 | 81.5099 | 87.3809 | 168.2171 | 320.6213 | 87.3809 | 55.368 | 126.4885 | 89.9988 | 87.5116 | 111.8845 | 51.4156 | 51.4156 | 82.2694 | 53.2053 | 148.7506 | 215.966 | 103.927 | 144.3656 | 96.1987 | 216.7952 | 162.1502 | 103.927 | 96.1987 | 83.9716 | 253.4651 | 157.9344 | 43.1956 | 29.8901 | 345.5008 | 76.7176 | 267.7286 | 78.5243 | 339.0522 | 773.5039 | 41.3073 | 278.0083 | 253.4651 | 357.9797 | 78.5243 | 33.5229 | 215.2064 | 268.8113 | 169.7234 | 163.3612 | 0 | 77.0694 | 140.0107 | 400.7896 | 0 | 81.5099 | 114.4833 | 178.9673 | 78.4954 | 131.831 | 170.6027 | 80.3535 | 0 | 0 | 0 | 0 | 0 | 0 | 0 | 0 | 70.5409 | 0 | 138.5856 | 151.796 | 230.6231 | 146.7216 | 0 | 168.4303 | 59.3414 | 43.3927 | 25.6646 | 794.9038 | 36.4739 | 124.9896 | 54.9425 | 54.9425 | 110.7542 | 35.1547 | 59.3414 | 36.4739 | 36.6107 | 36.6107 | 61.3583 | 0 | 0 | 0 | 0 | 35.1547 | 35.1547 | 35.1547 | 54.3972 | 36.6107 | 114.7309 | 0 | 0 | 24.2037 | 0 | 0 | 0 | 103.8208 | 38.0155 | 128.826 | 45.5646 | 55.0602 | 24.2037 | 107.6845 | 174.1688 | 34.8729 | 136.547 | 126.2493 | 521.2014 | 106.7736 | 103.0213 | 130.7742 | 20.3853 | 24.5462 | 24.5462 | 20.3853 | 50.5571 | 79.0165 | 176.0826 | 1692.5742 | 148.7389 | 79.0165 | 73.1678 | 167.3238 | 112.3634 | 97.3191 | 95.8469 | 73.1678 | 171.8883 | 68.7725 | 38.0155 | 38.0155 | 154.9645 | 110.1724 | 0 | 0 | 0 | 24.5462 | 24.5462 | 31.0888 | 0 | 0 | 0 | 0 | 0 | 0 | 20.3853 | 38.0155 | 154.3027 | 24.5462 | 32.1151 | 72.5492 | 0 | 0 | 0 | 0 | 0 | 0 | 0 | 0 | 0 | 0 | 0 | 0 | 0 | 0 | 0 | 0 | 0 | 0 | 0 | 0 | 0 | 0 | 0 | 0 | 0 | 0 | 0 | 0 | 0 | 0 | 0 | 0 | 0 | 0 | 0 | 0 | 0 | 0 | 0 | 0 | 0 | 0 | 0 | 0 | 0 | 0 | 0 | 0 | 0 | 0 | 0 | 0 | 0 | 0 | 0 | 0 | 0 | 0 | 0 | 0 | 0 | 0 | 0 | 0 | 0 | 0 | 0 | 0 | 0 | 0 | 0 | 0 | 0 | 0 | 0 | 0 | 0 | 0 | 0 | 0 | 0 | 0 | 0 | 0 | 0 | 0 | 0 | 0 | 0 | 0 | 0 | 0 | 0 | 0 | 0 | 0 | 0 | 0 | 0 | 0 | 0 | 0 | 0 | 0 | 0 | 0 | 0 | 0 | 0 | 2017-01-08 20:00
t0190 | 0 | 114.9265 | 335.134 | 135.3736 | 39.5293 | 267.8089 | 39.5293 | 461.1513 | 60.7946 | 60.7946 | 1816.5409 | 71.1129 | 77.1767 | 300.8854 | 372.0228 | 54.9603 | 73.6033 | 336.8194 | 214.8772 | 315.5564 | 0 | 0 | 410.7252 | 35.0493 | 35.0493 | 35.0493 | 77.6312 | 150.6515 | 244.2959 | 126.2055 | 321.3594 | 86.5866 | 219.8556 | 198.2975 | 261.1779 | 261.1969 | 130.768 | 487.7634 | 320.7283 | 91.1341 | 193.8542 | 257.9186 | 101.0522 | 215.1585 | 385.0261 | 101.0522 | 41.8165 | 271.8796 | 723.552 | 148.5745 | 173.9271 | 93.747 | 166.6811 | 41.8165 | 160.7616 | 257.9144 | 92.3183 | 330.7645 | 35.4128 | 162.4668 | 35.4128 | 101.0522 | 150.6515 | 60.0369 | 385.0261 | 0 | 0 | 0 | 0 | 0 | 0 | 0 | 0 | 153.2525 | 0 | 0 | 0 | 0 | 237.8286 | 271.4711 | 25.7897 | 33.9323 | 238.7372 | 149.8706 | 12.2354 | 82.4207 | 91.89 | 255.9458 | 143.7679 | 195.4432 | 99.7508 | 25.7897 | 277.6324 | 44.8249 | 250.617 | 124.4025 | 151.0883 | 47.0082 | 88.0499 | 476.4934 | 24.1925 | 146.7749 | 151.9832 | 12.2354 | 12.2354 | 65.1683 | 110.3242 | 63.122 | 125.7663 | 143.6553 | 89.766 | 90.2624 | 660.0539 | 117.9417 | 82.4207 | 74.5 | 74.5 | 32.6329 | 50.8833 | 660.0539 | 373.2457 | 138.1179 | 0 | 0 | 0 | 74.341 | 91.89 | 71.8824 | 346.067 | 88.0499 | 0 | 63.6369 | 50.8833 | 12.2354 | 65.0049 | 26.6063 | 0 | 0 | 0 | 82.28 | 0 | 0 | 132.7114 | 0 | 32.0977 | 0 | 0 | 189.8863 | 75.3577 | 26.6063 | 28.3254 | 28.3254 | 69.6415 | 137.6717 | 187.5461 | 132.4977 | 276.614 | 168.0549 | 105.9369 | 244.1965 | 228.6212 | 149.1119 | 138.2211 | 375.1762 | 168.2891 | 184.497 | 82.1988 | 78.3796 | 177.5179 | 201.0974 | 72.7573 | 78.3796 | 78.3796 | 146.2362 | 82.1988 | 82.1988 | 82.1988 | 162.5263 | 154.404 | 164.7255 | 128.5967 | 128.5967 | 100.3683 | 171.6923 | 405.0127 | 136.4725 | 104.7965 | 559.7208 | 164.1156 | 104.7965 | 404.7056 | 852.6328 | 142.6842 | 522.8577 | 370.2156 | 164.1156 | 101.8518 | 60.3399 | 213.4365 | 50.2262 | 50.2262 | 50.2262 | 161.4432 | 198.4114 | 75.2596 | 108.8129 | 206.3926 | 190.1864 | 104.3039 | 104.3039 | 117.829 | 320.5011 | 50.2262 | 399.9066 | 203.3109 | 343.6632 | 127.9433 | 108.6051 | 329.284 | 89.3494 | 155.2194 | 89.3494 | 223.6535 | 78.9847 | 100.2456 | 60.0369 | 60.0369 | 78.9847 | 273.1788 | 239.7149 | 141.3306 | 197.9497 | 103.7051 | 78.9847 | 646.6542 | 172.4967 | 194.6367 | 440.395 | 705.4619 | 83.0874 | 89.9228 | 160.6449 | 317.5156 | 89.9228 | 55.0539 | 125.1701 | 93.4606 | 87.9022 | 108.5908 | 51.9877 | 51.9877 | 84.0288 | 52.0962 | 146.9945 | 218.9327 | 103.2381 | 155.2194 | 95.7806 | 210.8772 | 165.8316 | 103.2381 | 95.7806 | 81.008 | 243.2891 | 162.2017 | 45.9304 | 28.9608 | 347.4683 | 75.3825 | 259.5621 | 76.6962 | 342.0875 | 792.1443 | 41.2827 | 270.7952 | 243.2891 | 346.5978 | 76.6962 | 32.0977 | 263.4701 | 261.1606 | 176.9472 | 177.9802 | 0 | 78.3796 | 141.3807 | 396.0137 | 0 | 83.0874 | 113.9078 | 177.5179 | 77.5323 | 124.7311 | 173.2525 | 77.5689 | 0 | 0 | 0 | 0 | 0 | 0 | 0 | 0 | 75.3577 | 0 | 143.1812 | 171.7189 | 223.5004 | 144.7235 | 0 | 162.2509 | 54.3051 | 42.2701 | 24.1925 | 740.1811 | 36.5957 | 118.0154 | 51.6546 | 51.6546 | 100.462 | 33.1729 | 54.3051 | 36.5957 | 35.114 | 35.114 | 59.1019 | 0 | 0 | 0 | 0 | 33.1729 | 33.1729 | 33.1729 | 52.5204 | 35.114 | 111.388 | 0 | 0 | 23.0638 | 0 | 0 | 0 | 99.6606 | 39.89 | 124.2084 | 49.3286 | 53.6737 | 23.0638 | 111.0948 | 163.3965 | 34.1143 | 141.884 | 124.8955 | 523.0296 | 107.1024 | 103.5282 | 129.4809 | 20.409 | 24.7048 | 24.7048 | 20.409 | 47.8178 | 77.014 | 172.5611 | 1635.6861 | 138.3707 | 77.014 | 71.9074 | 156.9686 | 106.0537 | 91.6904 | 89.7532 | 71.9074 | 161.9008 | 66.7213 | 39.89 | 39.89 | 149.9574 | 104.3326 | 0 | 0 | 0 | 24.7048 | 24.7048 | 29.6903 | 0 | 0 | 0 | 0 | 0 | 0 | 20.409 | 39.89 | 147.9327 | 24.7048 | 31.9315 | 68.7858 | 0 | 0 | 0 | 0 | 0 | 0 | 0 | 0 | 0 | 0 | 0 | 0 | 0 | 0 | 0 | 0 | 0 | 0 | 0 | 0 | 0 | 0 | 0 | 0 | 0 | 0 | 0 | 0 | 0 | 0 | 0 | 0 | 0 | 0 | 0 | 0 | 0 | 0 | 0 | 0 | 0 | 0 | 0 | 0 | 0 | 0 | 0 | 0 | 0 | 0 | 0 | 0 | 0 | 0 | 0 | 0 | 0 | 0 | 0 | 0 | 0 | 0 | 0 | 0 | 0 | 0 | 0 | 0 | 0 | 0 | 0 | 0 | 0 | 0 | 0 | 0 | 0 | 0 | 0 | 0 | 0 | 0 | 0 | 0 | 0 | 0 | 0 | 0 | 0 | 0 | 0 | 0 | 0 | 0 | 0 | 0 | 0 | 0 | 0 | 0 | 0 | 0 | 0 | 0 | 0 | 0 | 0 | 0 | 0 | 2017-01-08 21:00
t0191 | 0 | 111.7178 | 315.1551 | 131.4233 | 36.734 | 250.5263 | 36.734 | 477.3346 | 57.2728 | 57.2728 | 1738.7279 | 65.4242 | 74.3799 | 296.0274 | 362.9846 | 53.6815 | 69.9736 | 322.4688 | 204.3498 | 312.897 | 0 | 0 | 387.7128 | 33.5315 | 33.5315 | 33.5315 | 75.5384 | 145.7592 | 241.9085 | 118.6329 | 307.47 | 81.8986 | 215.9849 | 195.5709 | 251.1191 | 248.4598 | 126.9474 | 496.8633 | 317.7356 | 88.228 | 192.982 | 248.1428 | 98.5675 | 209.6586 | 380.4473 | 98.5675 | 40.4972 | 263.234 | 704.8252 | 146.2319 | 166.4685 | 89.2781 | 163.0316 | 40.4972 | 155.5406 | 254.7102 | 89.7508 | 315.6375 | 33.4531 | 160.6106 | 33.4531 | 98.5675 | 145.7592 | 57.8012 | 380.4473 | 0 | 0 | 0 | 0 | 0 | 0 | 0 | 0 | 147.7434 | 0 | 0 | 0 | 0 | 229.3001 | 259.8612 | 24.7771 | 31.419 | 221.697 | 142.408 | 11.4622 | 77.3655 | 86.507 | 243.5823 | 138.252 | 188.1603 | 92.1953 | 24.7771 | 257.899 | 42.064 | 237.0442 | 116.7903 | 144.0092 | 44.3572 | 83.2151 | 447.8046 | 22.1987 | 139.5489 | 142.3049 | 11.4622 | 11.4622 | 60.5195 | 106.3757 | 59.5768 | 118.504 | 137.7756 | 81.8987 | 80.4381 | 603.0035 | 108.2219 | 77.3655 | 70.7241 | 70.7241 | 30.7022 | 46.4956 | 603.0035 | 346.6625 | 132.1744 | 0 | 0 | 0 | 70.7598 | 86.507 | 68.4254 | 325.5228 | 83.2151 | 0 | 60.5654 | 46.4956 | 11.4622 | 60.1815 | 24.5836 | 0 | 0 | 0 | 78.394 | 0 | 0 | 125.703 | 0 | 29.7239 | 0 | 0 | 181.404 | 73.9582 | 24.5836 | 26.8496 | 26.8496 | 64.2929 | 128.7549 | 174.4894 | 124.8139 | 263.687 | 161.6699 | 100.4233 | 232.7763 | 214.7657 | 138.9029 | 130.9974 | 349.1345 | 160.7288 | 170.5529 | 79.0745 | 75.0809 | 167.8597 | 187.0341 | 68.0906 | 75.0809 | 75.0809 | 135.4583 | 79.0745 | 79.0745 | 79.0745 | 151.4022 | 147.8666 | 152.4009 | 120.5047 | 120.5047 | 93.9069 | 158.4872 | 386.4426 | 133.6494 | 96.5991 | 520.7508 | 156.322 | 96.5991 | 367.0485 | 801.5245 | 131.52 | 486.6817 | 349.5681 | 156.322 | 95.4408 | 56.7443 | 197.0493 | 47.9327 | 47.9327 | 47.9327 | 150.1105 | 181.9289 | 68.9024 | 107.5008 | 196.585 | 183.9087 | 101.4532 | 101.4532 | 111.4671 | 315.0593 | 47.9327 | 373.1021 | 195.5827 | 330.0373 | 123.3354 | 103.669 | 302.6815 | 84.661 | 152.8835 | 84.661 | 211.8934 | 73.7869 | 96.3645 | 57.8012 | 57.8012 | 73.7869 | 270.5838 | 234.6204 | 133.5242 | 185.1414 | 101.0858 | 73.7869 | 645.2689 | 165.3839 | 182.0488 | 413.6271 | 659.5613 | 79.6675 | 86.6449 | 148.67 | 299.9454 | 86.6449 | 52.0749 | 118.1714 | 90.4731 | 83.6306 | 101.401 | 49.6491 | 49.6491 | 80.6807 | 48.8933 | 138.8651 | 209.4366 | 97.6372 | 152.8835 | 90.735 | 197.3643 | 159.265 | 97.6372 | 90.735 | 75.3618 | 226.0978 | 156.1682 | 44.9666 | 26.9998 | 330.7678 | 70.862 | 242.3064 | 71.8632 | 326.1212 | 762.2021 | 39.1517 | 253.2094 | 226.0978 | 323.5402 | 71.8632 | 29.7239 | 274.6612 | 244.0666 | 171.7118 | 176.3809 | 0 | 75.0809 | 134.8401 | 374.7932 | 0 | 79.6675 | 107.8551 | 167.8597 | 73.1902 | 114.7128 | 165.7609 | 72.2152 | 0 | 0 | 0 | 0 | 0 | 0 | 0 | 0 | 73.9582 | 0 | 138.2362 | 173.0885 | 208.7803 | 136.5008 | 0 | 150.8816 | 48.9879 | 39.5428 | 22.1987 | 675.6148 | 34.7918 | 108.6028 | 47.3502 | 47.3502 | 90.1387 | 30.4834 | 48.9879 | 34.7918 | 32.55 | 32.55 | 54.932 | 0 | 0 | 0 | 0 | 30.4834 | 30.4834 | 30.4834 | 48.8903 | 32.55 | 104.0136 | 0 | 0 | 21.3406 | 0 | 0 | 0 | 92.4787 | 38.8187 | 115.5971 | 48.7673 | 50.238 | 21.3406 | 107.1687 | 149.8295 | 31.9798 | 137.4246 | 117.9089 | 497.8987 | 101.826 | 98.5262 | 122.2606 | 19.3859 | 23.5283 | 23.5283 | 19.3859 | 44.0036 | 72.1042 | 161.9917 | 1527.3016 | 126.152 | 72.1042 | 67.6389 | 144.046 | 97.4822 | 84.1372 | 82.1158 | 67.6389 | 148.6783 | 62.3479 | 38.8187 | 38.8187 | 139.78 | 96.1609 | 0 | 0 | 0 | 23.5283 | 23.5283 | 27.4711 | 0 | 0 | 0 | 0 | 0 | 0 | 19.3859 | 38.8187 | 137.2609 | 23.5283 | 30.2157 | 63.3581 | 0 | 0 | 0 | 0 | 0 | 0 | 0 | 0 | 0 | 0 | 0 | 0 | 0 | 0 | 0 | 0 | 0 | 0 | 0 | 0 | 0 | 0 | 0 | 0 | 0 | 0 | 0 | 0 | 0 | 0 | 0 | 0 | 0 | 0 | 0 | 0 | 0 | 0 | 0 | 0 | 0 | 0 | 0 | 0 | 0 | 0 | 0 | 0 | 0 | 0 | 0 | 0 | 0 | 0 | 0 | 0 | 0 | 0 | 0 | 0 | 0 | 0 | 0 | 0 | 0 | 0 | 0 | 0 | 0 | 0 | 0 | 0 | 0 | 0 | 0 | 0 | 0 | 0 | 0 | 0 | 0 | 0 | 0 | 0 | 0 | 0 | 0 | 0 | 0 | 0 | 0 | 0 | 0 | 0 | 0 | 0 | 0 | 0 | 0 | 0 | 0 | 0 | 0 | 0 | 0 | 0 | 0 | 0 | 0 | 2017-01-08 22:00
t0192 | 0 | 109.6236 | 296.6051 | 128.3388 | 33.9193 | 233.9482 | 33.9193 | 501.2899 | 54.3779 | 54.3779 | 1697.5065 | 59.8159 | 71.846 | 294.8005 | 356.5537 | 52.6829 | 66.5741 | 309.8258 | 194.6077 | 313.1858 | 0 | 0 | 367.1329 | 32.1161 | 32.1161 | 32.1161 | 74.0046 | 141.8888 | 241.9102 | 113.1579 | 296.6795 | 77.5802 | 213.9033 | 194.5281 | 242.2297 | 236.7788 | 123.7837 | 513.5196 | 319.3746 | 85.8582 | 194.1497 | 240.3763 | 96.9224 | 205.8907 | 383.5209 | 96.9224 | 39.2948 | 256.2934 | 691.8094 | 145.1326 | 160.3907 | 85.0641 | 160.6465 | 39.2948 | 151.137 | 253.7361 | 87.6822 | 303.0388 | 31.5341 | 160.2246 | 31.5341 | 96.9224 | 141.8888 | 55.9216 | 383.5209 | 0 | 0 | 0 | 0 | 0 | 0 | 0 | 0 | 143.0127 | 0 | 0 | 0 | 0 | 222.3493 | 249.279 | 23.807 | 28.6965 | 205.0184 | 134.9533 | 10.6647 | 72.1761 | 80.8204 | 232.6503 | 133.5556 | 181.8553 | 84.4134 | 23.807 | 239.6551 | 39.1812 | 224.3668 | 108.9422 | 137.0218 | 41.6262 | 78.3382 | 421.0129 | 20.0414 | 132.4767 | 132.4147 | 10.6647 | 10.6647 | 55.8078 | 102.9556 | 55.992 | 111.1437 | 132.5456 | 74.3875 | 71.2358 | 549.3871 | 97.85 | 72.1761 | 66.9278 | 66.9278 | 28.7227 | 41.9547 | 549.3871 | 321.6501 | 126.2981 | 0 | 0 | 0 | 67.1471 | 80.8204 | 65.0146 | 305.36 | 78.3382 | 0 | 57.5084 | 41.9547 | 10.6647 | 55.4692 | 22.5239 | 0 | 0 | 0 | 74.7512 | 0 | 0 | 119.034 | 0 | 27.1986 | 0 | 0 | 173.5367 | 73.0783 | 22.5239 | 25.3992 | 25.3992 | 58.5107 | 119.823 | 161.6491 | 117.1076 | 253.0553 | 156.1324 | 95.2411 | 222.1228 | 202.9863 | 128.7725 | 124.0615 | 329.0147 | 153.955 | 156.4263 | 76.6565 | 72.2425 | 159.2357 | 172.7033 | 63.4691 | 72.2425 | 72.2425 | 125.1296 | 76.6565 | 76.6565 | 76.6565 | 140.3704 | 142.3566 | 140.1208 | 112.4848 | 112.4848 | 87.5694 | 146.2259 | 370.0303 | 132.2262 | 88.4604 | 493.8683 | 149.6948 | 88.4604 | 334.0553 | 763.8114 | 120.0741 | 454.1343 | 330.6401 | 149.6948 | 89.4887 | 53.2314 | 180.07 | 45.771 | 45.771 | 45.771 | 138.5354 | 166.0032 | 62.2837 | 106.9751 | 187.4933 | 178.7073 | 99.3809 | 99.3809 | 105.638 | 311.7917 | 45.771 | 347.6425 | 188.9154 | 318.1139 | 119.3743 | 98.9474 | 279.1268 | 80.2372 | 152.1729 | 80.2372 | 201.6394 | 68.8638 | 93.3336 | 55.9216 | 55.9216 | 68.8638 | 271.3875 | 231.6482 | 126.5705 | 173.2701 | 99.3941 | 68.8638 | 652.8636 | 159.0395 | 171.2887 | 391.0181 | 626.6745 | 76.6291 | 83.8461 | 136.7415 | 283.9566 | 83.8461 | 49.0863 | 111.6295 | 88.0735 | 79.6266 | 94.2536 | 47.5925 | 47.5925 | 77.9103 | 45.7968 | 132.5249 | 201.6229 | 92.2445 | 152.1729 | 86.1527 | 185.3191 | 153.4297 | 92.2445 | 86.1527 | 69.5389 | 210.9615 | 151.2377 | 44.2455 | 24.9311 | 314.9609 | 66.3695 | 225.6425 | 67.051 | 310.5925 | 741.6324 | 37.0028 | 234.7437 | 210.9615 | 302.7086 | 67.051 | 27.1986 | 291.1451 | 227.4886 | 168.1707 | 176.6683 | 0 | 72.2425 | 128.4869 | 362.9688 | 0 | 76.6291 | 102.2653 | 159.2357 | 69.5566 | 103.9719 | 158.7781 | 66.864 | 0 | 0 | 0 | 0 | 0 | 0 | 0 | 0 | 73.0783 | 0 | 134.0754 | 176.4954 | 195.7628 | 129.4807 | 0 | 139.5498 | 43.4025 | 36.7826 | 20.0414 | 614.0194 | 33.0644 | 99.7644 | 42.853 | 42.853 | 79.2924 | 27.7394 | 43.4025 | 33.0644 | 29.8333 | 29.8333 | 50.6081 | 0 | 0 | 0 | 0 | 27.7394 | 27.7394 | 27.7394 | 45.2012 | 29.8333 | 96.5713 | 0 | 0 | 19.7685 | 0 | 0 | 0 | 85.2019 | 38.0464 | 107.2509 | 48.8871 | 46.8139 | 19.7685 | 103.7701 | 137.1715 | 29.7778 | 134.0893 | 111.4791 | 477.8163 | 96.8811 | 93.8768 | 115.412 | 18.4364 | 22.4261 | 22.4261 | 18.4364 | 40.1405 | 67.3827 | 151.5449 | 1442.4512 | 113.9666 | 67.3827 | 63.6399 | 132.7394 | 88.8288 | 76.1433 | 74.3417 | 63.6399 | 135.5799 | 58.3769 | 38.0464 | 38.0464 | 129.5204 | 88.4215 | 0 | 0 | 0 | 22.4261 | 22.4261 | 25.2174 | 0 | 0 | 0 | 0 | 0 | 0 | 18.4364 | 38.0464 | 127.0043 | 22.4261 | 28.5777 | 57.6738 | 0 | 0 | 0 | 0 | 0 | 0 | 0 | 0 | 0 | 0 | 0 | 0 | 0 | 0 | 0 | 0 | 0 | 0 | 0 | 0 | 0 | 0 | 0 | 0 | 0 | 0 | 0 | 0 | 0 | 0 | 0 | 0 | 0 | 0 | 0 | 0 | 0 | 0 | 0 | 0 | 0 | 0 | 0 | 0 | 0 | 0 | 0 | 0 | 0 | 0 | 0 | 0 | 0 | 0 | 0 | 0 | 0 | 0 | 0 | 0 | 0 | 0 | 0 | 0 | 0 | 0 | 0 | 0 | 0 | 0 | 0 | 0 | 0 | 0 | 0 | 0 | 0 | 0 | 0 | 0 | 0 | 0 | 0 | 0 | 0 | 0 | 0 | 0 | 0 | 0 | 0 | 0 | 0 | 0 | 0 | 0 | 0 | 0 | 0 | 0 | 0 | 0 | 0 | 0 | 0 | 0 | 0 | 0 | 0 | 2017-01-08 23:00
t0193 | 0 | 109.6404 | 280.9176 | 127.9705 | 31.3824 | 219.3921 | 31.3824 | 543.8627 | 51.7972 | 51.7972 | 1665.2755 | 54.3483 | 70.7846 | 300.1271 | 358.2073 | 52.9737 | 64.1828 | 302.3166 | 187.7618 | 321.9668 | 0 | 0 | 350.2278 | 31.2754 | 31.2754 | 31.2754 | 74.0596 | 140.7902 | 248.2743 | 107.6853 | 289.7091 | 74.2029 | 217.058 | 198.4864 | 237.8811 | 228.5751 | 123.3632 | 546.9016 | 328.4156 | 85.2434 | 200.704 | 236.5832 | 97.3718 | 206.5307 | 393.6454 | 97.3718 | 38.9911 | 254.5275 | 693.5952 | 147.6651 | 156.6058 | 82.2258 | 161.9888 | 38.9911 | 149.8759 | 259.3854 | 87.5818 | 294.4651 | 30.0568 | 164.0356 | 30.0568 | 97.3718 | 140.7902 | 55.0594 | 393.6454 | 0 | 0 | 0 | 0 | 0 | 0 | 0 | 0 | 141.0516 | 0 | 0 | 0 | 0 | 219.4553 | 243.0518 | 23.3264 | 26.2943 | 189.6266 | 129.8325 | 10.0048 | 67.9587 | 76.4294 | 224.9075 | 131.2488 | 178.9829 | 77.2388 | 23.3264 | 222.2201 | 36.8551 | 214.5299 | 102.5915 | 132.5199 | 39.5509 | 74.6722 | 398.2617 | 18.0362 | 127.6265 | 124.141 | 10.0048 | 10.0048 | 51.5579 | 101.5584 | 53.2479 | 105.3867 | 129.6609 | 66.5893 | 60.7512 | 493.4486 | 88.1213 | 67.9587 | 64.2799 | 64.2799 | 27.1552 | 37.5218 | 493.4486 | 297.9941 | 122.93 | 0 | 0 | 0 | 64.7674 | 76.4294 | 62.7466 | 288.9298 | 74.6722 | 0 | 55.4762 | 37.5218 | 10.0048 | 51.0205 | 20.6072 | 0 | 0 | 0 | 72.3181 | 0 | 0 | 114.0364 | 0 | 24.9463 | 0 | 0 | 168.6317 | 74.0255 | 20.6072 | 24.3459 | 24.3459 | 53.3075 | 112.1719 | 150.0058 | 111.022 | 245.5495 | 153.4896 | 91.3866 | 215.0773 | 192.3183 | 119.7304 | 118.943 | 307.6104 | 149.6251 | 143.2763 | 75.4564 | 70.5735 | 152.3343 | 159.967 | 59.508 | 70.5735 | 70.5735 | 115.2904 | 75.4564 | 75.4564 | 75.4564 | 130.5217 | 139.052 | 128.6257 | 105.7041 | 105.7041 | 82.0912 | 134.0227 | 359.1606 | 133.6785 | 80.6486 | 462.819 | 145.0015 | 80.6486 | 296.7676 | 726.6614 | 109.3165 | 422.9739 | 315.385 | 145.0015 | 84.2454 | 50.3526 | 164.3692 | 44.3925 | 44.3925 | 44.3925 | 128.241 | 149.9851 | 55.9048 | 109.3651 | 181.3389 | 177.1065 | 99.4083 | 99.4083 | 101.077 | 316.5365 | 44.3925 | 324.5796 | 185.7245 | 311.8884 | 117.7238 | 95.9769 | 254.3027 | 76.9271 | 155.0833 | 76.9271 | 193.5921 | 64.449 | 91.7655 | 55.0594 | 55.0594 | 64.449 | 278.8457 | 233.8969 | 120.9185 | 162.5974 | 99.7778 | 64.449 | 677.6051 | 155.4968 | 161.0967 | 370.4091 | 591.4082 | 74.9351 | 82.6378 | 125.5955 | 271.1047 | 82.6378 | 46.8622 | 106.4061 | 87.445 | 76.8586 | 88.0131 | 46.2632 | 46.2632 | 76.417 | 43.1821 | 126.9239 | 196.6872 | 88.1263 | 155.0833 | 82.6344 | 174.2894 | 150.4085 | 88.1263 | 82.6344 | 64.4131 | 196.0699 | 148.9634 | 44.6409 | 23.1662 | 304.2293 | 62.708 | 210.7847 | 62.9899 | 300.5622 | 731.1359 | 35.4782 | 219.3526 | 196.0699 | 283.3111 | 62.9899 | 24.9463 | 318.5178 | 212.8957 | 167.7687 | 181.5518 | 0 | 70.5735 | 124.4265 | 350.3313 | 0 | 74.9351 | 97.9782 | 152.3343 | 66.4488 | 94.0447 | 154.639 | 62.0865 | 0 | 0 | 0 | 0 | 0 | 0 | 0 | 0 | 74.0255 | 0 | 132.5498 | 185.4306 | 183.5525 | 123.4733 | 0 | 129.3236 | 37.733 | 34.4392 | 18.0362 | 550.1638 | 31.8644 | 90.8733 | 38.5544 | 38.5544 | 68.1012 | 25.108 | 37.733 | 31.8644 | 27.4205 | 27.4205 | 46.7883 | 0 | 0 | 0 | 0 | 25.108 | 25.108 | 25.108 | 41.9395 | 27.4205 | 90.1348 | 0 | 0 | 18.2093 | 0 | 0 | 0 | 78.5994 | 38.0843 | 99.6305 | 50.1234 | 43.8946 | 18.2093 | 102.4328 | 124.1356 | 27.9683 | 133.3184 | 106.2952 | 462.8721 | 93.4077 | 90.6702 | 110.0038 | 17.7528 | 21.6821 | 21.6821 | 17.7528 | 36.4463 | 63.278 | 142.8664 | 1355.7399 | 101.6484 | 63.278 | 60.288 | 120.6146 | 80.4844 | 68.6059 | 66.7114 | 60.288 | 122.7261 | 54.7273 | 38.0843 | 38.0843 | 120.5024 | 80.7503 | 0 | 0 | 0 | 21.6821 | 21.6821 | 23.1348 | 0 | 0 | 0 | 0 | 0 | 0 | 17.7528 | 38.0843 | 117.3678 | 21.6821 | 27.3319 | 52.3835 | 0 | 0 | 0 | 0 | 0 | 0 | 0 | 0 | 0 | 0 | 0 | 0 | 0 | 0 | 0 | 0 | 0 | 0 | 0 | 0 | 0 | 0 | 0 | 0 | 0 | 0 | 0 | 0 | 0 | 0 | 0 | 0 | 0 | 0 | 0 | 0 | 0 | 0 | 0 | 0 | 0 | 0 | 0 | 0 | 0 | 0 | 0 | 0 | 0 | 0 | 0 | 0 | 0 | 0 | 0 | 0 | 0 | 0 | 0 | 0 | 0 | 0 | 0 | 0 | 0 | 0 | 0 | 0 | 0 | 0 | 0 | 0 | 0 | 0 | 0 | 0 | 0 | 0 | 0 | 0 | 0 | 0 | 0 | 0 | 0 | 0 | 0 | 0 | 0 | 0 | 0 | 0 | 0 | 0 | 0 | 0 | 0 | 0 | 0 | 0 | 0 | 0 | 0 | 0 | 0 | 0 | 0 | 0 | 0 | 2017-01-09
t0194 | 0 | 111.1109 | 272.3567 | 129.6665 | 29.8876 | 211.0437 | 29.8876 | 585.5995 | 50.2253 | 50.2253 | 1646.1094 | 50.7681 | 71.1485 | 308.219 | 365.1007 | 54.1072 | 63.3068 | 300.9323 | 185.2466 | 333.9201 | 0 | 0 | 341.3427 | 31.1307 | 31.1307 | 31.1307 | 75.2274 | 142.0187 | 257.0645 | 103.7628 | 287.5362 | 72.5972 | 222.9124 | 204.7165 | 238.2387 | 225.5526 | 125.0687 | 581.0592 | 339.5275 | 86.0883 | 208.9284 | 236.7891 | 99.1528 | 210.0772 | 404.87 | 99.1528 | 39.4496 | 257.0364 | 705.2721 | 151.9569 | 155.6256 | 81.323 | 165.5499 | 39.4496 | 151.2979 | 267.91 | 88.9374 | 291.435 | 29.391 | 169.5863 | 29.391 | 99.1528 | 142.0187 | 55.2038 | 404.87 | 0 | 0 | 0 | 0 | 0 | 0 | 0 | 0 | 141.7268 | 0 | 0 | 0 | 0 | 220.379 | 242.0224 | 23.3668 | 24.9444 | 180.2028 | 128.1447 | 9.6673 | 65.8699 | 74.4872 | 221.9345 | 131.4008 | 179.5209 | 72.8977 | 23.3668 | 210.9313 | 35.7241 | 209.9486 | 99.4754 | 131.3527 | 38.6583 | 73.1233 | 385.7828 | 16.8212 | 126.0194 | 119.8187 | 9.6673 | 9.6673 | 49.0547 | 102.0799 | 52.0401 | 102.7336 | 129.4107 | 61.0878 | 52.6632 | 453.6847 | 82.139 | 65.8699 | 63.366 | 63.366 | 26.417 | 34.6401 | 453.6847 | 282.9245 | 122.5451 | 0 | 0 | 0 | 64.0988 | 74.4872 | 62.0764 | 280.6463 | 73.1233 | 0 | 54.8794 | 34.6401 | 9.6673 | 48.2143 | 19.4303 | 0 | 0 | 0 | 71.564 | 0 | 0 | 111.8941 | 0 | 23.6548 | 0 | 0 | 167.4914 | 75.9773 | 19.4303 | 23.9336 | 23.9336 | 50.2947 | 107.9926 | 143.052 | 108.1521 | 242.5878 | 153.7926 | 89.7554 | 212.966 | 185.7395 | 114.4598 | 116.8354 | 291.5608 | 148.4614 | 135.1897 | 75.4839 | 70.2778 | 148.8695 | 152.6337 | 57.3361 | 70.2778 | 70.2778 | 108.99 | 75.4839 | 75.4839 | 75.4839 | 124.7786 | 138.3703 | 121.4814 | 102.0684 | 102.0684 | 79.0397 | 125.7505 | 355.7718 | 136.6566 | 75.6347 | 437.3964 | 143.1652 | 75.6347 | 267.9178 | 700.5443 | 102.6333 | 402.6414 | 307.6908 | 143.1652 | 81.1996 | 48.8845 | 154.8422 | 44.0396 | 44.0396 | 44.0396 | 122.3105 | 139.0793 | 51.8263 | 113.0753 | 179.3279 | 178.6149 | 100.9165 | 100.9165 | 98.9024 | 325.5047 | 44.0396 | 310.7181 | 186.0717 | 311.7926 | 118.2776 | 95.2723 | 236.2991 | 75.5087 | 159.5765 | 75.5087 | 189.6663 | 61.8308 | 91.7131 | 55.2038 | 55.2038 | 61.8308 | 288.4741 | 239.0916 | 117.9982 | 156.2135 | 101.49 | 61.8308 | 706.1034 | 155.134 | 154.4578 | 357.5715 | 564.3873 | 74.7635 | 82.9667 | 118.6838 | 264.6391 | 82.9667 | 45.9432 | 103.8329 | 88.2868 | 75.8964 | 84.4942 | 45.884 | 45.884 | 76.3068 | 41.774 | 123.5058 | 195.3386 | 86.292 | 159.5765 | 81.0154 | 167.4659 | 150.4099 | 86.292 | 81.0154 | 61.5113 | 186.0011 | 149.3049 | 45.7188 | 22.2206 | 300.7287 | 60.868 | 202.084 | 60.8219 | 297.9046 | 730.5684 | 34.9249 | 211.4192 | 186.0011 | 271.0873 | 60.8219 | 23.6548 | 344.5045 | 204.5166 | 169.6639 | 188.0754 | 0 | 70.2778 | 123.4 | 340.1273 | 0 | 74.7635 | 96.0219 | 148.8695 | 64.6723 | 88.0656 | 153.9369 | 59.3053 | 0 | 0 | 0 | 0 | 0 | 0 | 0 | 0 | 75.9773 | 0 | 133.416 | 195.363 | 175.751 | 120.0557 | 0 | 123.2746 | 33.8883 | 33.1808 | 16.8212 | 505.1764 | 31.4453 | 84.7879 | 35.8357 | 35.8357 | 60.3769 | 23.4295 | 33.8883 | 31.4453 | 26.0444 | 26.0444 | 44.6168 | 0 | 0 | 0 | 0 | 23.4295 | 23.4295 | 23.4295 | 40.0747 | 26.0444 | 86.5713 | 0 | 0 | 17.1531 | 0 | 0 | 0 | 74.678 | 38.6848 | 95.0213 | 51.7159 | 42.3102 | 17.1531 | 103.0236 | 114.9792 | 27.0548 | 134.5993 | 103.6821 | 456.1025 | 92.1411 | 89.5587 | 107.408 | 17.4846 | 21.4428 | 21.4428 | 17.4846 | 34.0949 | 60.96 | 138.3473 | 1293.2901 | 93.2612 | 60.96 | 58.4898 | 111.6572 | 75.1153 | 63.9322 | 61.7044 | 58.4898 | 114.2521 | 52.4683 | 38.6848 | 38.6848 | 115.3824 | 75.5926 | 0 | 0 | 0 | 21.4428 | 21.4428 | 21.8671 | 0 | 0 | 0 | 0 | 0 | 0 | 17.4846 | 38.6848 | 111.3061 | 21.4428 | 26.7804 | 49.1524 | 0 | 0 | 0 | 0 | 0 | 0 | 0 | 0 | 0 | 0 | 0 | 0 | 0 | 0 | 0 | 0 | 0 | 0 | 0 | 0 | 0 | 0 | 0 | 0 | 0 | 0 | 0 | 0 | 0 | 0 | 0 | 0 | 0 | 0 | 0 | 0 | 0 | 0 | 0 | 0 | 0 | 0 | 0 | 0 | 0 | 0 | 0 | 0 | 0 | 0 | 0 | 0 | 0 | 0 | 0 | 0 | 0 | 0 | 0 | 0 | 0 | 0 | 0 | 0 | 0 | 0 | 0 | 0 | 0 | 0 | 0 | 0 | 0 | 0 | 0 | 0 | 0 | 0 | 0 | 0 | 0 | 0 | 0 | 0 | 0 | 0 | 0 | 0 | 0 | 0 | 0 | 0 | 0 | 0 | 0 | 0 | 0 | 0 | 0 | 0 | 0 | 0 | 0 | 0 | 0 | 0 | 0 | 0 | 0 | 2017-01-09 01:00
t0195 | 0 | 113.1914 | 272.6182 | 132.2295 | 29.7341 | 210.6369 | 29.7341 | 610.6567 | 50.1562 | 50.1562 | 1652.5553 | 50.0188 | 72.3796 | 315.5497 | 373.1786 | 55.388 | 63.8837 | 304.6759 | 186.9188 | 343.5682 | 0 | 0 | 342.2571 | 31.5419 | 31.5419 | 31.5419 | 76.7752 | 144.529 | 264.2741 | 103.0625 | 290.2599 | 72.9635 | 228.4918 | 210.1967 | 241.8923 | 227.5729 | 127.63 | 602.8309 | 348.3461 | 87.6809 | 215.2234 | 240.0757 | 101.2636 | 214.4666 | 413.8041 | 101.2636 | 40.2529 | 261.7512 | 719.9432 | 155.8829 | 157.2826 | 82.1739 | 169.3741 | 40.2529 | 154.111 | 275.234 | 90.8101 | 294.0397 | 29.5685 | 174.2699 | 29.5685 | 101.2636 | 144.529 | 56.0489 | 413.8041 | 0 | 0 | 0 | 0 | 0 | 0 | 0 | 0 | 144.0733 | 0 | 0 | 0 | 0 | 223.8515 | 245.1838 | 23.7514 | 24.8357 | 178.9407 | 129.5011 | 9.6868 | 66.0839 | 74.9612 | 223.793 | 133.3386 | 182.3584 | 72.2813 | 23.7514 | 208.9896 | 35.8572 | 211.0924 | 99.8261 | 132.9591 | 38.9286 | 73.6589 | 386.0424 | 16.6235 | 127.3278 | 119.9708 | 9.6868 | 9.6868 | 48.7913 | 103.7958 | 52.3788 | 103.2924 | 131.1981 | 59.5836 | 49.8134 | 442.7262 | 81.1032 | 66.0839 | 64.0103 | 64.0103 | 26.5442 | 34.0077 | 442.7262 | 280.4924 | 124.3547 | 0 | 0 | 0 | 64.865 | 74.9612 | 62.7833 | 281.5096 | 73.6589 | 0 | 55.5112 | 34.0077 | 9.6868 | 47.7485 | 19.2497 | 0 | 0 | 0 | 72.3241 | 0 | 0 | 112.6789 | 0 | 23.5314 | 0 | 0 | 169.5258 | 77.89 | 19.2497 | 24.137 | 24.137 | 49.9535 | 107.9486 | 142.3017 | 108.6805 | 244.5025 | 156.1518 | 90.4032 | 215.2714 | 185.2328 | 114.0178 | 117.7328 | 287.4065 | 150.1186 | 133.9524 | 76.4933 | 71.1436 | 149.4548 | 152.0353 | 57.3155 | 71.1436 | 71.1436 | 107.8903 | 76.4933 | 76.4933 | 76.4933 | 124.2957 | 139.992 | 120.3536 | 102.1345 | 102.1345 | 78.9662 | 123.9065 | 359.3928 | 139.7123 | 74.6772 | 429.5223 | 144.319 | 74.6772 | 258.25 | 696.2286 | 101.5057 | 399.2019 | 308.8079 | 144.319 | 81.053 | 49.0186 | 153.437 | 44.5613 | 44.5613 | 44.5613 | 121.8168 | 136.4401 | 50.9916 | 116.2664 | 181.1449 | 181.8253 | 102.9581 | 102.9581 | 99.3975 | 333.9786 | 44.5613 | 309.3373 | 188.9059 | 316.2732 | 120.2326 | 96.4499 | 231.3476 | 76.0384 | 163.5877 | 76.0384 | 190.5613 | 61.6145 | 92.905 | 56.0489 | 56.0489 | 61.6145 | 296.2252 | 244.539 | 118.3758 | 155.6865 | 103.5801 | 61.6145 | 726.9927 | 157.2528 | 153.497 | 356.4679 | 557.5858 | 75.7824 | 84.3037 | 117.6105 | 265.6319 | 84.3037 | 46.2976 | 104.2608 | 89.8969 | 76.629 | 84.3341 | 46.3749 | 46.3749 | 77.3126 | 41.8102 | 123.448 | 197.3839 | 86.836 | 163.5877 | 81.4823 | 166.7564 | 152.6218 | 86.836 | 81.4823 | 61.3161 | 183.9941 | 151.5231 | 46.851 | 22.2091 | 303.8216 | 61.0545 | 201.4157 | 60.868 | 301.4674 | 739.1383 | 35.2608 | 211.7221 | 183.9941 | 269.4782 | 60.868 | 23.5314 | 359.6279 | 204.0524 | 172.6915 | 193.3444 | 0 | 71.1436 | 124.9059 | 338.1481 | 0 | 75.7824 | 96.5875 | 149.4548 | 64.7233 | 87.1512 | 155.9751 | 59.0671 | 0 | 0 | 0 | 0 | 0 | 0 | 0 | 0 | 77.89 | 0 | 135.7077 | 202.1774 | 174.6754 | 120.1358 | 0 | 122.6528 | 32.8645 | 33.1878 | 16.6235 | 492.9485 | 31.7513 | 83.3451 | 35.3064 | 35.3064 | 58.1891 | 23.1026 | 32.8645 | 31.7513 | 25.9237 | 25.9237 | 44.4549 | 0 | 0 | 0 | 0 | 23.1026 | 23.1026 | 23.1026 | 39.9401 | 25.9237 | 86.4623 | 0 | 0 | 16.9255 | 0 | 0 | 0 | 74.2288 | 39.4769 | 94.4871 | 53.0238 | 42.3102 | 16.9255 | 104.7852 | 112.5881 | 27.1227 | 136.9775 | 104.0572 | 458.9397 | 92.9856 | 90.4214 | 107.9125 | 17.6292 | 21.6643 | 21.6643 | 17.6292 | 33.6487 | 60.888 | 138.6057 | 1279.553 | 91.1386 | 60.888 | 58.5758 | 109.0644 | 74.042 | 63.0964 | 60.5874 | 58.5758 | 112.4043 | 52.2126 | 39.4769 | 39.4769 | 115.0737 | 74.4486 | 0 | 0 | 0 | 21.6643 | 21.6643 | 21.6861 | 0 | 0 | 0 | 0 | 0 | 0 | 17.6292 | 39.4769 | 110.3587 | 21.6643 | 26.9526 | 48.6395 | 0 | 0 | 0 | 0 | 0 | 0 | 0 | 0 | 0 | 0 | 0 | 0 | 0 | 0 | 0 | 0 | 0 | 0 | 0 | 0 | 0 | 0 | 0 | 0 | 0 | 0 | 0 | 0 | 0 | 0 | 0 | 0 | 0 | 0 | 0 | 0 | 0 | 0 | 0 | 0 | 0 | 0 | 0 | 0 | 0 | 0 | 0 | 0 | 0 | 0 | 0 | 0 | 0 | 0 | 0 | 0 | 0 | 0 | 0 | 0 | 0 | 0 | 0 | 0 | 0 | 0 | 0 | 0 | 0 | 0 | 0 | 0 | 0 | 0 | 0 | 0 | 0 | 0 | 0 | 0 | 0 | 0 | 0 | 0 | 0 | 0 | 0 | 0 | 0 | 0 | 0 | 0 | 0 | 0 | 0 | 0 | 0 | 0 | 0 | 0 | 0 | 0 | 0 | 0 | 0 | 0 | 0 | 0 | 0 | 2017-01-09 02:00
t0196 | 0 | 116.8019 | 279.5099 | 136.4783 | 30.4114 | 215.7207 | 30.4114 | 635.3114 | 51.3958 | 51.3958 | 1697.2629 | 50.9816 | 74.6333 | 326.2009 | 385.4879 | 57.2408 | 65.6847 | 313.6562 | 192.187 | 355.7393 | 0 | 0 | 351.1514 | 32.4773 | 32.4773 | 32.4773 | 79.2665 | 149.0687 | 273.5629 | 105.4364 | 298.5642 | 74.9168 | 236.2703 | 217.4822 | 249.2659 | 233.9852 | 131.7559 | 626.071 | 360.3976 | 90.4573 | 222.9482 | 247.3033 | 104.5793 | 221.457 | 427.639 | 104.5793 | 41.5489 | 270.029 | 743.3815 | 161.2346 | 161.8372 | 84.529 | 175.0225 | 41.5489 | 158.9909 | 284.8294 | 93.7657 | 302.3702 | 30.3663 | 180.3649 | 30.3663 | 104.5793 | 149.0687 | 57.7604 | 427.639 | 0 | 0 | 0 | 0 | 0 | 0 | 0 | 0 | 148.5313 | 0 | 0 | 0 | 0 | 230.7292 | 252.4514 | 24.482 | 25.4008 | 182.9115 | 133.2022 | 9.9324 | 67.7905 | 76.9762 | 230.0676 | 137.3822 | 187.9519 | 73.8307 | 24.482 | 213.4981 | 36.7874 | 216.7675 | 102.4128 | 136.8413 | 39.9871 | 75.6751 | 395.7554 | 16.9546 | 130.9634 | 122.983 | 9.9324 | 9.9324 | 49.8973 | 107.0156 | 53.7965 | 106.0472 | 135.1263 | 60.5154 | 50.0179 | 449.7623 | 82.6986 | 67.7905 | 65.8291 | 65.8291 | 27.2451 | 34.6084 | 449.7623 | 286.5903 | 128.0984 | 0 | 0 | 0 | 66.7494 | 76.9762 | 64.5975 | 288.8003 | 75.6751 | 0 | 57.1167 | 34.6084 | 9.9324 | 48.761 | 19.6573 | 0 | 0 | 0 | 74.4018 | 0 | 0 | 115.7669 | 0 | 24.0611 | 0 | 0 | 174.491 | 80.5419 | 19.6573 | 24.8096 | 24.8096 | 51.0443 | 110.5994 | 145.5502 | 111.5602 | 251.3447 | 160.9158 | 92.8897 | 221.4732 | 189.7079 | 116.6754 | 120.9852 | 293.2169 | 154.4719 | 136.7985 | 78.7849 | 73.24 | 153.4062 | 155.5606 | 58.7261 | 73.24 | 73.24 | 110.1689 | 78.7849 | 78.7849 | 78.7849 | 127.1928 | 144.0918 | 122.9133 | 104.6858 | 104.6858 | 80.8955 | 126.3263 | 369.6983 | 144.3496 | 76.1717 | 437.723 | 148.3588 | 76.1717 | 261.2538 | 712.3868 | 103.5864 | 407.9454 | 316.9214 | 148.3588 | 83.0205 | 50.2828 | 156.686 | 45.8605 | 45.8605 | 45.8605 | 124.635 | 138.8604 | 51.933 | 120.3492 | 186.3211 | 187.5472 | 106.2876 | 106.2876 | 102.0581 | 345.4478 | 45.8605 | 316.5268 | 194.6633 | 325.8118 | 123.9516 | 99.2767 | 235.3614 | 78.1237 | 169.1768 | 78.1237 | 195.6621 | 63.0684 | 95.6754 | 57.7604 | 57.7604 | 63.0684 | 306.5446 | 252.6789 | 121.4752 | 159.3775 | 106.9489 | 63.0684 | 753.0333 | 161.9521 | 157.0101 | 365.039 | 569.3848 | 78.0467 | 86.9 | 120.1227 | 272.627 | 86.9 | 47.5721 | 107.0138 | 92.7366 | 78.8039 | 86.3608 | 47.7135 | 47.7135 | 79.6178 | 42.8611 | 126.5502 | 203.085 | 89.1911 | 169.1768 | 83.687 | 170.6753 | 157.2394 | 89.1911 | 83.687 | 62.7521 | 187.884 | 156.1311 | 48.4365 | 22.7493 | 312.5074 | 62.6332 | 206.1705 | 62.39 | 310.2498 | 760.9484 | 36.2554 | 217.0301 | 187.884 | 275.6344 | 62.39 | 24.0611 | 374.3121 | 208.9445 | 178.1454 | 200.1437 | 0 | 73.24 | 128.556 | 346.1568 | 0 | 78.0467 | 99.202 | 153.4062 | 66.3704 | 88.9379 | 160.6024 | 60.439 | 0 | 0 | 0 | 0 | 0 | 0 | 0 | 0 | 80.5419 | 0 | 139.939 | 209.7715 | 178.6643 | 123.1832 | 0 | 125.4558 | 33.2878 | 34.0092 | 16.9546 | 500.7383 | 32.652 | 84.8957 | 35.9757 | 35.9757 | 58.7983 | 23.5507 | 33.2878 | 32.652 | 26.5135 | 26.5135 | 45.4874 | 0 | 0 | 0 | 0 | 23.5507 | 23.5507 | 23.5507 | 40.8751 | 26.5135 | 88.5559 | 0 | 0 | 17.2659 | 0 | 0 | 0 | 75.8935 | 40.757 | 96.6357 | 54.8446 | 43.3562 | 17.2659 | 108.0463 | 114.525 | 27.8153 | 141.286 | 106.7897 | 471.5337 | 95.6086 | 92.9886 | 110.7805 | 18.1212 | 22.2845 | 22.2845 | 18.1212 | 34.3135 | 62.3737 | 142.1313 | 1307.0622 | 92.6088 | 62.3737 | 60.066 | 110.8685 | 75.4723 | 64.3292 | 61.6668 | 60.066 | 114.5051 | 53.4249 | 40.757 | 40.757 | 117.8002 | 75.8838 | 0 | 0 | 0 | 22.2845 | 22.2845 | 22.1538 | 0 | 0 | 0 | 0 | 0 | 0 | 18.1212 | 40.757 | 112.7532 | 22.2845 | 27.6854 | 49.6417 | 0 | 0 | 0 | 0 | 0 | 0 | 0 | 0 | 0 | 0 | 0 | 0 | 0 | 0 | 0 | 0 | 0 | 0 | 0 | 0 | 0 | 0 | 0 | 0 | 0 | 0 | 0 | 0 | 0 | 0 | 0 | 0 | 0 | 0 | 0 | 0 | 0 | 0 | 0 | 0 | 0 | 0 | 0 | 0 | 0 | 0 | 0 | 0 | 0 | 0 | 0 | 0 | 0 | 0 | 0 | 0 | 0 | 0 | 0 | 0 | 0 | 0 | 0 | 0 | 0 | 0 | 0 | 0 | 0 | 0 | 0 | 0 | 0 | 0 | 0 | 0 | 0 | 0 | 0 | 0 | 0 | 0 | 0 | 0 | 0 | 0 | 0 | 0 | 0 | 0 | 0 | 0 | 0 | 0 | 0 | 0 | 0 | 0 | 0 | 0 | 0 | 0 | 0 | 0 | 0 | 0 | 0 | 0 | 0 | 2017-01-09 03:00
t0197 | 0 | 125.5457 | 300.7692 | 146.3829 | 32.6558 | 232.0182 | 32.6558 | 680.6761 | 55.5671 | 55.5671 | 1843.1328 | 54.9345 | 79.9552 | 350.5894 | 413.3671 | 61.2922 | 70.4892 | 336.7525 | 206.3201 | 381.2896 | 0 | 0 | 378.129 | 34.8153 | 34.8153 | 34.8153 | 85.041 | 160.0055 | 293.3396 | 114.6492 | 321.6976 | 80.5353 | 253.3299 | 233.1264 | 267.3375 | 251.2602 | 141.182 | 671.4102 | 387.5687 | 97.0234 | 239.0251 | 265.8594 | 112.2469 | 237.6839 | 461.6324 | 112.2469 | 44.4644 | 289.7062 | 797.8004 | 172.8624 | 174.1412 | 90.6593 | 187.6946 | 44.4644 | 170.4479 | 305.2989 | 100.4821 | 325.4431 | 32.5666 | 193.3533 | 32.5666 | 112.2469 | 160.0055 | 62.0031 | 461.6324 | 0 | 0 | 0 | 0 | 0 | 0 | 0 | 0 | 159.3115 | 0 | 0 | 0 | 0 | 247.7535 | 270.7824 | 26.2042 | 27.1465 | 196.7986 | 142.6055 | 10.6372 | 72.6015 | 82.2865 | 247.3366 | 147.473 | 201.6203 | 79.2225 | 26.2042 | 230.5059 | 39.3626 | 232.8923 | 109.653 | 146.5042 | 42.7898 | 81.0438 | 425.8017 | 18.1345 | 140.3087 | 131.7878 | 10.6372 | 10.6372 | 53.5625 | 114.7558 | 57.6169 | 113.5915 | 144.9794 | 65.5224 | 54.7522 | 487.4282 | 88.5646 | 72.6015 | 70.4669 | 70.4669 | 29.1721 | 37.1878 | 487.4282 | 309.1035 | 137.0587 | 0 | 0 | 0 | 71.4181 | 82.2865 | 69.1732 | 309.9203 | 81.0438 | 0 | 61.144 | 37.1878 | 10.6372 | 52.5036 | 21.1117 | 0 | 0 | 0 | 79.8071 | 0 | 0 | 124.2477 | 0 | 25.7498 | 0 | 0 | 187.136 | 86.2966 | 21.1117 | 26.5881 | 26.5881 | 54.5736 | 118.6739 | 156.494 | 119.5627 | 270.7086 | 172.6415 | 99.7282 | 237.5803 | 205.012 | 125.349 | 129.7867 | 319.4233 | 165.8562 | 146.9639 | 84.7481 | 78.6747 | 165.1289 | 166.8877 | 63.0471 | 78.6747 | 78.6747 | 118.7633 | 84.7481 | 84.7481 | 84.7481 | 136.6527 | 154.8818 | 132.1847 | 112.3582 | 112.3582 | 86.8979 | 136.5966 | 397.2044 | 155.054 | 81.9993 | 479.3326 | 159.6618 | 81.9993 | 285.6401 | 774.0336 | 111.2373 | 440.8814 | 340.8935 | 159.6618 | 89.411 | 53.9743 | 168.08 | 49.1679 | 49.1679 | 49.1679 | 133.6957 | 149.9874 | 55.756 | 128.8749 | 199.9466 | 201.1599 | 114.0573 | 114.0573 | 109.7319 | 370.0308 | 49.1679 | 340.828 | 208.8758 | 349.6154 | 132.9469 | 106.3793 | 255.6883 | 83.8696 | 181.6095 | 83.8696 | 210.6984 | 67.9006 | 102.9202 | 62.0031 | 62.0031 | 67.9006 | 329.2479 | 271.1821 | 130.8002 | 171.7403 | 114.851 | 67.9006 | 808.7671 | 173.7601 | 169.8766 | 394.6236 | 620.9437 | 83.7449 | 93.231 | 129.1785 | 293.3066 | 93.231 | 50.9537 | 115.0165 | 99.498 | 84.5527 | 92.7306 | 51.26 | 51.26 | 85.5599 | 46.0497 | 136.9519 | 218.5008 | 95.7053 | 181.6095 | 89.9819 | 184.2476 | 168.6573 | 95.7053 | 89.9819 | 67.2661 | 203.401 | 167.7055 | 51.8569 | 24.3434 | 335.1527 | 67.1786 | 221.7611 | 66.9467 | 332.3247 | 820.4655 | 38.8099 | 232.2346 | 203.401 | 297.5715 | 66.9467 | 25.7498 | 401.4124 | 224.64 | 191.5129 | 214.7032 | 0 | 78.6747 | 137.6997 | 377.9392 | 0 | 83.7449 | 106.6055 | 165.1289 | 71.6585 | 95.185 | 172.1645 | 64.9097 | 0 | 0 | 0 | 0 | 0 | 0 | 0 | 0 | 86.2966 | 0 | 150.1089 | 224.7602 | 193.0586 | 132.929 | 0 | 134.787 | 35.7909 | 36.469 | 18.1345 | 542.132 | 35.0114 | 91.8079 | 38.6048 | 38.6048 | 63.2787 | 25.3132 | 35.7909 | 35.0114 | 28.3798 | 28.3798 | 48.7477 | 0 | 0 | 0 | 0 | 25.3132 | 25.3132 | 25.3132 | 43.8532 | 28.3798 | 95.0029 | 0 | 0 | 18.6779 | 0 | 0 | 0 | 81.4803 | 43.7344 | 103.9884 | 58.9723 | 46.5285 | 18.6779 | 115.8502 | 124.0425 | 29.786 | 151.7519 | 114.8532 | 508.5194 | 102.5985 | 99.7963 | 118.9852 | 19.4567 | 23.9058 | 23.9058 | 19.4567 | 36.8939 | 67.0652 | 152.5234 | 1420.8942 | 99.8993 | 67.0652 | 64.6032 | 120.6219 | 81.1862 | 68.9422 | 66.3482 | 64.6032 | 123.3864 | 57.6447 | 43.7344 | 43.7344 | 126.4205 | 81.9753 | 0 | 0 | 0 | 23.9058 | 23.9058 | 23.7922 | 0 | 0 | 0 | 0 | 0 | 0 | 19.4567 | 43.7344 | 121.4778 | 23.9058 | 29.715 | 53.2235 | 0 | 0 | 0 | 0 | 0 | 0 | 0 | 0 | 0 | 0 | 0 | 0 | 0 | 0 | 0 | 0 | 0 | 0 | 0 | 0 | 0 | 0 | 0 | 0 | 0 | 0 | 0 | 0 | 0 | 0 | 0 | 0 | 0 | 0 | 0 | 0 | 0 | 0 | 0 | 0 | 0 | 0 | 0 | 0 | 0 | 0 | 0 | 0 | 0 | 0 | 0 | 0 | 0 | 0 | 0 | 0 | 0 | 0 | 0 | 0 | 0 | 0 | 0 | 0 | 0 | 0 | 0 | 0 | 0 | 0 | 0 | 0 | 0 | 0 | 0 | 0 | 0 | 0 | 0 | 0 | 0 | 0 | 0 | 0 | 0 | 0 | 0 | 0 | 0 | 0 | 0 | 0 | 0 | 0 | 0 | 0 | 0 | 0 | 0 | 0 | 0 | 0 | 0 | 0 | 0 | 0 | 0 | 0 | 0 | 2017-01-09 04:00
t0198 | 0 | 146.5757 | 349.9037 | 170.8801 | 37.9264 | 269.7305 | 37.9264 | 798.0937 | 64.6636 | 64.6636 | 2148.8765 | 63.7019 | 93.2701 | 409.7329 | 482.7585 | 71.587 | 82.1103 | 392.5754 | 240.3449 | 445.872 | 0 | 0 | 440.1169 | 40.5828 | 40.5828 | 40.5828 | 99.2933 | 186.7247 | 342.9914 | 133.3908 | 375.0139 | 93.7585 | 296.0255 | 272.5014 | 311.7872 | 292.7051 | 164.8068 | 786.5362 | 453.1937 | 113.231 | 279.5921 | 310.0906 | 131.0872 | 277.5541 | 539.7067 | 131.0872 | 51.8928 | 338.1049 | 931.6001 | 202.0264 | 203.007 | 105.6256 | 219.249 | 51.8928 | 198.9086 | 356.901 | 117.3118 | 379.2686 | 37.9067 | 226.0519 | 37.9067 | 131.0872 | 186.7247 | 72.3225 | 539.7067 | 0 | 0 | 0 | 0 | 0 | 0 | 0 | 0 | 185.8493 | 0 | 0 | 0 | 0 | 289.0296 | 315.6607 | 30.558 | 31.5079 | 228.5449 | 166.1015 | 12.3678 | 84.436 | 95.734 | 288.1539 | 171.9973 | 235.1744 | 91.9301 | 30.558 | 267.7176 | 45.7767 | 271.1288 | 127.5293 | 170.7023 | 49.798 | 94.3365 | 495.3205 | 21.0161 | 163.4387 | 153.2195 | 12.3678 | 12.3678 | 62.2009 | 133.8734 | 67.0563 | 132.1735 | 169.042 | 75.8717 | 63.0739 | 564.5711 | 102.6401 | 84.436 | 82.0681 | 82.0681 | 33.9375 | 43.0677 | 564.5711 | 358.9893 | 159.7651 | 0 | 0 | 0 | 83.2006 | 95.734 | 80.587 | 360.5486 | 94.3365 | 0 | 71.2312 | 43.0677 | 12.3678 | 60.9453 | 24.4972 | 0 | 0 | 0 | 92.9868 | 0 | 0 | 144.6695 | 0 | 29.888 | 0 | 0 | 218.1043 | 100.8322 | 24.4972 | 30.9604 | 30.9604 | 63.3115 | 137.9535 | 181.788 | 139.1179 | 315.4477 | 201.3579 | 116.1315 | 276.8305 | 238.4849 | 145.6337 | 151.1285 | 371.1405 | 193.2999 | 170.5458 | 98.8472 | 91.7222 | 192.2385 | 193.8451 | 73.297 | 91.7222 | 91.7222 | 137.8726 | 98.8472 | 98.8472 | 98.8472 | 158.7672 | 180.5638 | 153.4181 | 130.6476 | 130.6476 | 101.0228 | 158.4959 | 462.883 | 181.1421 | 95.1157 | 556.9676 | 186.0305 | 95.1157 | 330.4339 | 900.562 | 129.0242 | 512.2173 | 396.7849 | 186.0305 | 103.9699 | 62.7898 | 195.0039 | 57.2977 | 57.2977 | 57.2977 | 155.2847 | 173.831 | 64.594 | 150.6609 | 232.96 | 234.7377 | 133.1682 | 133.1682 | 127.7516 | 432.414 | 57.2977 | 396.0849 | 243.6191 | 407.6986 | 155.0919 | 123.9713 | 296.4966 | 97.6592 | 212.2635 | 97.6592 | 245.3469 | 78.9235 | 120.0337 | 72.3225 | 72.3225 | 78.9235 | 384.9898 | 316.7915 | 152.2583 | 199.6555 | 134.121 | 78.9235 | 946.1985 | 202.5929 | 197.5017 | 459.046 | 721.9638 | 97.6419 | 108.7559 | 149.936 | 341.4161 | 108.7559 | 59.3173 | 133.8703 | 116.1185 | 98.5006 | 107.7734 | 59.7418 | 59.7418 | 99.7738 | 53.5574 | 159.4282 | 254.7055 | 111.4151 | 212.2635 | 104.7758 | 214.2212 | 196.6773 | 111.4151 | 104.7758 | 78.1335 | 236.2632 | 195.6193 | 60.5787 | 28.2844 | 390.4622 | 78.1457 | 257.7314 | 77.8429 | 387.2251 | 957.0057 | 45.1941 | 269.9452 | 236.2632 | 345.8556 | 77.8429 | 29.888 | 470.8265 | 261.1159 | 223.5586 | 251.0603 | 0 | 91.7222 | 160.4555 | 440.1108 | 0 | 97.6419 | 124.1244 | 192.2385 | 83.4089 | 110.3557 | 200.6864 | 75.4068 | 0 | 0 | 0 | 0 | 0 | 0 | 0 | 0 | 100.8322 | 0 | 175.1388 | 263.1278 | 224.4098 | 154.7089 | 0 | 156.5593 | 41.3388 | 42.3949 | 21.0161 | 627.816 | 40.7831 | 106.472 | 44.7339 | 44.7339 | 72.9943 | 29.3459 | 41.3388 | 40.7831 | 32.946 | 32.946 | 56.6153 | 0 | 0 | 0 | 0 | 29.3459 | 29.3459 | 29.3459 | 50.9434 | 32.946 | 110.4128 | 0 | 0 | 21.6808 | 0 | 0 | 0 | 94.6102 | 51.0646 | 120.8031 | 68.947 | 54.0937 | 21.6808 | 135.1562 | 143.7703 | 34.6352 | 177.1119 | 133.6808 | 592.4788 | 119.5138 | 116.263 | 138.491 | 22.6623 | 27.8524 | 27.8524 | 22.6623 | 42.7822 | 77.9746 | 177.3929 | 1651.6871 | 115.6534 | 77.9746 | 75.1591 | 139.8367 | 94.1258 | 79.9008 | 76.8587 | 75.1591 | 143.0335 | 67.0074 | 51.0646 | 51.0646 | 146.8898 | 95.092 | 0 | 0 | 0 | 27.8524 | 27.8524 | 27.6138 | 0 | 0 | 0 | 0 | 0 | 0 | 22.6623 | 51.0646 | 141.0593 | 27.8524 | 34.5951 | 61.7247 | 0 | 0 | 0 | 0 | 0 | 0 | 0 | 0 | 0 | 0 | 0 | 0 | 0 | 0 | 0 | 0 | 0 | 0 | 0 | 0 | 0 | 0 | 0 | 0 | 0 | 0 | 0 | 0 | 0 | 0 | 0 | 0 | 0 | 0 | 0 | 0 | 0 | 0 | 0 | 0 | 0 | 0 | 0 | 0 | 0 | 0 | 0 | 0 | 0 | 0 | 0 | 0 | 0 | 0 | 0 | 0 | 0 | 0 | 0 | 0 | 0 | 0 | 0 | 0 | 0 | 0 | 0 | 0 | 0 | 0 | 0 | 0 | 0 | 0 | 0 | 0 | 0 | 0 | 0 | 0 | 0 | 0 | 0 | 0 | 0 | 0 | 0 | 0 | 0 | 0 | 0 | 0 | 0 | 0 | 0 | 0 | 0 | 0 | 0 | 0 | 0 | 0 | 0 | 0 | 0 | 0 | 0 | 0 | 0 | 2017-01-09 05:00
t0199 | 0 | 159.5757 | 394.9889 | 186.6607 | 43.6357 | 306.8269 | 43.6357 | 832.0439 | 72.4777 | 72.4777 | 2352.7392 | 74.2261 | 102.7505 | 441.285 | 524.9678 | 77.8813 | 91.68 | 434.6163 | 268.1505 | 478.3946 | 0 | 0 | 494.0146 | 45.0341 | 45.0341 | 45.0341 | 108.1984 | 204.5004 | 368.2541 | 149.0797 | 413.9905 | 105.1549 | 319.9798 | 293.6417 | 343.9496 | 326.3872 | 180.2044 | 827.2628 | 485.0242 | 124.0248 | 298.9742 | 341.0473 | 142.4575 | 301.9215 | 576.6772 | 142.4575 | 56.9469 | 370.2045 | 1013.7634 | 218.0403 | 224.3208 | 117.7648 | 237.8669 | 56.9469 | 218.1078 | 384.1815 | 128.0834 | 420.385 | 42.6834 | 243.0953 | 42.6834 | 142.4575 | 204.5004 | 79.6014 | 576.6772 | 0 | 0 | 0 | 0 | 0 | 0 | 0 | 0 | 204.4348 | 0 | 0 | 0 | 0 | 317.549 | 349.8621 | 33.8057 | 36.6317 | 262.7065 | 186.0142 | 14.1015 | 96.0088 | 108.6319 | 320.762 | 189.5419 | 259.0255 | 106.7534 | 33.8057 | 306.4992 | 52.118 | 304.2638 | 145.0154 | 190.4703 | 56.2781 | 106.314 | 559.6862 | 24.7885 | 182.773 | 174.719 | 14.1015 | 14.1015 | 71.6608 | 147.2706 | 75.6928 | 149.5027 | 186.9111 | 89.3063 | 77.3761 | 662.2442 | 120.9085 | 96.0088 | 92.0223 | 92.0223 | 38.4783 | 50.9444 | 662.2442 | 411.5194 | 177.5697 | 0 | 0 | 0 | 93.0438 | 108.6319 | 90.037 | 407.9815 | 106.314 | 0 | 79.6253 | 50.9444 | 14.1015 | 70.3338 | 28.4353 | 0 | 0 | 0 | 103.6054 | 0 | 0 | 162.2344 | 0 | 34.6937 | 0 | 0 | 242.3068 | 109.1605 | 28.4353 | 34.7385 | 34.7385 | 73.932 | 157.3588 | 208.5065 | 157.324 | 349.827 | 221.9263 | 130.0588 | 308.2475 | 268.4323 | 166.8643 | 169.4378 | 419.9188 | 214.5688 | 197.7473 | 108.6621 | 101.4306 | 215.395 | 222.9491 | 83.4833 | 101.4306 | 101.4306 | 158.7865 | 108.6621 | 108.6621 | 108.6621 | 181.9004 | 199.608 | 177.4632 | 148.5752 | 148.5752 | 115.0355 | 182.9917 | 514.0452 | 195.9906 | 110.5766 | 627.0589 | 206.6584 | 110.5766 | 389.585 | 1007.1821 | 150.3815 | 584.0347 | 445.7151 | 206.6584 | 117.8312 | 71.0537 | 226.9294 | 63.7519 | 63.7519 | 63.7519 | 178.6956 | 203.2384 | 76.2031 | 162.2796 | 259.5386 | 257.4125 | 145.1306 | 145.1306 | 143.2257 | 467.5934 | 63.7519 | 451.7616 | 268.4744 | 450.0878 | 170.6152 | 137.9745 | 343.1106 | 109.4386 | 228.6591 | 109.4386 | 274.1336 | 89.8613 | 132.0506 | 79.6014 | 79.6014 | 89.8613 | 412.5864 | 343.229 | 170.7317 | 226.7421 | 145.771 | 89.8613 | 1008.2091 | 224.0874 | 223.3671 | 516.6407 | 810.471 | 107.9824 | 119.6664 | 173.3593 | 383.2178 | 119.6664 | 66.7688 | 150.5282 | 127.1597 | 109.902 | 123.117 | 66.2809 | 66.2809 | 110.011 | 60.715 | 177.8863 | 281.6386 | 125.2053 | 228.6591 | 117.2619 | 242.6107 | 217.2034 | 125.2053 | 117.2619 | 89.9056 | 269.5615 | 215.1624 | 65.776 | 32.5 | 435.5712 | 88.5484 | 294.0305 | 88.5574 | 431.7559 | 1049.3392 | 50.7361 | 308.8568 | 269.5615 | 393.1238 | 88.5574 | 34.6937 | 488.4714 | 297.5632 | 243.749 | 269.2677 | 0 | 101.4306 | 178.8232 | 485.6174 | 0 | 107.9824 | 139.0758 | 215.395 | 93.3717 | 129.5649 | 222.6814 | 86.5062 | 0 | 0 | 0 | 0 | 0 | 0 | 0 | 0 | 109.1605 | 0 | 192.3476 | 278.9651 | 254.5861 | 173.4695 | 0 | 179.8395 | 50.1702 | 48.3713 | 24.7885 | 738.4017 | 45.5728 | 123.5508 | 52.6818 | 52.6818 | 89.6132 | 34.3518 | 50.1702 | 45.5728 | 38.1749 | 38.1749 | 65.2519 | 0 | 0 | 0 | 0 | 34.3518 | 34.3518 | 34.3518 | 58.5126 | 38.1749 | 126.2453 | 0 | 0 | 24.924 | 0 | 0 | 0 | 109.1145 | 55.6283 | 138.3765 | 73.9226 | 61.6229 | 24.924 | 148.6242 | 167.6045 | 39.4577 | 193.6381 | 150.2186 | 657.252 | 133.4391 | 129.6442 | 155.7972 | 25.3164 | 31.0448 | 31.0448 | 25.3164 | 49.9399 | 88.6225 | 201.2743 | 1863.5408 | 136.8457 | 88.6225 | 84.8544 | 162.048 | 110.0379 | 94.0455 | 90.5855 | 84.8544 | 167.1875 | 76.0941 | 55.6283 | 55.6283 | 168.3292 | 110.1748 | 0 | 0 | 0 | 31.0448 | 31.0448 | 31.9824 | 0 | 0 | 0 | 0 | 0 | 0 | 25.3164 | 55.6283 | 162.1262 | 31.0448 | 38.8403 | 72.1468 | 0 | 0 | 0 | 0 | 0 | 0 | 0 | 0 | 0 | 0 | 0 | 0 | 0 | 0 | 0 | 0 | 0 | 0 | 0 | 0 | 0 | 0 | 0 | 0 | 0 | 0 | 0 | 0 | 0 | 0 | 0 | 0 | 0 | 0 | 0 | 0 | 0 | 0 | 0 | 0 | 0 | 0 | 0 | 0 | 0 | 0 | 0 | 0 | 0 | 0 | 0 | 0 | 0 | 0 | 0 | 0 | 0 | 0 | 0 | 0 | 0 | 0 | 0 | 0 | 0 | 0 | 0 | 0 | 0 | 0 | 0 | 0 | 0 | 0 | 0 | 0 | 0 | 0 | 0 | 0 | 0 | 0 | 0 | 0 | 0 | 0 | 0 | 0 | 0 | 0 | 0 | 0 | 0 | 0 | 0 | 0 | 0 | 0 | 0 | 0 | 0 | 0 | 0 | 0 | 0 | 0 | 0 | 0 | 0 | 2017-01-09 06:00
t0200 | 0 | 158.799 | 423.614 | 185.6427 | 48.1267 | 333.2289 | 48.1267 | 742.0106 | 77.8753 | 77.8753 | 2453.1635 | 84.5519 | 103.5571 | 429.1021 | 516.7651 | 76.3405 | 95.4555 | 445.7058 | 279.1172 | 456.7019 | 0 | 0 | 525.4286 | 46.1571 | 46.1571 | 46.1571 | 107.1604 | 205.0169 | 352.6491 | 162.2522 | 427.3032 | 111.0568 | 310.8499 | 283.0961 | 348.9547 | 339.6757 | 178.9781 | 756.3682 | 466.2361 | 124.0512 | 283.5742 | 346.72 | 140.5113 | 298.3594 | 560.236 | 140.5113 | 56.7288 | 370.3576 | 1002.3502 | 211.0582 | 230.9157 | 122.0323 | 233.0683 | 56.7288 | 218.2677 | 369.4436 | 126.8591 | 435.7594 | 45.0721 | 233.3941 | 45.0721 | 140.5113 | 205.0169 | 80.636 | 560.236 | 0 | 0 | 0 | 0 | 0 | 0 | 0 | 0 | 206.2642 | 0 | 0 | 0 | 0 | 320.8528 | 358.4373 | 34.256 | 40.5688 | 291.0126 | 193.267 | 15.1752 | 102.7987 | 115.183 | 333.9818 | 192.4831 | 262.1483 | 119.413 | 34.256 | 340.6894 | 55.7775 | 321.1075 | 155.1594 | 196.5012 | 59.413 | 111.9289 | 601.0843 | 28.2117 | 189.826 | 188.4153 | 15.1752 | 15.1752 | 79.1474 | 148.4864 | 79.9541 | 158.5928 | 190.7683 | 104.8708 | 99.4412 | 775.3444 | 137.8054 | 102.7987 | 95.8019 | 95.8019 | 40.9497 | 59.0306 | 775.3444 | 457.0352 | 181.3944 | 0 | 0 | 0 | 96.2108 | 115.183 | 93.1906 | 435.6977 | 111.9289 | 0 | 82.4144 | 59.0306 | 15.1752 | 78.6387 | 31.8688 | 0 | 0 | 0 | 107.2649 | 0 | 0 | 170.3966 | 0 | 38.4736 | 0 | 0 | 249.2961 | 106.126 | 31.8688 | 36.3496 | 36.3496 | 82.6074 | 170.4923 | 229.6066 | 167.1196 | 363.8163 | 225.0079 | 136.4058 | 318.815 | 290.2545 | 182.9636 | 177.6059 | 469.7611 | 221.2444 | 221.4053 | 110.5924 | 103.9731 | 228.0395 | 245.0558 | 90.3563 | 103.9731 | 103.9731 | 177.5243 | 110.5924 | 110.5924 | 110.5924 | 199.4469 | 204.9129 | 198.4885 | 160.2188 | 160.2188 | 124.6795 | 207.3277 | 531.6751 | 192.0647 | 125.1212 | 706.4612 | 215.0694 | 125.1212 | 471.0474 | 1094.8963 | 169.6756 | 646.4924 | 473.0517 | 215.0694 | 127.636 | 75.9519 | 254.5583 | 65.7139 | 65.7139 | 65.7139 | 196.5378 | 234.4503 | 87.6953 | 155.7149 | 269.0578 | 258.0774 | 143.8976 | 143.8976 | 151.2438 | 453.028 | 65.7139 | 494.7517 | 272.2655 | 458.1399 | 172.1654 | 142.0424 | 395.5875 | 114.8904 | 221.4817 | 114.8904 | 289.0683 | 98.0612 | 134.6118 | 80.636 | 80.636 | 98.0612 | 395.9448 | 336.2778 | 181.2102 | 246.9614 | 144.0869 | 98.0612 | 955.1519 | 228.8679 | 244.5302 | 559.1515 | 897.2154 | 110.282 | 120.9154 | 193.7279 | 406.3802 | 120.9154 | 70.1648 | 159.6475 | 127.2638 | 114.2009 | 134.0476 | 68.4085 | 68.4085 | 112.263 | 65.3056 | 190.1114 | 290.1994 | 131.9444 | 221.4817 | 123.4263 | 264.4085 | 220.9326 | 131.9444 | 123.4263 | 98.6522 | 300.2798 | 218.1383 | 64.1701 | 35.3815 | 451.7468 | 94.65 | 321.0825 | 95.4914 | 445.5463 | 1071.0969 | 52.9432 | 333.616 | 300.2798 | 431.3568 | 95.4914 | 38.4736 | 432.1213 | 323.8227 | 243.4533 | 257.6669 | 0 | 103.9731 | 184.3484 | 522.9738 | 0 | 110.282 | 146.445 | 228.0395 | 99.6538 | 146.5637 | 228.2022 | 94.9618 | 0 | 0 | 0 | 0 | 0 | 0 | 0 | 0 | 106.126 | 0 | 193.501 | 258.8973 | 279.1561 | 185.3941 | 0 | 198.1108 | 60.6515 | 52.3303 | 28.2117 | 865.8302 | 47.393 | 141.2309 | 60.3651 | 60.3651 | 110.4994 | 39.1497 | 60.6515 | 47.393 | 42.2249 | 42.2249 | 71.7566 | 0 | 0 | 0 | 0 | 39.1497 | 39.1497 | 39.1497 | 64.1665 | 42.2249 | 137.296 | 0 | 0 | 28.0679 | 0 | 0 | 0 | 120.7944 | 55.0989 | 152.4123 | 71.3068 | 66.6398 | 28.0679 | 149.6847 | 193.9339 | 42.3837 | 193.8887 | 159.4738 | 686.8911 | 138.9116 | 134.6696 | 165.0248 | 26.4299 | 32.1758 | 32.1758 | 26.4299 | 56.7008 | 96.0048 | 216.0237 | 2061.3158 | 160.3866 | 96.0048 | 90.885 | 188.0583 | 125.4235 | 107.2665 | 104.7189 | 90.885 | 191.4664 | 83.2109 | 55.0989 | 55.0989 | 184.0059 | 125.2249 | 0 | 0 | 0 | 32.1758 | 32.1758 | 35.7043 | 0 | 0 | 0 | 0 | 0 | 0 | 26.4299 | 55.0989 | 180.296 | 32.1758 | 40.8914 | 81.4189 | 0 | 0 | 0 | 0 | 0 | 0 | 0 | 0 | 0 | 0 | 0 | 0 | 0 | 0 | 0 | 0 | 0 | 0 | 0 | 0 | 0 | 0 | 0 | 0 | 0 | 0 | 0 | 0 | 0 | 0 | 0 | 0 | 0 | 0 | 0 | 0 | 0 | 0 | 0 | 0 | 0 | 0 | 0 | 0 | 0 | 0 | 0 | 0 | 0 | 0 | 0 | 0 | 0 | 0 | 0 | 0 | 0 | 0 | 0 | 0 | 0 | 0 | 0 | 0 | 0 | 0 | 0 | 0 | 0 | 0 | 0 | 0 | 0 | 0 | 0 | 0 | 0 | 0 | 0 | 0 | 0 | 0 | 0 | 0 | 0 | 0 | 0 | 0 | 0 | 0 | 0 | 0 | 0 | 0 | 0 | 0 | 0 | 0 | 0 | 0 | 0 | 0 | 0 | 0 | 0 | 0 | 0 | 0 | 0 | 2017-01-09 07:00
t0201 | 0 | 150.9044 | 434.6348 | 173.2908 | 49.863 | 344.4353 | 49.863 | 602.7181 | 82.5651 | 82.5651 | 2618.7919 | 91.757 | 97.0775 | 397.9956 | 476.2776 | 69.1888 | 93.6058 | 432.299 | 274.3694 | 405.2653 | 0 | 0 | 537.9107 | 44.2273 | 44.2273 | 44.2273 | 99.8086 | 194.0989 | 315.2843 | 180.0727 | 428.1023 | 111.6893 | 282.1759 | 254.258 | 332.2195 | 334.5002 | 165.5213 | 640.8526 | 429.4028 | 116.4911 | 250.381 | 336.8215 | 130.784 | 278.152 | 538.6676 | 130.784 | 52.0797 | 348.5941 | 934.497 | 190.6976 | 228.5194 | 118.6243 | 213.8845 | 52.0797 | 204.2642 | 330.6785 | 117.055 | 434.7727 | 44.5768 | 208.7798 | 44.5768 | 130.784 | 194.0989 | 77.1837 | 538.6676 | 0 | 0 | 0 | 0 | 0 | 0 | 0 | 0 | 195.3991 | 0 | 0 | 0 | 0 | 307.0804 | 344.8318 | 32.0641 | 40.9309 | 306.3543 | 185.865 | 15.1246 | 101.9875 | 111.7676 | 331.7781 | 184.6882 | 249.3683 | 124.6108 | 32.0641 | 367.355 | 54.9708 | 321.4524 | 153.564 | 187.6809 | 57.8328 | 109.2868 | 616.9188 | 29.2909 | 183.4509 | 188.8959 | 15.1246 | 15.1246 | 81.9311 | 140.307 | 78.349 | 156.1619 | 183.2454 | 119.3731 | 125.2589 | 885.2741 | 144.3203 | 101.9875 | 92.2237 | 92.2237 | 40.3351 | 63.8538 | 885.2741 | 489.4181 | 170.7175 | 0 | 0 | 0 | 91.6708 | 111.7676 | 89.4325 | 437.245 | 109.2868 | 0 | 78.9127 | 63.8538 | 15.1246 | 83.7862 | 33.4908 | 0 | 0 | 0 | 104.2731 | 0 | 0 | 168.5819 | 0 | 39.2003 | 0 | 0 | 240.5768 | 95.8305 | 33.4908 | 35.4618 | 35.4618 | 84.2071 | 173.155 | 239.5334 | 165.4065 | 365.8457 | 214.6502 | 135.0993 | 309.7887 | 308.3246 | 189.2453 | 174.7956 | 536.5588 | 215.7976 | 232.9125 | 108.0476 | 101.2051 | 231.9382 | 251.6903 | 92.0079 | 101.2051 | 101.2051 | 190.4758 | 108.0476 | 108.0476 | 108.0476 | 206.3347 | 200.6823 | 209.963 | 162.3384 | 162.3384 | 127.5975 | 228.7043 | 522.6087 | 178.7281 | 134.3533 | 834.7043 | 215.172 | 134.3533 | 573.0335 | 1208.3523 | 179.1444 | 699.1869 | 479.7811 | 215.172 | 132.7862 | 76.4233 | 265.7843 | 63.3761 | 63.3761 | 63.3761 | 201.8255 | 260.2745 | 93.9089 | 137.8435 | 262.7417 | 242.9259 | 134.4371 | 134.4371 | 152.2777 | 406.5488 | 63.3761 | 518.6775 | 260.06 | 439.3585 | 163.1091 | 136.2703 | 453.2304 | 113.8379 | 202.5019 | 113.8379 | 293.8191 | 102.413 | 131.7424 | 77.1837 | 77.1837 | 102.413 | 360.0796 | 310.5856 | 185.1158 | 258.9905 | 134.9969 | 102.413 | 856.0347 | 219.9786 | 264.1427 | 595.6995 | 1024.6494 | 106.0699 | 114.9467 | 204.7358 | 412.4233 | 114.9467 | 68.451 | 160.9308 | 119.8706 | 111.6322 | 137.3481 | 67.0754 | 67.0754 | 109.1381 | 66.4781 | 201.9961 | 287.2074 | 130.7491 | 202.5019 | 123.9391 | 280.6523 | 211.0522 | 130.7491 | 123.9391 | 100.6419 | 329.6353 | 209.9928 | 57.7771 | 35.4392 | 439.3154 | 94.7249 | 333.5252 | 96.5958 | 427.2701 | 1067.8987 | 51.0848 | 331.7414 | 329.6353 | 460.4177 | 96.5958 | 39.2003 | 350.7788 | 334.4029 | 232.4952 | 231.0488 | 0 | 101.2051 | 176.5783 | 591.2421 | 0 | 106.0699 | 146.5396 | 231.9382 | 104.1508 | 151.9465 | 218.6365 | 98.1008 | 0 | 0 | 0 | 0 | 0 | 0 | 0 | 0 | 95.8305 | 0 | 182.8942 | 221.4488 | 299.5046 | 193.3037 | 0 | 205.7529 | 67.8692 | 52.8556 | 29.2909 | 984.2841 | 46.1429 | 156.855 | 64.2408 | 64.2408 | 125.8983 | 41.8863 | 67.8692 | 46.1429 | 42.9779 | 42.9779 | 73.2288 | 0 | 0 | 0 | 0 | 41.8863 | 41.8863 | 41.8863 | 65.7914 | 42.9779 | 139.7193 | 0 | 0 | 30.9109 | 0 | 0 | 0 | 125.4021 | 51.4035 | 159.8686 | 65.8454 | 67.6374 | 30.9109 | 141.1758 | 219.0525 | 42.1421 | 184.3046 | 161.6418 | 700.0576 | 136.1662 | 131.8311 | 165.3929 | 26.0796 | 31.333 | 31.333 | 26.0796 | 60.6069 | 98.8234 | 217.7361 | 2308.7344 | 178.7265 | 98.8234 | 92.8429 | 218.0705 | 134.8379 | 112.8872 | 113.9013 | 92.8429 | 208.6306 | 88.2748 | 51.4035 | 51.4035 | 188.5137 | 137.6872 | 0 | 0 | 0 | 31.333 | 31.333 | 37.3966 | 0 | 0 | 0 | 0 | 0 | 0 | 26.0796 | 51.4035 | 191.977 | 31.333 | 40.5584 | 85.1565 | 0 | 0 | 0 | 0 | 0 | 0 | 0 | 0 | 0 | 0 | 0 | 0 | 0 | 0 | 0 | 0 | 0 | 0 | 0 | 0 | 0 | 0 | 0 | 0 | 0 | 0 | 0 | 0 | 0 | 0 | 0 | 0 | 0 | 0 | 0 | 0 | 0 | 0 | 0 | 0 | 0 | 0 | 0 | 0 | 0 | 0 | 0 | 0 | 0 | 0 | 0 | 0 | 0 | 0 | 0 | 0 | 0 | 0 | 0 | 0 | 0 | 0 | 0 | 0 | 0 | 0 | 0 | 0 | 0 | 0 | 0 | 0 | 0 | 0 | 0 | 0 | 0 | 0 | 0 | 0 | 0 | 0 | 0 | 0 | 0 | 0 | 0 | 0 | 0 | 0 | 0 | 0 | 0 | 0 | 0 | 0 | 0 | 0 | 0 | 0 | 0 | 0 | 0 | 0 | 0 | 0 | 0 | 0 | 0 | 2017-01-09 08:00
t0202 | 0 | 147.4548 | 444.1649 | 166.0084 | 50.8442 | 352.6916 | 50.8442 | 521.0637 | 87.0684 | 87.0684 | 2814.0799 | 96.6697 | 92.7686 | 383.3294 | 452.2079 | 64.5576 | 92.494 | 425.301 | 271.8538 | 374.5862 | 0 | 0 | 550.5023 | 42.9423 | 42.9423 | 42.9423 | 95.5934 | 188.1247 | 293.5168 | 197.0175 | 434.5097 | 112.5942 | 265.206 | 237.0262 | 321.9617 | 332.1048 | 156.9833 | 575.2809 | 413.0071 | 112.0087 | 230.9602 | 333.4031 | 125.4544 | 267.0259 | 539.9349 | 125.4544 | 48.883 | 336.0293 | 896.8804 | 178.62 | 229.2866 | 116.3761 | 202.5963 | 48.883 | 195.5791 | 307.4776 | 110.898 | 438.5099 | 44.1517 | 194.1845 | 44.1517 | 125.4544 | 188.1247 | 75.3128 | 539.9349 | 0 | 0 | 0 | 0 | 0 | 0 | 0 | 0 | 188.8658 | 0 | 0 | 0 | 0 | 300.0007 | 336.3862 | 30.4966 | 40.5175 | 316.8414 | 179.9385 | 14.9709 | 100.6897 | 108.1851 | 332.3991 | 180.4601 | 241.758 | 127.2352 | 30.4966 | 388.3213 | 53.8909 | 322.608 | 151.2643 | 180.9512 | 56.2979 | 106.8939 | 630.2628 | 29.5393 | 178.6121 | 187.9789 | 14.9709 | 14.9709 | 83.4187 | 135.2752 | 76.8142 | 153.5982 | 178.8026 | 129.989 | 144.4716 | 967.606 | 146.762 | 100.6897 | 89.2907 | 89.2907 | 39.6254 | 66.6299 | 967.606 | 514.1321 | 162.6869 | 0 | 0 | 0 | 88.0355 | 108.1851 | 86.5452 | 437.5458 | 106.8939 | 0 | 76.1707 | 66.6299 | 14.9709 | 87.3549 | 34.4124 | 0 | 0 | 0 | 102.3464 | 0 | 0 | 167.4658 | 0 | 39.1909 | 0 | 0 | 234.9815 | 89.4606 | 34.4124 | 34.7585 | 34.7585 | 83.9514 | 174.3158 | 246.1145 | 163.4954 | 371.4131 | 208.5665 | 134.4532 | 304.0735 | 324.8897 | 193.1204 | 172.8284 | 595.9044 | 213.0221 | 239.6649 | 107.5454 | 99.975 | 236.2866 | 254.7286 | 92.9207 | 99.975 | 99.975 | 199.9458 | 107.5454 | 107.5454 | 107.5454 | 210.603 | 199.408 | 217.3332 | 163.3704 | 163.3704 | 129.4539 | 245.1628 | 519.4084 | 172.0274 | 140.4746 | 951.1513 | 217.2323 | 140.4746 | 653.9791 | 1316.0874 | 184.4305 | 742.388 | 486.8158 | 217.2323 | 137.009 | 76.6562 | 271.2148 | 61.8002 | 61.8002 | 61.8002 | 204.1715 | 278.8032 | 97.2839 | 126.618 | 258.9979 | 233.9085 | 129.1328 | 129.1328 | 153.7021 | 377.4787 | 61.8002 | 536.7682 | 253.0143 | 428.5326 | 157.6577 | 132.1891 | 499.4736 | 113.2919 | 192.2787 | 113.2919 | 299.6707 | 105.7446 | 131.2677 | 75.3128 | 75.3128 | 105.7446 | 341.6445 | 296.4145 | 189.2123 | 268.7262 | 130.3135 | 105.7446 | 804.6311 | 214.7166 | 281.3654 | 629.2153 | 1142.0297 | 103.6117 | 111.453 | 211.8023 | 418.9033 | 111.453 | 66.9514 | 162.3125 | 115.6178 | 110.0338 | 139.238 | 66.5572 | 66.5572 | 107.9101 | 67.3023 | 213.9227 | 288.0571 | 129.8993 | 192.2787 | 124.9391 | 294.5617 | 205.0367 | 129.8993 | 124.9391 | 101.22 | 354.0183 | 206.1066 | 53.6347 | 35.0792 | 431.001 | 94.4741 | 342.4218 | 97.0455 | 413.777 | 1084.211 | 49.5314 | 326.9821 | 354.0183 | 484.4949 | 97.0455 | 39.1909 | 304.9313 | 341.7997 | 227.9746 | 215.9652 | 0 | 99.975 | 170.8647 | 659.8449 | 0 | 103.6117 | 147.155 | 236.2866 | 108.6316 | 153.389 | 212.2731 | 99.9343 | 0 | 0 | 0 | 0 | 0 | 0 | 0 | 0 | 89.4606 | 0 | 176.6059 | 199.1364 | 316.8031 | 201.039 | 0 | 210.422 | 72.0382 | 52.9387 | 29.5393 | 1071.11 | 45.2667 | 168.6442 | 66.2519 | 66.2519 | 134.9861 | 43.5183 | 72.0382 | 45.2667 | 42.9693 | 42.9693 | 73.6051 | 0 | 0 | 0 | 0 | 43.5183 | 43.5183 | 43.5183 | 66.5349 | 42.9693 | 140.7143 | 0 | 0 | 33.1598 | 0 | 0 | 0 | 127.9269 | 49.3236 | 165.1396 | 63.3921 | 68.103 | 33.1598 | 135.9064 | 238.1012 | 41.6426 | 179.5566 | 163.8874 | 718.847 | 134.5023 | 130.1695 | 165.9057 | 25.9092 | 30.7963 | 30.7963 | 25.9092 | 63.0031 | 100.8794 | 218.3862 | 2531.1729 | 191.03 | 100.8794 | 94.5123 | 242.288 | 140.744 | 115.3351 | 119.5933 | 94.5123 | 220.2089 | 92.474 | 49.3236 | 49.3236 | 190.7509 | 146.9787 | 0 | 0 | 0 | 30.7963 | 30.7963 | 38.3587 | 0 | 0 | 0 | 0 | 0 | 0 | 25.9092 | 49.3236 | 200.4631 | 30.7963 | 40.3532 | 86.8335 | 0 | 0 | 0 | 0 | 0 | 0 | 0 | 0 | 0 | 0 | 0 | 0 | 0 | 0 | 0 | 0 | 0 | 0 | 0 | 0 | 0 | 0 | 0 | 0 | 0 | 0 | 0 | 0 | 0 | 0 | 0 | 0 | 0 | 0 | 0 | 0 | 0 | 0 | 0 | 0 | 0 | 0 | 0 | 0 | 0 | 0 | 0 | 0 | 0 | 0 | 0 | 0 | 0 | 0 | 0 | 0 | 0 | 0 | 0 | 0 | 0 | 0 | 0 | 0 | 0 | 0 | 0 | 0 | 0 | 0 | 0 | 0 | 0 | 0 | 0 | 0 | 0 | 0 | 0 | 0 | 0 | 0 | 0 | 0 | 0 | 0 | 0 | 0 | 0 | 0 | 0 | 0 | 0 | 0 | 0 | 0 | 0 | 0 | 0 | 0 | 0 | 0 | 0 | 0 | 0 | 0 | 0 | 0 | 0 | 2017-01-09 09:00
t0203 | 0 | 149.3023 | 446.011 | 167.6621 | 50.7901 | 353.492 | 50.7901 | 536.2913 | 87.8279 | 87.8279 | 2860.5755 | 96.6069 | 93.3767 | 389.4658 | 457.2657 | 65.1957 | 92.9142 | 428.2745 | 273.2166 | 380.41 | 0 | 0 | 553.7338 | 43.1643 | 43.1643 | 43.1643 | 96.636 | 189.9597 | 298.0975 | 199.444 | 438.9566 | 113.1391 | 268.681 | 240.3474 | 324.2471 | 333.883 | 158.3801 | 589.506 | 420.7074 | 113.0351 | 234.9013 | 336.6348 | 126.9703 | 270.1621 | 551.3705 | 126.9703 | 49.2119 | 339.2117 | 907.2672 | 181.0454 | 231.3714 | 116.8906 | 205.0265 | 49.2119 | 197.2327 | 311.8906 | 111.9418 | 442.2314 | 44.2454 | 197.0604 | 44.2454 | 126.9703 | 189.9597 | 75.9463 | 551.3705 | 0 | 0 | 0 | 0 | 0 | 0 | 0 | 0 | 190.3656 | 0 | 0 | 0 | 0 | 302.7433 | 338.3881 | 30.6381 | 40.2402 | 317.0252 | 180.2702 | 14.9469 | 100.5823 | 107.9298 | 334.6002 | 181.9171 | 243.6176 | 126.8294 | 30.6381 | 389.7384 | 53.7765 | 323.9902 | 151.0676 | 181.4421 | 56.2658 | 106.9726 | 632.6974 | 29.2968 | 179.1116 | 187.7698 | 14.9469 | 14.9469 | 83.2893 | 136.3217 | 76.8487 | 153.6176 | 180.0175 | 130.0957 | 144.6008 | 969.4132 | 145.7418 | 100.5823 | 89.419 | 89.419 | 39.5978 | 66.3047 | 969.4132 | 515.5487 | 163.1924 | 0 | 0 | 0 | 88.1778 | 107.9298 | 86.7689 | 438.245 | 106.9726 | 0 | 76.3378 | 66.3047 | 14.9469 | 87.3931 | 34.3291 | 0 | 0 | 0 | 102.8249 | 0 | 0 | 168.0731 | 0 | 38.9808 | 0 | 0 | 236.2145 | 90.5369 | 34.3291 | 34.8384 | 34.8384 | 83.3505 | 174.3023 | 246.2306 | 163.601 | 374.6877 | 210.1554 | 135.0169 | 305.5593 | 327.3445 | 193.133 | 173.3985 | 602.2652 | 214.3778 | 239.1819 | 108.6476 | 100.7429 | 237.7051 | 254.2873 | 92.9793 | 100.7429 | 100.7429 | 200.2637 | 108.6476 | 108.6476 | 108.6476 | 210.6245 | 201.0495 | 217.1509 | 163.4876 | 163.4876 | 129.5998 | 245.922 | 522.9134 | 174.4471 | 140.3418 | 964.2494 | 218.9399 | 140.3418 | 657.5576 | 1331.6223 | 183.8462 | 746.1154 | 489.215 | 218.9399 | 137.5493 | 76.7941 | 270.195 | 62.0849 | 62.0849 | 62.0849 | 203.7804 | 278.9114 | 96.7831 | 128.3134 | 260.3072 | 235.9722 | 130.5586 | 130.5586 | 154.4792 | 382.0895 | 62.0849 | 538.1478 | 254.9758 | 431.6667 | 158.9052 | 132.7294 | 502.1274 | 113.7452 | 195.1924 | 113.7452 | 301.7423 | 106.0408 | 132.5893 | 75.9463 | 75.9463 | 106.0408 | 347.5878 | 300.2702 | 190.3577 | 269.7769 | 131.9328 | 106.0408 | 820.4188 | 216.1547 | 283.4098 | 634.1106 | 1156.5207 | 104.318 | 112.3516 | 211.6342 | 421.0994 | 112.3516 | 67.0255 | 162.9821 | 116.7116 | 110.5364 | 139.2656 | 67.019 | 67.019 | 108.8539 | 67.4466 | 216.1182 | 290.604 | 130.2883 | 195.1924 | 125.6225 | 296.2231 | 206.4496 | 130.2883 | 125.6225 | 100.9681 | 356.1102 | 207.9762 | 54.1926 | 34.9477 | 432.8312 | 94.5585 | 343.0241 | 97.0897 | 415.1538 | 1097.7161 | 49.5896 | 326.001 | 356.1102 | 486.8971 | 97.0897 | 38.9808 | 314.8583 | 342.3554 | 230.7531 | 219.4853 | 0 | 100.7429 | 171.4491 | 670.9567 | 0 | 104.318 | 147.8621 | 237.7051 | 109.5199 | 152.3104 | 213.375 | 99.892 | 0 | 0 | 0 | 0 | 0 | 0 | 0 | 0 | 90.5369 | 0 | 178.0993 | 203.189 | 318.6712 | 202.5465 | 0 | 210.3451 | 71.4844 | 52.9046 | 29.2968 | 1072.0718 | 45.4335 | 169.0352 | 65.9018 | 65.9018 | 133.8623 | 43.3815 | 71.4844 | 45.4335 | 42.7587 | 42.7587 | 73.3862 | 0 | 0 | 0 | 0 | 43.3815 | 43.3815 | 43.3815 | 66.4378 | 42.7587 | 140.6185 | 0 | 0 | 33.296 | 0 | 0 | 0 | 127.7201 | 49.873 | 165.3574 | 64.5272 | 68.1229 | 33.296 | 136.9622 | 238.6934 | 41.5788 | 181.486 | 164.6679 | 725.7306 | 135.1107 | 130.8073 | 166.4889 | 26.0343 | 30.9399 | 30.9399 | 26.0343 | 62.8477 | 101.1023 | 218.6132 | 2557.0925 | 190.6067 | 101.1023 | 94.8695 | 243.7004 | 140.4127 | 114.6162 | 119.1833 | 94.8695 | 219.9615 | 92.9166 | 49.873 | 49.873 | 190.5965 | 147.2616 | 0 | 0 | 0 | 30.9399 | 30.9399 | 38.2788 | 0 | 0 | 0 | 0 | 0 | 0 | 26.0343 | 49.873 | 200.7739 | 30.9399 | 40.4907 | 86.4107 | 0 | 0 | 0 | 0 | 0 | 0 | 0 | 0 | 0 | 0 | 0 | 0 | 0 | 0 | 0 | 0 | 0 | 0 | 0 | 0 | 0 | 0 | 0 | 0 | 0 | 0 | 0 | 0 | 0 | 0 | 0 | 0 | 0 | 0 | 0 | 0 | 0 | 0 | 0 | 0 | 0 | 0 | 0 | 0 | 0 | 0 | 0 | 0 | 0 | 0 | 0 | 0 | 0 | 0 | 0 | 0 | 0 | 0 | 0 | 0 | 0 | 0 | 0 | 0 | 0 | 0 | 0 | 0 | 0 | 0 | 0 | 0 | 0 | 0 | 0 | 0 | 0 | 0 | 0 | 0 | 0 | 0 | 0 | 0 | 0 | 0 | 0 | 0 | 0 | 0 | 0 | 0 | 0 | 0 | 0 | 0 | 0 | 0 | 0 | 0 | 0 | 0 | 0 | 0 | 0 | 0 | 0 | 0 | 0 | 2017-01-09 10:00
t0204 | 0 | 148.3906 | 446.6685 | 166.1946 | 50.8843 | 354.2024 | 50.8843 | 521.7622 | 88.2899 | 88.2899 | 2879.8976 | 97.2264 | 92.5632 | 386.0865 | 452.576 | 64.3624 | 92.5934 | 426.3866 | 272.367 | 374.7389 | 0 | 0 | 554.5387 | 42.8994 | 42.8994 | 42.8994 | 95.7759 | 188.635 | 293.9838 | 201.3846 | 438.8257 | 113.0746 | 265.4462 | 237.1258 | 322.0877 | 332.9293 | 156.7727 | 577.4014 | 416.8362 | 112.1198 | 231.2847 | 335.3387 | 125.8517 | 267.8248 | 549.4506 | 125.8517 | 48.6466 | 336.5812 | 899.4 | 178.7607 | 230.9544 | 116.3646 | 202.83 | 48.6466 | 195.527 | 307.5738 | 110.7804 | 441.8009 | 44.1218 | 194.3308 | 44.1218 | 125.8517 | 188.635 | 75.5055 | 549.4506 | 0 | 0 | 0 | 0 | 0 | 0 | 0 | 0 | 189.0024 | 0 | 0 | 0 | 0 | 301.0131 | 336.5151 | 30.3563 | 40.1711 | 318.1831 | 179.1595 | 14.9109 | 100.2946 | 107.319 | 334.0319 | 180.9062 | 241.9908 | 127.1253 | 30.3563 | 392.1876 | 53.5737 | 323.6187 | 150.5889 | 180.1918 | 55.9829 | 106.4933 | 633.6286 | 29.3323 | 178.1394 | 187.4542 | 14.9109 | 14.9109 | 83.4312 | 135.2974 | 76.5342 | 153.0692 | 179.0089 | 131.4903 | 147.2339 | 980.1446 | 146.0701 | 100.2946 | 88.8738 | 88.8738 | 39.4536 | 66.6796 | 980.1446 | 518.4063 | 161.7702 | 0 | 0 | 0 | 87.5294 | 107.319 | 86.2208 | 437.7106 | 106.4933 | 0 | 75.83 | 66.6796 | 14.9109 | 87.8131 | 34.4367 | 0 | 0 | 0 | 102.3663 | 0 | 0 | 167.6438 | 0 | 38.9635 | 0 | 0 | 234.9724 | 89.3639 | 34.4367 | 34.6863 | 34.6863 | 83.2989 | 174.2801 | 246.9046 | 163.1258 | 374.6583 | 208.8244 | 134.6987 | 304.1896 | 329.0836 | 193.4836 | 172.8435 | 609.4476 | 213.5566 | 239.9669 | 108.3095 | 100.3508 | 237.8919 | 254.5067 | 93.0019 | 100.3508 | 100.3508 | 201.385 | 108.3095 | 108.3095 | 108.3095 | 211.012 | 200.4254 | 218.0116 | 163.4416 | 163.4416 | 129.7083 | 247.9574 | 521.4065 | 172.9571 | 141.0987 | 978.5039 | 218.7751 | 141.0987 | 668.2016 | 1343.8759 | 184.4915 | 751.1197 | 489.3873 | 218.7751 | 137.9437 | 76.7248 | 270.8222 | 61.7482 | 61.7482 | 61.7482 | 203.9481 | 281.2979 | 97.2346 | 126.3073 | 259.2992 | 234.1214 | 129.4514 | 129.4514 | 154.4145 | 376.8102 | 61.7482 | 540.0161 | 253.4056 | 429.194 | 157.7683 | 131.9143 | 507.9881 | 113.4797 | 193.0995 | 113.4797 | 301.9926 | 106.3716 | 132.2 | 75.5055 | 75.5055 | 106.3716 | 343.7288 | 297.3601 | 190.5959 | 270.7642 | 130.8897 | 106.3716 | 809.9264 | 214.957 | 285.3476 | 637.6701 | 1170.5162 | 103.7502 | 111.5983 | 212.4547 | 421.2927 | 111.5983 | 66.722 | 162.9157 | 115.817 | 110.1141 | 139.3837 | 66.8084 | 66.8084 | 108.4301 | 67.4733 | 217.3363 | 290.0729 | 129.9684 | 193.0995 | 125.54 | 297.7119 | 205.1557 | 129.9684 | 125.54 | 100.9734 | 359.0084 | 206.9325 | 53.4535 | 34.8734 | 430.8949 | 94.4057 | 343.8658 | 97.0418 | 412.5387 | 1097.1198 | 49.2997 | 325.0704 | 359.0084 | 489.5648 | 97.0418 | 38.9635 | 306.5054 | 342.9844 | 229.4727 | 216.5752 | 0 | 100.3508 | 170.3464 | 678.797 | 0 | 103.7502 | 147.6955 | 237.8919 | 109.9377 | 152.4929 | 212.0631 | 100.0547 | 0 | 0 | 0 | 0 | 0 | 0 | 0 | 0 | 89.3639 | 0 | 176.7865 | 199.1701 | 320.6038 | 203.2563 | 0 | 210.8044 | 72.0871 | 52.8624 | 29.3323 | 1083.4568 | 45.233 | 170.521 | 66.1685 | 66.1685 | 135.1896 | 43.5899 | 72.0871 | 45.233 | 42.7374 | 42.7374 | 73.3882 | 0 | 0 | 0 | 0 | 43.5899 | 43.5899 | 43.5899 | 66.4854 | 42.7374 | 140.6203 | 0 | 0 | 33.5703 | 0 | 0 | 0 | 127.9745 | 49.4416 | 165.9163 | 63.9484 | 68.1127 | 33.5703 | 135.9013 | 241.1376 | 41.4679 | 180.3379 | 164.7115 | 726.7744 | 134.6377 | 130.3356 | 166.3027 | 25.9641 | 30.8082 | 30.8082 | 25.9641 | 63.1486 | 101.2616 | 218.4357 | 2583.4092 | 192.25 | 101.2616 | 94.9616 | 246.7881 | 141.1639 | 114.9407 | 119.9371 | 94.9616 | 221.4431 | 93.3699 | 49.4416 | 49.4416 | 190.7321 | 148.4203 | 0 | 0 | 0 | 30.8082 | 30.8082 | 38.3875 | 0 | 0 | 0 | 0 | 0 | 0 | 25.9641 | 49.4416 | 201.7516 | 30.8082 | 40.3978 | 86.6152 | 0 | 0 | 0 | 0 | 0 | 0 | 0 | 0 | 0 | 0 | 0 | 0 | 0 | 0 | 0 | 0 | 0 | 0 | 0 | 0 | 0 | 0 | 0 | 0 | 0 | 0 | 0 | 0 | 0 | 0 | 0 | 0 | 0 | 0 | 0 | 0 | 0 | 0 | 0 | 0 | 0 | 0 | 0 | 0 | 0 | 0 | 0 | 0 | 0 | 0 | 0 | 0 | 0 | 0 | 0 | 0 | 0 | 0 | 0 | 0 | 0 | 0 | 0 | 0 | 0 | 0 | 0 | 0 | 0 | 0 | 0 | 0 | 0 | 0 | 0 | 0 | 0 | 0 | 0 | 0 | 0 | 0 | 0 | 0 | 0 | 0 | 0 | 0 | 0 | 0 | 0 | 0 | 0 | 0 | 0 | 0 | 0 | 0 | 0 | 0 | 0 | 0 | 0 | 0 | 0 | 0 | 0 | 0 | 0 | 2017-01-09 11:00
t0205 | 0 | 147.0954 | 444.7137 | 165.5074 | 50.947 | 353.2759 | 50.947 | 514.8373 | 87.2392 | 87.2392 | 2818.3128 | 97.0104 | 92.5309 | 381.8821 | 450.5373 | 64.2739 | 92.4478 | 424.8157 | 271.7335 | 372.3863 | 0 | 0 | 551.0595 | 42.8779 | 42.8779 | 42.8779 | 95.2883 | 187.6773 | 291.9034 | 197.6192 | 434.4481 | 112.6448 | 263.9967 | 235.8054 | 321.3411 | 331.9722 | 156.4559 | 570.0761 | 411.2312 | 111.7075 | 229.5186 | 332.9711 | 125.0388 | 266.1677 | 538.5104 | 125.0388 | 48.7101 | 335.152 | 894.0108 | 177.7586 | 229.1687 | 116.278 | 201.7945 | 48.7101 | 195.0341 | 305.8338 | 110.5094 | 438.4431 | 44.1532 | 193.134 | 44.1532 | 125.0388 | 187.6773 | 75.177 | 538.5104 | 0 | 0 | 0 | 0 | 0 | 0 | 0 | 0 | 188.4486 | 0 | 0 | 0 | 0 | 299.4408 | 335.9173 | 30.421 | 40.5801 | 317.6112 | 179.7443 | 14.9805 | 100.7319 | 108.1453 | 332.3445 | 180.1579 | 241.272 | 127.5475 | 30.421 | 389.4649 | 53.9041 | 322.712 | 151.3163 | 180.6904 | 56.2763 | 106.855 | 631.0643 | 29.6193 | 178.4421 | 188.1343 | 14.9805 | 14.9805 | 83.5884 | 134.9636 | 76.7992 | 153.602 | 178.5297 | 130.6143 | 145.5344 | 972.2517 | 147.1878 | 100.7319 | 89.2009 | 89.2009 | 39.6295 | 66.8826 | 972.2517 | 515.5732 | 162.3428 | 0 | 0 | 0 | 87.9072 | 108.1453 | 86.4389 | 437.8253 | 106.855 | 0 | 76.0722 | 66.8826 | 14.9805 | 87.6031 | 34.5029 | 0 | 0 | 0 | 102.2582 | 0 | 0 | 167.4531 | 0 | 39.2609 | 0 | 0 | 234.6974 | 89.0369 | 34.5029 | 34.7402 | 34.7402 | 84.1155 | 174.5292 | 246.6391 | 163.5256 | 371.4552 | 208.1738 | 134.4425 | 303.8009 | 325.5801 | 193.4812 | 172.7843 | 598.2958 | 212.8383 | 240.2951 | 107.4257 | 99.8698 | 236.4677 | 255.1797 | 93.0378 | 99.8698 | 99.8698 | 200.5391 | 107.4257 | 107.4257 | 107.4257 | 210.9972 | 199.238 | 217.923 | 163.5454 | 163.5454 | 129.6352 | 246.0687 | 519.1039 | 171.4293 | 140.9261 | 955.5461 | 217.233 | 140.9261 | 657.976 | 1319.9505 | 184.9564 | 744.555 | 487.1828 | 217.233 | 137.2472 | 76.7115 | 271.899 | 61.7271 | 61.7271 | 61.7271 | 204.535 | 279.9536 | 97.6237 | 125.8787 | 258.8141 | 233.3104 | 128.7372 | 128.7372 | 153.7749 | 375.5698 | 61.7271 | 537.9053 | 252.5488 | 427.8317 | 157.3104 | 132.0091 | 501.7631 | 113.2864 | 191.438 | 113.2864 | 299.8704 | 105.9528 | 131.1326 | 75.177 | 75.177 | 105.9528 | 340.0057 | 295.3068 | 189.3863 | 269.2675 | 129.9166 | 105.9528 | 800.0662 | 214.3962 | 282.1207 | 630.5996 | 1146.3999 | 103.459 | 111.2226 | 212.3697 | 419.2177 | 111.2226 | 66.9228 | 162.4091 | 115.3197 | 109.9645 | 139.4499 | 66.5106 | 66.5106 | 107.7817 | 67.3777 | 214.3287 | 287.9156 | 129.9043 | 191.438 | 124.9815 | 295.2291 | 204.6745 | 129.9043 | 124.9815 | 101.3811 | 355.1863 | 205.7732 | 53.3796 | 35.1147 | 430.6512 | 94.5301 | 343.063 | 97.1457 | 413.2316 | 1083.66 | 49.4874 | 327.2005 | 355.1863 | 485.7091 | 97.1457 | 39.2609 | 301.2098 | 342.3735 | 227.4727 | 214.7989 | 0 | 99.8698 | 170.6296 | 661.9389 | 0 | 103.459 | 147.1937 | 236.4677 | 108.7981 | 153.7808 | 211.9532 | 100.1208 | 0 | 0 | 0 | 0 | 0 | 0 | 0 | 0 | 89.0369 | 0 | 176.1913 | 197.5035 | 317.6236 | 201.3428 | 0 | 210.853 | 72.4044 | 52.9953 | 29.6193 | 1076.2158 | 45.2342 | 169.3132 | 66.4705 | 66.4705 | 135.7507 | 43.6614 | 72.4044 | 45.2342 | 43.0427 | 43.0427 | 73.7261 | 0 | 0 | 0 | 0 | 43.6614 | 43.6614 | 43.6614 | 66.6471 | 43.0427 | 140.904 | 0 | 0 | 33.2777 | 0 | 0 | 0 | 128.2007 | 49.169 | 165.5102 | 63.1307 | 68.1827 | 33.2777 | 135.5819 | 239.1587 | 41.6652 | 179.1466 | 164.0095 | 719.2346 | 134.4332 | 130.0916 | 165.977 | 25.902 | 30.7719 | 30.7719 | 25.902 | 63.2046 | 101.0323 | 218.5716 | 2540.0415 | 191.884 | 101.0323 | 94.6173 | 243.4662 | 141.2191 | 115.6818 | 120.0526 | 94.6173 | 221.0223 | 92.6887 | 49.169 | 49.169 | 191.0566 | 147.5226 | 0 | 0 | 0 | 30.7719 | 30.7719 | 38.4541 | 0 | 0 | 0 | 0 | 0 | 0 | 25.902 | 49.169 | 201.0091 | 30.7719 | 40.3549 | 87.066 | 0 | 0 | 0 | 0 | 0 | 0 | 0 | 0 | 0 | 0 | 0 | 0 | 0 | 0 | 0 | 0 | 0 | 0 | 0 | 0 | 0 | 0 | 0 | 0 | 0 | 0 | 0 | 0 | 0 | 0 | 0 | 0 | 0 | 0 | 0 | 0 | 0 | 0 | 0 | 0 | 0 | 0 | 0 | 0 | 0 | 0 | 0 | 0 | 0 | 0 | 0 | 0 | 0 | 0 | 0 | 0 | 0 | 0 | 0 | 0 | 0 | 0 | 0 | 0 | 0 | 0 | 0 | 0 | 0 | 0 | 0 | 0 | 0 | 0 | 0 | 0 | 0 | 0 | 0 | 0 | 0 | 0 | 0 | 0 | 0 | 0 | 0 | 0 | 0 | 0 | 0 | 0 | 0 | 0 | 0 | 0 | 0 | 0 | 0 | 0 | 0 | 0 | 0 | 0 | 0 | 0 | 0 | 0 | 0 | 2017-01-09 12:00
t0206 | 0 | 148.9994 | 437.9276 | 169.7644 | 50.2331 | 347.4428 | 50.2331 | 565.1354 | 84.2718 | 84.2718 | 2691.8192 | 93.7507 | 95.0525 | 390.4195 | 464.7885 | 67.0529 | 92.9691 | 428.4132 | 272.7989 | 390.9345 | 0 | 0 | 542.1822 | 43.6007 | 43.6007 | 43.6007 | 97.7551 | 191.0777 | 305.0189 | 186.7016 | 429.6874 | 111.8698 | 274.1478 | 246.1722 | 327.1629 | 332.8529 | 161.5092 | 610.202 | 420.8242 | 114.3086 | 241.2778 | 334.5197 | 128.1531 | 272.6583 | 536.9035 | 128.1531 | 50.6174 | 342.4063 | 915.9622 | 185.0021 | 228.2833 | 117.4641 | 208.4979 | 50.6174 | 200.109 | 319.8133 | 114.1588 | 435.3265 | 44.3338 | 201.9289 | 44.3338 | 128.1531 | 191.0777 | 76.2109 | 536.9035 | 0 | 0 | 0 | 0 | 0 | 0 | 0 | 0 | 192.1895 | 0 | 0 | 0 | 0 | 303.3309 | 340.5728 | 31.343 | 40.7525 | 310.4422 | 183.0984 | 15.0465 | 101.3419 | 110.1642 | 331.35 | 182.4747 | 245.589 | 125.6493 | 31.343 | 375.6374 | 54.4699 | 321.3852 | 152.4505 | 184.5476 | 57.1234 | 108.1407 | 621.5429 | 29.4008 | 181.1232 | 188.3324 | 15.0465 | 15.0465 | 82.4924 | 137.8624 | 77.6073 | 154.9012 | 180.9787 | 123.7309 | 133.2542 | 918.9686 | 145.352 | 101.3419 | 90.8596 | 90.8596 | 39.9942 | 65.0108 | 918.9686 | 499.1575 | 167.0487 | 0 | 0 | 0 | 90.0073 | 110.1642 | 88.0766 | 436.7913 | 108.1407 | 0 | 77.6383 | 65.0108 | 15.0465 | 85.2033 | 33.8578 | 0 | 0 | 0 | 103.2703 | 0 | 0 | 167.8336 | 0 | 39.185 | 0 | 0 | 237.7559 | 92.8622 | 33.8578 | 35.1128 | 35.1128 | 84.0969 | 173.4608 | 242.0471 | 164.3996 | 367.318 | 211.597 | 134.5935 | 306.8037 | 314.6485 | 190.6813 | 173.6851 | 560.1982 | 214.1816 | 235.5959 | 107.5515 | 100.4578 | 233.3176 | 252.7712 | 92.2861 | 100.4578 | 100.4578 | 194.2383 | 107.5515 | 107.5515 | 107.5515 | 207.9175 | 199.6768 | 212.8884 | 162.5818 | 162.5818 | 128.2242 | 235.324 | 520.156 | 175.3277 | 136.8239 | 881.2344 | 215.5556 | 136.8239 | 606.2144 | 1250.4138 | 181.2795 | 716.1946 | 481.8832 | 215.5556 | 134.3521 | 76.4182 | 267.9516 | 62.5957 | 62.5957 | 62.5957 | 202.6596 | 267.8357 | 95.3136 | 132.6766 | 260.6707 | 238.5261 | 131.8264 | 131.8264 | 152.5996 | 393.0812 | 62.5957 | 525.5807 | 256.4933 | 433.8168 | 160.4315 | 134.3093 | 471.9578 | 113.4142 | 197.5071 | 113.4142 | 295.6709 | 103.6704 | 131.1993 | 76.2109 | 76.2109 | 103.6704 | 350.9748 | 303.6568 | 186.4803 | 262.6812 | 132.62 | 103.6704 | 830.9262 | 217.2908 | 270.8553 | 608.5358 | 1071.1597 | 104.8055 | 113.2045 | 207.536 | 414.3938 | 113.2045 | 67.7291 | 161.2412 | 117.7717 | 110.7571 | 137.9961 | 66.7133 | 66.7133 | 108.3566 | 66.7337 | 206.5068 | 286.873 | 130.1877 | 197.5071 | 124.1258 | 285.9986 | 208.0583 | 130.1877 | 124.1258 | 100.8153 | 339.3072 | 207.8349 | 55.8731 | 35.2676 | 435.0348 | 94.5026 | 336.8459 | 96.6747 | 420.8736 | 1071.6307 | 50.3613 | 329.5079 | 339.3072 | 469.7708 | 96.6747 | 39.185 | 329.4568 | 337.0934 | 229.9073 | 223.8699 | 0 | 100.4578 | 173.8742 | 618.037 | 0 | 104.8055 | 146.535 | 233.3176 | 105.8051 | 152.5546 | 215.5333 | 98.7781 | 0 | 0 | 0 | 0 | 0 | 0 | 0 | 0 | 92.8622 | 0 | 179.8031 | 211.1336 | 306.2372 | 196.1488 | 0 | 207.5211 | 69.647 | 52.8384 | 29.4008 | 1019.9041 | 45.6959 | 161.6272 | 65.0765 | 65.0765 | 129.7852 | 42.5536 | 69.647 | 45.6959 | 42.959 | 42.959 | 73.3415 | 0 | 0 | 0 | 0 | 42.5536 | 42.5536 | 42.5536 | 66.0497 | 42.959 | 140.0036 | 0 | 0 | 31.8109 | 0 | 0 | 0 | 126.3677 | 50.3827 | 161.898 | 64.5627 | 67.7582 | 31.8109 | 138.628 | 226.8066 | 41.8938 | 181.8001 | 162.3014 | 706.2342 | 135.2207 | 130.8869 | 165.3428 | 25.9601 | 31.0496 | 31.0496 | 25.9601 | 61.5808 | 99.5546 | 217.7406 | 2396.7037 | 183.8151 | 99.5546 | 93.3964 | 227.8956 | 137.2464 | 113.9105 | 116.2536 | 93.3964 | 213.3526 | 89.8938 | 50.3827 | 50.3827 | 189.2806 | 141.4368 | 0 | 0 | 0 | 31.0496 | 31.0496 | 37.776 | 0 | 0 | 0 | 0 | 0 | 0 | 25.9601 | 50.3827 | 195.3215 | 31.0496 | 40.4065 | 85.8386 | 0 | 0 | 0 | 0 | 0 | 0 | 0 | 0 | 0 | 0 | 0 | 0 | 0 | 0 | 0 | 0 | 0 | 0 | 0 | 0 | 0 | 0 | 0 | 0 | 0 | 0 | 0 | 0 | 0 | 0 | 0 | 0 | 0 | 0 | 0 | 0 | 0 | 0 | 0 | 0 | 0 | 0 | 0 | 0 | 0 | 0 | 0 | 0 | 0 | 0 | 0 | 0 | 0 | 0 | 0 | 0 | 0 | 0 | 0 | 0 | 0 | 0 | 0 | 0 | 0 | 0 | 0 | 0 | 0 | 0 | 0 | 0 | 0 | 0 | 0 | 0 | 0 | 0 | 0 | 0 | 0 | 0 | 0 | 0 | 0 | 0 | 0 | 0 | 0 | 0 | 0 | 0 | 0 | 0 | 0 | 0 | 0 | 0 | 0 | 0 | 0 | 0 | 0 | 0 | 0 | 0 | 0 | 0 | 0 | 2017-01-09 13:00
t0207 | 0 | 151.0768 | 429.5314 | 172.8509 | 48.8805 | 339.382 | 48.8805 | 616.5209 | 82.157 | 82.157 | 2638.484 | 89.9432 | 96.3575 | 400.4572 | 475.9176 | 69.0135 | 92.6025 | 429.2531 | 271.6109 | 407.4415 | 0 | 0 | 533.0013 | 43.8033 | 43.8033 | 43.8033 | 99.691 | 193.5375 | 317.0113 | 180.2006 | 427.0821 | 110.5139 | 282.7342 | 255.0843 | 329.9744 | 331.2993 | 164.8573 | 652.1609 | 433.6917 | 116.0592 | 252.2498 | 335.783 | 130.8511 | 278.1584 | 546.2892 | 130.8511 | 51.7148 | 347.4518 | 934.2985 | 191.2024 | 227.5926 | 117.342 | 213.9708 | 51.7148 | 203.3035 | 331.9093 | 116.6719 | 432.5971 | 43.9371 | 209.6905 | 43.9371 | 130.8511 | 193.5375 | 76.8063 | 546.2892 | 0 | 0 | 0 | 0 | 0 | 0 | 0 | 0 | 194.3222 | 0 | 0 | 0 | 0 | 305.9048 | 341.9023 | 31.7399 | 39.7982 | 301.0053 | 183.1902 | 14.824 | 100.0469 | 109.4765 | 329.2019 | 183.6914 | 247.8978 | 121.7452 | 31.7399 | 362.5745 | 53.8473 | 317.8183 | 150.5963 | 185.2288 | 56.7913 | 107.518 | 609.3998 | 28.4035 | 181.0496 | 185.2574 | 14.824 | 14.824 | 80.258 | 139.4946 | 77.0446 | 153.4781 | 181.9148 | 117.2139 | 122.8616 | 870.7177 | 140.1867 | 100.0469 | 90.842 | 90.842 | 39.5939 | 62.1814 | 870.7177 | 482.4039 | 168.6129 | 0 | 0 | 0 | 90.3336 | 109.4765 | 88.2425 | 430.553 | 107.518 | 0 | 77.821 | 62.1814 | 14.824 | 82.2914 | 32.7551 | 0 | 0 | 0 | 103.1844 | 0 | 0 | 166.5331 | 0 | 38.1914 | 0 | 0 | 238.2814 | 95.8759 | 32.7551 | 34.9681 | 34.9681 | 81.8196 | 170.0484 | 235.3411 | 162.6759 | 364.1826 | 213.3576 | 133.5682 | 306.6507 | 306.233 | 185.8402 | 172.5976 | 535.4612 | 214.07 | 227.9342 | 107.8013 | 100.5919 | 229.8802 | 246.5148 | 90.4502 | 100.5919 | 100.5919 | 187.3984 | 107.8013 | 107.8013 | 107.8013 | 202.6329 | 199.6221 | 205.8303 | 159.6219 | 159.6219 | 125.5228 | 225.4768 | 518.6891 | 179.3311 | 131.6571 | 837.3367 | 213.8895 | 131.6571 | 566.6895 | 1208.2038 | 174.994 | 691.5713 | 474.7584 | 213.8895 | 131.1659 | 75.2737 | 259.4438 | 62.7132 | 62.7132 | 62.7132 | 197.6212 | 255.47 | 91.4291 | 138.1703 | 260.1326 | 241.9035 | 134.3036 | 134.3036 | 150.7229 | 406.8488 | 62.7132 | 511.2193 | 258.5424 | 436.5036 | 162.2034 | 134.7505 | 448.2946 | 112.5153 | 203.495 | 112.5153 | 291.6179 | 100.9808 | 131.4058 | 76.8063 | 76.8063 | 100.9808 | 362.9957 | 311.1584 | 183.481 | 255.7961 | 135.1322 | 100.9808 | 865.6063 | 218.3493 | 262.2037 | 591.8583 | 1025.9949 | 105.3021 | 114.3308 | 200.7228 | 408.2983 | 114.3308 | 67.3805 | 159.0622 | 119.4757 | 110.4432 | 134.9223 | 66.5924 | 66.5924 | 108.6487 | 65.5026 | 201.487 | 285.9348 | 129.0366 | 203.495 | 122.7532 | 277.9105 | 209.5577 | 129.0366 | 122.7532 | 98.4714 | 326.469 | 209.1613 | 57.6737 | 34.6216 | 434.4538 | 93.1807 | 328.355 | 94.9441 | 422.0416 | 1068.971 | 50.2988 | 324.4908 | 326.469 | 455.4095 | 94.9441 | 38.1914 | 360.3784 | 329.1764 | 232.6434 | 232.5425 | 0 | 100.5919 | 174.4435 | 596.1325 | 0 | 105.3021 | 144.9968 | 229.8802 | 103.5547 | 147.6097 | 216.5475 | 96.2658 | 0 | 0 | 0 | 0 | 0 | 0 | 0 | 0 | 95.8759 | 0 | 182.0241 | 224.0535 | 296.6736 | 191.9968 | 0 | 201.9057 | 65.7551 | 51.8675 | 28.4035 | 966.6182 | 45.594 | 154.4368 | 62.539 | 62.539 | 121.8052 | 40.9077 | 65.7551 | 45.594 | 41.9013 | 41.9013 | 71.597 | 0 | 0 | 0 | 0 | 40.9077 | 40.9077 | 40.9077 | 64.4669 | 41.9013 | 137.0839 | 0 | 0 | 30.5247 | 0 | 0 | 0 | 122.8233 | 51.3599 | 157.2641 | 66.4333 | 66.4614 | 30.5247 | 140.3667 | 215.6943 | 41.3104 | 184.0343 | 159.9103 | 697.6439 | 134.7033 | 130.489 | 163.3325 | 25.8094 | 31.0047 | 31.0047 | 25.8094 | 59.2543 | 97.3695 | 214.2119 | 2302.4756 | 174.6881 | 97.3695 | 91.7041 | 215.8608 | 131.8392 | 109.7622 | 111.1591 | 91.7041 | 204.3414 | 87.2958 | 51.3599 | 51.3599 | 184.9026 | 135.4946 | 0 | 0 | 0 | 31.0047 | 31.0047 | 36.5961 | 0 | 0 | 0 | 0 | 0 | 0 | 25.8094 | 51.3599 | 188.8814 | 31.0047 | 40.0513 | 82.982 | 0 | 0 | 0 | 0 | 0 | 0 | 0 | 0 | 0 | 0 | 0 | 0 | 0 | 0 | 0 | 0 | 0 | 0 | 0 | 0 | 0 | 0 | 0 | 0 | 0 | 0 | 0 | 0 | 0 | 0 | 0 | 0 | 0 | 0 | 0 | 0 | 0 | 0 | 0 | 0 | 0 | 0 | 0 | 0 | 0 | 0 | 0 | 0 | 0 | 0 | 0 | 0 | 0 | 0 | 0 | 0 | 0 | 0 | 0 | 0 | 0 | 0 | 0 | 0 | 0 | 0 | 0 | 0 | 0 | 0 | 0 | 0 | 0 | 0 | 0 | 0 | 0 | 0 | 0 | 0 | 0 | 0 | 0 | 0 | 0 | 0 | 0 | 0 | 0 | 0 | 0 | 0 | 0 | 0 | 0 | 0 | 0 | 0 | 0 | 0 | 0 | 0 | 0 | 0 | 0 | 0 | 0 | 0 | 0 | 2017-01-09 14:00
t0208 | 0 | 151.9163 | 430.9312 | 172.8253 | 48.7335 | 339.8657 | 48.7335 | 618.7419 | 83.2575 | 83.2575 | 2705.4893 | 90.1586 | 95.9612 | 403.2581 | 475.8278 | 68.7317 | 92.4747 | 429.5285 | 271.4869 | 407.5689 | 0 | 0 | 535.8863 | 43.6596 | 43.6596 | 43.6596 | 99.7721 | 193.803 | 317.4664 | 184.4674 | 430.9159 | 110.7294 | 282.8168 | 255.0887 | 329.4861 | 331.3725 | 164.4054 | 655.4152 | 437.8156 | 116.0078 | 252.6376 | 337.2927 | 131.1495 | 278.7264 | 556.5428 | 131.1495 | 51.3782 | 347.5413 | 936.0088 | 191.2553 | 228.9415 | 117.0399 | 214.036 | 51.3782 | 202.9346 | 331.9043 | 116.3967 | 435.2218 | 43.7746 | 209.7933 | 43.7746 | 131.1495 | 193.803 | 76.8789 | 556.5428 | 0 | 0 | 0 | 0 | 0 | 0 | 0 | 0 | 194.1339 | 0 | 0 | 0 | 0 | 306.4891 | 341.3054 | 31.5232 | 39.2472 | 301.3075 | 181.8518 | 14.7064 | 99.2755 | 108.1702 | 330.1843 | 183.836 | 247.7023 | 121.1056 | 31.5232 | 365.4532 | 53.315 | 318.0266 | 149.3468 | 183.9414 | 56.2708 | 106.7601 | 611.1568 | 28.039 | 180.0623 | 184.0308 | 14.7064 | 14.7064 | 79.954 | 139.2771 | 76.5032 | 152.4158 | 181.7698 | 118.307 | 125.1858 | 880.455 | 138.7568 | 99.2755 | 90.1392 | 90.1392 | 39.277 | 61.9305 | 880.455 | 485.2602 | 167.2326 | 0 | 0 | 0 | 89.5479 | 108.1702 | 87.6636 | 429.359 | 106.7601 | 0 | 77.2492 | 61.9305 | 14.7064 | 82.4613 | 32.6425 | 0 | 0 | 0 | 102.9548 | 0 | 0 | 166.2663 | 0 | 37.7801 | 0 | 0 | 237.7281 | 95.703 | 32.6425 | 34.7923 | 34.7923 | 80.738 | 169.4065 | 235.3148 | 161.7595 | 366.8957 | 213.2434 | 133.4745 | 306.0402 | 309.8886 | 185.5426 | 172.1394 | 548.4923 | 214.1695 | 227.3059 | 108.4428 | 100.7936 | 230.9967 | 245.3132 | 90.2238 | 100.7936 | 100.7936 | 188.2328 | 108.4428 | 108.4428 | 108.4428 | 202.3233 | 200.3196 | 205.7256 | 159.1544 | 159.1544 | 125.3644 | 227.6225 | 519.6784 | 180.2041 | 131.774 | 864.5825 | 215.0716 | 131.774 | 579.6013 | 1235.1593 | 174.2906 | 698.6528 | 476.1998 | 215.0716 | 131.7557 | 75.1081 | 257.8864 | 62.5089 | 62.5089 | 62.5089 | 196.604 | 257.0542 | 90.9336 | 137.7871 | 259.8271 | 241.7594 | 134.49 | 134.49 | 151.0815 | 405.8709 | 62.5089 | 512.9506 | 258.4906 | 436.3735 | 162.0418 | 134.1329 | 455.7624 | 112.4123 | 204.2952 | 112.4123 | 293.3826 | 101.3142 | 132.1832 | 76.8789 | 76.8789 | 101.3142 | 365.2179 | 311.93 | 184.4765 | 257.1582 | 135.6173 | 101.3142 | 871.6209 | 218.1632 | 265.7061 | 599.3052 | 1054.0314 | 105.2378 | 114.2881 | 200.614 | 409.7461 | 114.2881 | 66.9328 | 159.2572 | 119.5156 | 110.2535 | 134.5942 | 66.717 | 66.717 | 109.0073 | 65.4744 | 204.6801 | 287.5334 | 128.742 | 204.2952 | 123.0781 | 280.4418 | 209.2767 | 128.742 | 123.0781 | 97.8169 | 330.7507 | 209.6915 | 57.4262 | 34.2633 | 433.2545 | 92.8031 | 328.7634 | 94.6143 | 419.6572 | 1081.227 | 49.9057 | 321.2116 | 330.7507 | 459.3882 | 94.6143 | 37.7801 | 363.0788 | 329.3144 | 233.9762 | 233.1796 | 0 | 100.7936 | 173.4553 | 615.4513 | 0 | 105.2378 | 145.1889 | 230.9967 | 104.6944 | 145.9374 | 215.8409 | 96.0329 | 0 | 0 | 0 | 0 | 0 | 0 | 0 | 0 | 95.703 | 0 | 181.9214 | 224.2815 | 299.8314 | 193.8738 | 0 | 201.5482 | 65.4349 | 51.5998 | 28.039 | 975.6194 | 45.4397 | 155.8382 | 62.1491 | 62.1491 | 121.2997 | 40.7998 | 65.4349 | 45.4397 | 41.4722 | 41.4722 | 71.0753 | 0 | 0 | 0 | 0 | 40.7998 | 40.7998 | 40.7998 | 64.1655 | 41.4722 | 136.4813 | 0 | 0 | 30.8551 | 0 | 0 | 0 | 122.384 | 51.4284 | 157.5266 | 67.0243 | 66.2401 | 30.8551 | 140.1215 | 218.0728 | 40.9757 | 184.6242 | 160.3475 | 704.68 | 134.5076 | 130.3458 | 163.2875 | 25.8025 | 30.9416 | 30.9416 | 25.8025 | 59.1499 | 97.456 | 213.5562 | 2352.2333 | 175.1701 | 97.456 | 91.9099 | 219.8849 | 131.7053 | 108.8077 | 111.0041 | 91.9099 | 204.7751 | 87.9791 | 51.4284 | 51.4284 | 184.1903 | 136.5069 | 0 | 0 | 0 | 30.9416 | 30.9416 | 36.4752 | 0 | 0 | 0 | 0 | 0 | 0 | 25.8025 | 51.4284 | 189.5599 | 30.9416 | 39.9868 | 82.3687 | 0 | 0 | 0 | 0 | 0 | 0 | 0 | 0 | 0 | 0 | 0 | 0 | 0 | 0 | 0 | 0 | 0 | 0 | 0 | 0 | 0 | 0 | 0 | 0 | 0 | 0 | 0 | 0 | 0 | 0 | 0 | 0 | 0 | 0 | 0 | 0 | 0 | 0 | 0 | 0 | 0 | 0 | 0 | 0 | 0 | 0 | 0 | 0 | 0 | 0 | 0 | 0 | 0 | 0 | 0 | 0 | 0 | 0 | 0 | 0 | 0 | 0 | 0 | 0 | 0 | 0 | 0 | 0 | 0 | 0 | 0 | 0 | 0 | 0 | 0 | 0 | 0 | 0 | 0 | 0 | 0 | 0 | 0 | 0 | 0 | 0 | 0 | 0 | 0 | 0 | 0 | 0 | 0 | 0 | 0 | 0 | 0 | 0 | 0 | 0 | 0 | 0 | 0 | 0 | 0 | 0 | 0 | 0 | 0 | 2017-01-09 15:00
t0209 | 0 | 157.73 | 446.8762 | 178.8244 | 50.3481 | 352.061 | 50.3481 | 641.4764 | 86.858 | 86.858 | 2841.8988 | 93.4558 | 99.0558 | 419.0266 | 492.3205 | 70.9448 | 95.6228 | 444.681 | 280.8862 | 421.7911 | 0 | 0 | 556.4224 | 45.0922 | 45.0922 | 45.0922 | 103.2945 | 200.7183 | 328.7703 | 193.5932 | 448.3514 | 114.7329 | 292.6954 | 263.9496 | 340.6633 | 342.9856 | 169.8437 | 680.1167 | 455.6017 | 120.0148 | 261.6427 | 349.9952 | 135.8984 | 288.7791 | 582.3089 | 135.8984 | 52.9556 | 359.6983 | 969.6448 | 197.9321 | 237.7727 | 120.9352 | 221.5184 | 52.9556 | 209.7695 | 343.4246 | 120.2741 | 452.0542 | 45.2022 | 217.1407 | 45.2022 | 135.8984 | 200.7183 | 79.6034 | 582.3089 | 0 | 0 | 0 | 0 | 0 | 0 | 0 | 0 | 200.7794 | 0 | 0 | 0 | 0 | 317.534 | 352.834 | 32.486 | 40.2772 | 312.0508 | 187.3609 | 15.1471 | 102.2638 | 111.1326 | 342.3256 | 190.334 | 256.2112 | 124.9497 | 32.486 | 380.0574 | 54.8458 | 329.2675 | 153.7864 | 189.5525 | 57.9108 | 110.0148 | 633.629 | 28.7944 | 185.7287 | 189.7002 | 15.1471 | 15.1471 | 82.564 | 143.9929 | 78.8371 | 157.0772 | 188.0164 | 123.1457 | 131.05 | 917.4638 | 142.7297 | 102.2638 | 92.8458 | 92.8458 | 40.4514 | 63.9475 | 917.4638 | 504.047 | 172.1988 | 0 | 0 | 0 | 92.1805 | 111.1326 | 90.3602 | 443.6219 | 110.0148 | 0 | 79.5868 | 63.9475 | 15.1471 | 85.4574 | 33.7161 | 0 | 0 | 0 | 106.4038 | 0 | 0 | 171.9064 | 0 | 38.8462 | 0 | 0 | 245.6742 | 98.9201 | 33.7161 | 35.8972 | 35.8972 | 82.8908 | 174.9319 | 243.5385 | 166.8391 | 381.4014 | 220.6033 | 138.0771 | 316.3368 | 323.0174 | 191.8523 | 177.864 | 575.8661 | 221.7037 | 234.8792 | 112.6248 | 104.4351 | 239.7672 | 253.1508 | 93.2386 | 104.4351 | 104.4351 | 195.3512 | 112.6248 | 112.6248 | 112.6248 | 209.2128 | 207.7432 | 212.8697 | 164.4289 | 164.4289 | 129.6516 | 236.9466 | 538.4316 | 187.0167 | 136.4677 | 911.9348 | 223.3193 | 136.4677 | 608.0539 | 1295.2508 | 179.9613 | 727.5548 | 493.7441 | 223.3193 | 136.7346 | 77.6304 | 265.9511 | 64.5616 | 64.5616 | 64.5616 | 202.8516 | 267.0664 | 93.8149 | 142.3298 | 268.7035 | 250.0882 | 139.2867 | 139.2867 | 156.5845 | 419.3572 | 64.5616 | 531.991 | 267.4667 | 451.5035 | 167.5859 | 138.4252 | 476.4274 | 116.2739 | 211.8938 | 116.2739 | 304.7365 | 105.069 | 137.2784 | 79.6034 | 79.6034 | 105.069 | 379.2895 | 323.2587 | 191.5467 | 267.0104 | 140.6395 | 105.069 | 905.6195 | 225.6532 | 277.1991 | 624.9326 | 1108.4918 | 108.8668 | 118.2434 | 207.5761 | 424.9714 | 118.2434 | 68.9903 | 164.9447 | 123.7021 | 113.9829 | 139.0992 | 69.1228 | 69.1228 | 113.0324 | 67.7467 | 213.8346 | 298.5654 | 133.0549 | 211.8938 | 127.5807 | 291.8409 | 216.3955 | 133.0549 | 127.5807 | 100.8319 | 345.018 | 217.3314 | 59.2671 | 35.2381 | 447.624 | 95.8114 | 340.5264 | 97.7173 | 432.8054 | 1126.6013 | 51.4019 | 330.3958 | 345.018 | 477.9614 | 97.7173 | 38.8462 | 377.2871 | 340.9254 | 242.9573 | 241.6718 | 0 | 104.4351 | 178.8878 | 649.0686 | 0 | 108.8668 | 150.3809 | 239.7672 | 109.0677 | 150.0087 | 222.9255 | 99.2495 | 0 | 0 | 0 | 0 | 0 | 0 | 0 | 0 | 98.9201 | 0 | 188.1937 | 232.1886 | 312.3043 | 201.8268 | 0 | 208.3824 | 67.5359 | 53.2374 | 28.7944 | 1015.5123 | 46.9292 | 162.1816 | 64.0859 | 64.0859 | 125.2528 | 42.1634 | 67.5359 | 46.9292 | 42.6563 | 42.6563 | 73.2375 | 0 | 0 | 0 | 0 | 42.1634 | 42.1634 | 42.1634 | 66.2234 | 42.6563 | 140.8803 | 0 | 0 | 32.1434 | 0 | 0 | 0 | 126.3958 | 53.2608 | 163.207 | 69.7224 | 68.4189 | 32.1434 | 144.8489 | 227.2147 | 42.1991 | 191.4226 | 166.225 | 733.6903 | 139.0804 | 134.8056 | 168.9652 | 26.6991 | 31.9819 | 31.9819 | 26.6991 | 61.1589 | 100.9199 | 220.6138 | 2465.7523 | 181.6235 | 100.9199 | 95.2523 | 230.1202 | 136.2413 | 112.0275 | 114.8034 | 95.2523 | 212.2308 | 91.4863 | 53.2608 | 53.2608 | 190.192 | 141.9276 | 0 | 0 | 0 | 31.9819 | 31.9819 | 37.6777 | 0 | 0 | 0 | 0 | 0 | 0 | 26.6991 | 53.2608 | 196.6256 | 31.9819 | 41.3431 | 84.873 | 0 | 0 | 0 | 0 | 0 | 0 | 0 | 0 | 0 | 0 | 0 | 0 | 0 | 0 | 0 | 0 | 0 | 0 | 0 | 0 | 0 | 0 | 0 | 0 | 0 | 0 | 0 | 0 | 0 | 0 | 0 | 0 | 0 | 0 | 0 | 0 | 0 | 0 | 0 | 0 | 0 | 0 | 0 | 0 | 0 | 0 | 0 | 0 | 0 | 0 | 0 | 0 | 0 | 0 | 0 | 0 | 0 | 0 | 0 | 0 | 0 | 0 | 0 | 0 | 0 | 0 | 0 | 0 | 0 | 0 | 0 | 0 | 0 | 0 | 0 | 0 | 0 | 0 | 0 | 0 | 0 | 0 | 0 | 0 | 0 | 0 | 0 | 0 | 0 | 0 | 0 | 0 | 0 | 0 | 0 | 0 | 0 | 0 | 0 | 0 | 0 | 0 | 0 | 0 | 0 | 0 | 0 | 0 | 0 | 2017-01-09 16:00
t0210 | 0 | 154.2602 | 448.4537 | 174.9973 | 51.0368 | 354.8085 | 51.0368 | 595.8484 | 86.971 | 86.971 | 2812.8173 | 95.3819 | 97.4974 | 406.0237 | 479.8162 | 69.055 | 95.1713 | 440.0811 | 279.4745 | 405.6928 | 0 | 0 | 556.6601 | 44.6528 | 44.6528 | 44.6528 | 100.9042 | 196.9809 | 316.641 | 193.9709 | 443.9209 | 114.6327 | 283.6871 | 254.9933 | 335.9777 | 341.1883 | 166.1827 | 640.5606 | 439.268 | 117.7108 | 250.8976 | 345.0521 | 132.511 | 281.8008 | 563.3967 | 132.511 | 51.9055 | 352.7808 | 946.4451 | 191.5458 | 235.3631 | 120.2015 | 215.4708 | 51.9055 | 205.8287 | 331.402 | 117.5445 | 448.4986 | 45.2256 | 209.3823 | 45.2256 | 132.511 | 196.9809 | 78.4293 | 563.3967 | 0 | 0 | 0 | 0 | 0 | 0 | 0 | 0 | 197.5928 | 0 | 0 | 0 | 0 | 312.5027 | 349.2334 | 32.0566 | 41.0234 | 316.2964 | 186.598 | 15.2648 | 102.8873 | 111.5832 | 340.37 | 187.7019 | 252.4254 | 127.2555 | 32.0566 | 384.7215 | 55.2059 | 329.0115 | 154.7141 | 188.2931 | 58.0182 | 110.0573 | 636.1981 | 29.5452 | 184.8681 | 191.2259 | 15.2648 | 15.2648 | 83.7479 | 141.6858 | 78.9541 | 157.5265 | 185.81 | 126.2687 | 136.195 | 939.4313 | 146.3649 | 102.8873 | 92.5418 | 92.5418 | 40.6217 | 65.702 | 939.4313 | 510.4496 | 170.4848 | 0 | 0 | 0 | 91.6791 | 111.5832 | 89.8559 | 445.3468 | 110.0573 | 0 | 79.1568 | 65.702 | 15.2648 | 86.808 | 34.335 | 0 | 0 | 0 | 105.7177 | 0 | 0 | 171.6024 | 0 | 39.5402 | 0 | 0 | 243.5609 | 95.9265 | 34.335 | 35.8189 | 35.8189 | 84.6271 | 176.4441 | 246.5322 | 167.3336 | 378.693 | 217.4784 | 137.7374 | 314.1716 | 324.1462 | 194.0643 | 177.4777 | 580.8254 | 219.8349 | 239.0708 | 111.0475 | 103.3102 | 239.5644 | 256.5147 | 93.9797 | 103.3102 | 103.3102 | 198.277 | 111.0475 | 111.0475 | 111.0475 | 211.6191 | 205.5483 | 216.4421 | 165.5725 | 165.5725 | 130.6886 | 240.9004 | 534.2906 | 181.8255 | 139.1173 | 918.9 | 221.879 | 139.1173 | 623.9506 | 1297.8805 | 183.6346 | 735.1387 | 493.9379 | 221.879 | 137.5732 | 77.9428 | 271.1399 | 64.0614 | 64.0614 | 64.0614 | 205.6025 | 273.0372 | 96.2739 | 137.2417 | 267.0283 | 245.5155 | 136.112 | 136.112 | 156.424 | 406.0847 | 64.0614 | 537.1116 | 263.684 | 445.7281 | 164.9353 | 137.3309 | 485.1649 | 116.0307 | 205.0462 | 116.0307 | 304.0086 | 105.9756 | 135.4325 | 78.4293 | 78.4293 | 105.9756 | 365.5208 | 314.3437 | 191.5056 | 269.0058 | 137.2261 | 105.9756 | 867.7682 | 223.0622 | 278.9984 | 627.1629 | 1114.2071 | 107.6102 | 116.4185 | 211.0119 | 424.9712 | 116.4185 | 68.9669 | 165.0507 | 121.3405 | 113.3772 | 140.4503 | 68.542 | 68.542 | 111.61 | 68.116 | 213.6471 | 295.6572 | 132.9877 | 205.0462 | 127.3102 | 293.7444 | 213.6152 | 132.9877 | 127.3102 | 102.1786 | 348.8677 | 214.1278 | 57.574 | 35.6656 | 445.0602 | 96.2453 | 343.7464 | 98.4106 | 429.8479 | 1110.7794 | 51.2761 | 333.5667 | 348.8677 | 482.0303 | 98.4106 | 39.5402 | 348.9873 | 343.8918 | 237.935 | 232.6598 | 0 | 103.3102 | 177.6021 | 647.0454 | 0 | 107.6102 | 150.1303 | 239.5644 | 109.0676 | 153.5792 | 220.741 | 100.4529 | 0 | 0 | 0 | 0 | 0 | 0 | 0 | 0 | 95.9265 | 0 | 184.9902 | 220.3354 | 314.7231 | 201.9732 | 0 | 211.077 | 70.1062 | 53.6954 | 29.5452 | 1040.9305 | 46.7104 | 165.272 | 65.7129 | 65.7129 | 130.5339 | 43.1162 | 70.1062 | 46.7104 | 43.3781 | 43.3781 | 74.2785 | 0 | 0 | 0 | 0 | 43.1162 | 43.1162 | 43.1162 | 67.0541 | 43.3781 | 142.2848 | 0 | 0 | 32.616 | 0 | 0 | 0 | 128.284 | 52.0261 | 165.1302 | 67.3239 | 68.9619 | 32.616 | 142.473 | 232.047 | 42.5044 | 187.716 | 166.3169 | 729.1845 | 138.4185 | 134.0547 | 169.0714 | 26.5901 | 31.7861 | 31.7861 | 26.5901 | 62.4601 | 101.648 | 221.8342 | 2482.2478 | 186.6245 | 101.648 | 95.5775 | 234.5157 | 139.2425 | 114.8388 | 117.7657 | 95.5775 | 216.9166 | 92.2042 | 52.0261 | 52.0261 | 192.3484 | 144.5124 | 0 | 0 | 0 | 31.7861 | 31.7861 | 38.3266 | 0 | 0 | 0 | 0 | 0 | 0 | 26.5901 | 52.0261 | 199.3444 | 31.7861 | 41.3023 | 86.7136 | 0 | 0 | 0 | 0 | 0 | 0 | 0 | 0 | 0 | 0 | 0 | 0 | 0 | 0 | 0 | 0 | 0 | 0 | 0 | 0 | 0 | 0 | 0 | 0 | 0 | 0 | 0 | 0 | 0 | 0 | 0 | 0 | 0 | 0 | 0 | 0 | 0 | 0 | 0 | 0 | 0 | 0 | 0 | 0 | 0 | 0 | 0 | 0 | 0 | 0 | 0 | 0 | 0 | 0 | 0 | 0 | 0 | 0 | 0 | 0 | 0 | 0 | 0 | 0 | 0 | 0 | 0 | 0 | 0 | 0 | 0 | 0 | 0 | 0 | 0 | 0 | 0 | 0 | 0 | 0 | 0 | 0 | 0 | 0 | 0 | 0 | 0 | 0 | 0 | 0 | 0 | 0 | 0 | 0 | 0 | 0 | 0 | 0 | 0 | 0 | 0 | 0 | 0 | 0 | 0 | 0 | 0 | 0 | 0 | 2017-01-09 17:00
t0211 | 0 | 148.3803 | 443.8254 | 170.2421 | 51.5388 | 353.6593 | 51.5388 | 545.9377 | 84.3592 | 84.3592 | 2640.4317 | 95.9865 | 96.076 | 385.9544 | 464.9992 | 67.3407 | 94.2684 | 432.0285 | 276.2789 | 387.7977 | 0 | 0 | 547.2301 | 44.1791 | 44.1791 | 44.1791 | 97.8184 | 191.5968 | 302.4063 | 184.8921 | 429.3813 | 113.2595 | 273.216 | 244.9354 | 330.0676 | 336.803 | 162.4374 | 593.8686 | 413.4777 | 114.8198 | 238.5439 | 335.128 | 127.8782 | 272.2756 | 522.9356 | 127.8782 | 51.1831 | 343.6529 | 915.0349 | 184.2068 | 228.8697 | 119.175 | 208.2307 | 51.1831 | 201.3714 | 318.0048 | 114.6864 | 436.9598 | 45.2005 | 200.5745 | 45.2005 | 127.8782 | 191.5968 | 76.6306 | 522.9356 | 0 | 0 | 0 | 0 | 0 | 0 | 0 | 0 | 193.5442 | 0 | 0 | 0 | 0 | 304.4687 | 344.4027 | 31.8247 | 42.405 | 317.1335 | 186.9592 | 15.4722 | 104.0914 | 113.5577 | 334.1593 | 183.6117 | 247.4273 | 129.546 | 31.8247 | 380.6236 | 56.0949 | 325.8608 | 156.6818 | 188.0981 | 58.6354 | 110.6566 | 630.3563 | 30.6729 | 184.5021 | 193.4101 | 15.4722 | 15.4722 | 84.7369 | 138.9158 | 79.4577 | 158.6929 | 182.6567 | 126.0859 | 135.4746 | 933.9453 | 151.1768 | 104.0914 | 92.8603 | 92.8603 | 41.0515 | 67.2464 | 933.9453 | 506.9949 | 170.189 | 0 | 0 | 0 | 91.9801 | 113.5577 | 89.7842 | 445.6941 | 110.6566 | 0 | 79.2214 | 67.2464 | 15.4722 | 87.0436 | 34.8388 | 0 | 0 | 0 | 104.7109 | 0 | 0 | 170.5025 | 0 | 40.6266 | 0 | 0 | 240.8057 | 92.8063 | 34.8388 | 35.799 | 35.799 | 87.5525 | 177.6435 | 247.3863 | 168.1944 | 368.2923 | 213.195 | 136.5445 | 310.9324 | 315.8793 | 195.1204 | 176.6138 | 556.6244 | 216.2705 | 242.1821 | 107.5768 | 101.1245 | 235.4631 | 259.8094 | 94.3458 | 101.1245 | 101.1245 | 197.8421 | 107.5768 | 107.5768 | 107.5768 | 212.738 | 200.6884 | 218.196 | 166.1988 | 166.1988 | 130.9131 | 238.6297 | 524.6008 | 174.1169 | 140.2217 | 867.5014 | 216.6747 | 140.2217 | 609.5146 | 1240.189 | 186.8442 | 723.172 | 487.633 | 216.6747 | 136.1756 | 77.9325 | 276.6308 | 63.4962 | 63.4962 | 63.4962 | 208.3933 | 273.3836 | 98.6734 | 132.3029 | 264.0278 | 239.7646 | 131.8515 | 131.8515 | 154.4087 | 392.7914 | 63.4962 | 534.3841 | 258.3351 | 437.3238 | 161.5728 | 136.433 | 475.4465 | 115.1092 | 195.7985 | 115.1092 | 297.7329 | 105.3589 | 131.2792 | 76.6306 | 76.6306 | 105.3589 | 346.1469 | 302.4412 | 188.145 | 266.2064 | 132.1864 | 105.3589 | 815.7385 | 219.3513 | 271.9689 | 610.5149 | 1058.7075 | 105.7666 | 113.9539 | 212.6919 | 419.0099 | 113.9539 | 69.2464 | 163.5136 | 118.1999 | 112.31 | 141.1986 | 67.2585 | 67.2585 | 108.8003 | 67.9775 | 205.9016 | 287.7855 | 132.4505 | 195.7985 | 125.4824 | 288.4994 | 209.9822 | 132.4505 | 125.4824 | 103.8239 | 341.7041 | 208.602 | 56.0617 | 36.4426 | 441.5471 | 96.5975 | 343.2489 | 98.8916 | 428.2981 | 1065.1751 | 51.4979 | 339.9537 | 341.7041 | 474.6025 | 98.8916 | 40.6266 | 315.7321 | 343.6665 | 229.0927 | 221.5483 | 0 | 101.1245 | 176.9096 | 604.3496 | 0 | 105.7666 | 148.3915 | 235.4631 | 106.1108 | 158.7272 | 218.382 | 101.1987 | 0 | 0 | 0 | 0 | 0 | 0 | 0 | 0 | 92.8063 | 0 | 180.8646 | 207.5134 | 308.6182 | 197.0636 | 0 | 212.5491 | 72.4821 | 54.1929 | 30.6729 | 1039.1466 | 46.4399 | 164.1869 | 67.4003 | 67.4003 | 135.2366 | 43.845 | 72.4821 | 46.4399 | 44.4931 | 44.4931 | 75.6157 | 0 | 0 | 0 | 0 | 43.845 | 43.845 | 43.845 | 67.8479 | 44.4931 | 143.577 | 0 | 0 | 32.1779 | 0 | 0 | 0 | 129.8173 | 50.3836 | 165.108 | 63.5422 | 69.3324 | 32.1779 | 139.6865 | 230.2053 | 43.0746 | 181.8284 | 164.3073 | 706.432 | 137.1187 | 132.6108 | 167.9493 | 26.2996 | 31.4818 | 31.4818 | 26.2996 | 63.3481 | 101.3622 | 222.4464 | 2385.5994 | 188.8079 | 101.3622 | 94.7533 | 229.2038 | 141.1292 | 118.2663 | 119.8217 | 94.7533 | 218.6721 | 90.8733 | 50.3836 | 50.3836 | 194.1381 | 143.8532 | 0 | 0 | 0 | 31.4818 | 31.4818 | 38.8421 | 0 | 0 | 0 | 0 | 0 | 0 | 26.2996 | 50.3836 | 199.0041 | 31.4818 | 41.0673 | 88.8472 | 0 | 0 | 0 | 0 | 0 | 0 | 0 | 0 | 0 | 0 | 0 | 0 | 0 | 0 | 0 | 0 | 0 | 0 | 0 | 0 | 0 | 0 | 0 | 0 | 0 | 0 | 0 | 0 | 0 | 0 | 0 | 0 | 0 | 0 | 0 | 0 | 0 | 0 | 0 | 0 | 0 | 0 | 0 | 0 | 0 | 0 | 0 | 0 | 0 | 0 | 0 | 0 | 0 | 0 | 0 | 0 | 0 | 0 | 0 | 0 | 0 | 0 | 0 | 0 | 0 | 0 | 0 | 0 | 0 | 0 | 0 | 0 | 0 | 0 | 0 | 0 | 0 | 0 | 0 | 0 | 0 | 0 | 0 | 0 | 0 | 0 | 0 | 0 | 0 | 0 | 0 | 0 | 0 | 0 | 0 | 0 | 0 | 0 | 0 | 0 | 0 | 0 | 0 | 0 | 0 | 0 | 0 | 0 | 0 | 2017-01-09 18:00
t0212 | 0 | 141.6392 | 422.0585 | 165.9475 | 49.8759 | 337.8662 | 49.8759 | 539.4687 | 77.3452 | 77.3452 | 2320.4092 | 90.8533 | 94.7292 | 368.0737 | 454.2921 | 66.7814 | 91.5197 | 417.5488 | 267.375 | 380.7813 | 0 | 0 | 517.0682 | 43.2942 | 43.2942 | 43.2942 | 95.0993 | 185.454 | 295.4746 | 162.8722 | 402.282 | 108.4416 | 267.2149 | 240.2118 | 322.03 | 325.1873 | 159.8623 | 579.177 | 391.4485 | 111.9161 | 233.5199 | 319.9312 | 123.7625 | 263.6427 | 476.3732 | 123.7625 | 51.0134 | 334.1077 | 886.6108 | 180.3159 | 216.9141 | 116.275 | 203.2696 | 51.0134 | 197.2222 | 312.0929 | 112.7799 | 413.474 | 44.131 | 196.5509 | 44.131 | 123.7625 | 185.454 | 74.1442 | 476.3732 | 0 | 0 | 0 | 0 | 0 | 0 | 0 | 0 | 188.6866 | 0 | 0 | 0 | 0 | 293.7088 | 335.7285 | 31.6417 | 42.4807 | 302.6115 | 185.2999 | 15.2754 | 102.7741 | 113.8772 | 319.4839 | 177.6741 | 240.9236 | 126.0584 | 31.6417 | 354.4599 | 55.7881 | 313.4461 | 155.0176 | 186.4467 | 58.3117 | 109.3234 | 600.1096 | 30.5089 | 181.73 | 190.0578 | 15.2754 | 15.2754 | 82.2 | 135.7309 | 78.4502 | 156.5131 | 177.5847 | 116.1912 | 119.9294 | 855.3669 | 149.0959 | 102.7741 | 92.1361 | 92.1361 | 40.6121 | 64.8894 | 855.3669 | 475.5298 | 169.7267 | 0 | 0 | 0 | 91.6739 | 113.8772 | 88.8243 | 433.0024 | 109.3234 | 0 | 78.5844 | 64.8894 | 15.2754 | 82.663 | 33.6905 | 0 | 0 | 0 | 102.0549 | 0 | 0 | 165.4198 | 0 | 40.2948 | 0 | 0 | 235.0358 | 91.4507 | 33.6905 | 35.1639 | 35.1639 | 87.4187 | 172.7915 | 237.1363 | 165.1318 | 346.5847 | 207.3348 | 132.0931 | 302.8517 | 290.9409 | 188.0881 | 172.028 | 487.8993 | 208.9569 | 233.7024 | 102.1372 | 97.27 | 223.0702 | 253.1117 | 91.3912 | 97.27 | 97.27 | 186.3603 | 102.1372 | 102.1372 | 102.1372 | 205.021 | 191.9663 | 209.0125 | 161.3128 | 161.3128 | 126.2562 | 220.5376 | 504.0225 | 167.1243 | 133.5018 | 736.1138 | 205.3032 | 133.5018 | 534.2224 | 1098.3556 | 180.8744 | 668.3296 | 464.7751 | 205.3032 | 128.7632 | 75.5549 | 269.7407 | 62.1558 | 62.1558 | 62.1558 | 203.1867 | 255.0917 | 95.7201 | 131.2368 | 256.3342 | 233.7207 | 127.8911 | 127.8911 | 147.6208 | 388.2079 | 62.1558 | 506.5179 | 250.9247 | 424.6379 | 157.5292 | 134.196 | 427.6627 | 111.4215 | 189.0482 | 111.4215 | 281.0278 | 99.9406 | 124.6238 | 74.1442 | 74.1442 | 99.9406 | 332.1175 | 292.8927 | 177.8193 | 250.8083 | 127.2635 | 99.9406 | 782.423 | 213.2757 | 248.8524 | 560.9372 | 918.1712 | 102.7501 | 110.828 | 203.7856 | 398.7029 | 110.828 | 68.3407 | 156.8538 | 114.8762 | 109.2002 | 136.6262 | 64.6511 | 64.6511 | 104.2491 | 65.4458 | 187.197 | 273.0423 | 128.7339 | 189.0482 | 119.9125 | 268.1847 | 204.6704 | 128.7339 | 119.9125 | 101.7657 | 312.3446 | 200.6559 | 55.6971 | 36.1977 | 431.015 | 94.2406 | 327.8806 | 96.1619 | 422.6367 | 990.4416 | 51.0884 | 337.8233 | 312.3446 | 441.4069 | 96.1619 | 40.2948 | 307.85 | 329.3611 | 218.3987 | 215.4501 | 0 | 97.27 | 174.6125 | 514.8091 | 0 | 102.7501 | 142.4548 | 223.0702 | 98.2231 | 157.2637 | 214.0013 | 97.8044 | 0 | 0 | 0 | 0 | 0 | 0 | 0 | 0 | 91.4507 | 0 | 176.1702 | 204.6948 | 285.1112 | 183.1974 | 0 | 204.8749 | 69.8029 | 52.9698 | 30.5089 | 957.7731 | 45.4086 | 151.8334 | 65.5901 | 65.5901 | 129.686 | 42.199 | 69.8029 | 45.4086 | 44.0717 | 44.0717 | 74.2485 | 0 | 0 | 0 | 0 | 42.199 | 42.199 | 42.199 | 66.077 | 44.0717 | 139.8687 | 0 | 0 | 29.6207 | 0 | 0 | 0 | 125.8026 | 48.8897 | 157.3076 | 60.2568 | 67.357 | 29.6207 | 136.6042 | 211.1837 | 42.5627 | 174.873 | 156.7651 | 657.9681 | 133.158 | 128.6682 | 161.981 | 25.4226 | 30.6575 | 30.6575 | 25.4226 | 60.8222 | 97.0485 | 216.1574 | 2114.8969 | 177.9416 | 97.0485 | 90.4424 | 204.5774 | 135.1038 | 116.0706 | 114.6603 | 90.4424 | 207.0425 | 84.8245 | 48.8897 | 48.8897 | 188.6402 | 133.8519 | 0 | 0 | 0 | 30.6575 | 30.6575 | 37.5646 | 0 | 0 | 0 | 0 | 0 | 0 | 25.4226 | 48.8897 | 188.13 | 30.6575 | 39.8291 | 86.9552 | 0 | 0 | 0 | 0 | 0 | 0 | 0 | 0 | 0 | 0 | 0 | 0 | 0 | 0 | 0 | 0 | 0 | 0 | 0 | 0 | 0 | 0 | 0 | 0 | 0 | 0 | 0 | 0 | 0 | 0 | 0 | 0 | 0 | 0 | 0 | 0 | 0 | 0 | 0 | 0 | 0 | 0 | 0 | 0 | 0 | 0 | 0 | 0 | 0 | 0 | 0 | 0 | 0 | 0 | 0 | 0 | 0 | 0 | 0 | 0 | 0 | 0 | 0 | 0 | 0 | 0 | 0 | 0 | 0 | 0 | 0 | 0 | 0 | 0 | 0 | 0 | 0 | 0 | 0 | 0 | 0 | 0 | 0 | 0 | 0 | 0 | 0 | 0 | 0 | 0 | 0 | 0 | 0 | 0 | 0 | 0 | 0 | 0 | 0 | 0 | 0 | 0 | 0 | 0 | 0 | 0 | 0 | 0 | 0 | 2017-01-09 19:00
t0213 | 0 | 138.1224 | 400.7739 | 162.9793 | 47.2739 | 320.1737 | 47.2739 | 560.9692 | 72.457 | 72.457 | 2160.2532 | 84.7487 | 92.9158 | 362.2011 | 448.292 | 66.325 | 88.3233 | 404.4045 | 257.7872 | 381.2843 | 0 | 0 | 491.1243 | 42.1312 | 42.1312 | 42.1312 | 93.4695 | 181.171 | 294.996 | 149.7322 | 384.6709 | 103.6958 | 265.2087 | 239.3935 | 314.0414 | 313.2991 | 157.5685 | 591.2954 | 386.208 | 109.675 | 234.3019 | 309.5278 | 121.6607 | 259.0129 | 461.741 | 121.6607 | 50.4259 | 327.1212 | 871.0413 | 179.2842 | 208.435 | 112.5734 | 200.9073 | 50.4259 | 193.5351 | 311.4441 | 111.2533 | 396.1639 | 42.4801 | 196.1887 | 42.4801 | 121.6607 | 181.171 | 72.1471 | 461.741 | 0 | 0 | 0 | 0 | 0 | 0 | 0 | 0 | 184.3268 | 0 | 0 | 0 | 0 | 285.7797 | 326.1928 | 31.0586 | 40.6895 | 285.0996 | 180.1683 | 14.6756 | 98.8851 | 110.4425 | 306.7387 | 172.7412 | 235.0018 | 119.2686 | 31.0586 | 330.7681 | 53.8122 | 300.2684 | 149.284 | 181.7101 | 56.4749 | 105.7421 | 569.8317 | 28.9569 | 176.3626 | 182.2032 | 14.6756 | 14.6756 | 77.9466 | 132.7238 | 75.7873 | 150.9523 | 172.6165 | 106.5684 | 106.3506 | 783.2414 | 141.0589 | 98.8851 | 89.5581 | 89.5581 | 39.1709 | 60.6984 | 783.2414 | 444.9892 | 166.291 | 0 | 0 | 0 | 89.4346 | 110.4425 | 86.4209 | 414.701 | 105.7421 | 0 | 76.5241 | 60.6984 | 14.6756 | 77.5608 | 31.7922 | 0 | 0 | 0 | 98.8003 | 0 | 0 | 159.1621 | 0 | 38.4556 | 0 | 0 | 228.1261 | 90.9505 | 31.7922 | 34.0129 | 34.0129 | 83.4524 | 164.8649 | 224.123 | 158.9604 | 331.0823 | 202.026 | 127.0313 | 293.2291 | 272.4964 | 178.3181 | 165.8436 | 444.2302 | 201.9838 | 220.4281 | 98.5941 | 94.0725 | 212.3713 | 240.674 | 87.1028 | 94.0725 | 94.0725 | 174.3553 | 98.5941 | 98.5941 | 98.5941 | 194.3561 | 185.2148 | 196.6894 | 154.0077 | 154.0077 | 120.1042 | 204.2169 | 485.785 | 164.273 | 124.9953 | 660.25 | 196.5396 | 124.9953 | 477.4561 | 1012.1792 | 170.4574 | 622.6191 | 443.0721 | 196.5396 | 121.6742 | 72.2904 | 255.2098 | 60.3482 | 60.3482 | 60.3482 | 193.223 | 236.012 | 89.8451 | 131.526 | 247.7339 | 228.8441 | 125.5511 | 125.5511 | 141.0947 | 387.007 | 60.3482 | 477.5628 | 244.3807 | 412.9746 | 153.8853 | 130.5528 | 390.3226 | 107.14 | 187.0917 | 107.14 | 267.5416 | 94.3462 | 120.2266 | 72.1471 | 72.1471 | 94.3462 | 329.3484 | 288.7575 | 169.0198 | 236.3301 | 124.7828 | 94.3462 | 780.4219 | 207.2647 | 231.6927 | 524.7672 | 834.8646 | 99.8276 | 108.1247 | 191.8288 | 379.9645 | 108.1247 | 66.1174 | 149.8913 | 112.444 | 105.5074 | 129.9492 | 62.3663 | 62.3663 | 100.8491 | 62.3561 | 175.1094 | 262.3777 | 123.8093 | 187.0917 | 114.7099 | 251.4518 | 199.348 | 123.8093 | 114.7099 | 97.0087 | 289.3184 | 194.8156 | 55.4547 | 34.733 | 417.2426 | 90.36 | 310.2225 | 91.8661 | 411.2659 | 948.2626 | 49.6195 | 324.91 | 289.3184 | 413.1575 | 91.8661 | 38.4556 | 320.474 | 312.2781 | 212.5833 | 214.8517 | 0 | 94.0725 | 169.9849 | 468.5215 | 0 | 99.8276 | 136.4696 | 212.3713 | 92.5217 | 149.2869 | 208.2606 | 92.7774 | 0 | 0 | 0 | 0 | 0 | 0 | 0 | 0 | 90.9505 | 0 | 172.2346 | 208.0549 | 266.2663 | 172.7562 | 0 | 193.984 | 64.6575 | 50.644 | 28.9569 | 878.7992 | 43.9433 | 140.3212 | 61.6941 | 61.6941 | 119.4792 | 39.5917 | 64.6575 | 43.9433 | 42.07 | 42.07 | 70.7785 | 0 | 0 | 0 | 0 | 39.5917 | 39.5917 | 39.5917 | 62.862 | 42.07 | 133.3808 | 0 | 0 | 27.4307 | 0 | 0 | 0 | 119.1782 | 48.0208 | 148.3521 | 59.391 | 64.2752 | 27.4307 | 133.6702 | 194.0237 | 40.9246 | 170.5525 | 149.4852 | 625.2665 | 128.5262 | 124.244 | 155.1357 | 24.478 | 29.6611 | 29.6611 | 24.478 | 57.068 | 92.1024 | 206.7321 | 1940.1062 | 164.6309 | 92.1024 | 86.0252 | 185.8659 | 126.5139 | 109.6133 | 106.9977 | 86.0252 | 192.9036 | 79.5747 | 48.0208 | 48.0208 | 179.4794 | 124.1567 | 0 | 0 | 0 | 29.6611 | 29.6611 | 35.4843 | 0 | 0 | 0 | 0 | 0 | 0 | 24.478 | 48.0208 | 176.481 | 29.6611 | 38.2894 | 82.2514 | 0 | 0 | 0 | 0 | 0 | 0 | 0 | 0 | 0 | 0 | 0 | 0 | 0 | 0 | 0 | 0 | 0 | 0 | 0 | 0 | 0 | 0 | 0 | 0 | 0 | 0 | 0 | 0 | 0 | 0 | 0 | 0 | 0 | 0 | 0 | 0 | 0 | 0 | 0 | 0 | 0 | 0 | 0 | 0 | 0 | 0 | 0 | 0 | 0 | 0 | 0 | 0 | 0 | 0 | 0 | 0 | 0 | 0 | 0 | 0 | 0 | 0 | 0 | 0 | 0 | 0 | 0 | 0 | 0 | 0 | 0 | 0 | 0 | 0 | 0 | 0 | 0 | 0 | 0 | 0 | 0 | 0 | 0 | 0 | 0 | 0 | 0 | 0 | 0 | 0 | 0 | 0 | 0 | 0 | 0 | 0 | 0 | 0 | 0 | 0 | 0 | 0 | 0 | 0 | 0 | 0 | 0 | 0 | 0 | 2017-01-09 20:00
t0214 | 0 | 135.686 | 378.8599 | 159.8832 | 44.0804 | 300.8314 | 44.0804 | 591.7527 | 68.6146 | 68.6146 | 2083.301 | 78.0774 | 90.3951 | 360.7583 | 442.3197 | 65.5247 | 84.5735 | 390.3874 | 246.9334 | 383.2025 | 0 | 0 | 466.3089 | 40.6405 | 40.6405 | 40.6405 | 91.9336 | 177.0294 | 296.0185 | 141.3674 | 370.9795 | 98.6969 | 263.7297 | 239.1272 | 304.6721 | 300.1863 | 154.5762 | 612.6578 | 387.7064 | 107.2467 | 236.5393 | 300.4716 | 119.9933 | 255.171 | 462.1013 | 119.9933 | 49.3352 | 319.9078 | 857.8014 | 178.6659 | 201.1152 | 108.0141 | 198.7883 | 49.3352 | 189.123 | 311.5753 | 109.3213 | 380.9277 | 40.3795 | 196.4964 | 40.3795 | 119.9933 | 177.0294 | 70.0979 | 462.1013 | 0 | 0 | 0 | 0 | 0 | 0 | 0 | 0 | 179.3765 | 0 | 0 | 0 | 0 | 278.1162 | 314.844 | 30.1085 | 37.7946 | 265.5791 | 172.4453 | 13.8163 | 93.3111 | 104.5863 | 294.0427 | 167.6082 | 228.3293 | 110.5134 | 30.1085 | 308.1533 | 50.7658 | 285.7992 | 140.8969 | 174.5434 | 53.6209 | 100.5759 | 538.2826 | 26.6109 | 168.9104 | 171.425 | 13.8163 | 13.8163 | 72.6263 | 129.1855 | 71.9733 | 143.0755 | 166.9773 | 97.1797 | 94.2255 | 715.2994 | 129.6178 | 93.3111 | 85.627 | 85.627 | 37.0628 | 55.4871 | 715.2994 | 414.5227 | 160.4785 | 0 | 0 | 0 | 85.7733 | 104.5863 | 82.8867 | 392.2239 | 100.5759 | 0 | 73.3805 | 55.4871 | 13.8163 | 71.9883 | 29.446 | 0 | 0 | 0 | 94.8488 | 0 | 0 | 151.7541 | 0 | 35.7209 | 0 | 0 | 219.6851 | 90.3444 | 29.446 | 32.4612 | 32.4612 | 77.2446 | 154.8869 | 209.2511 | 150.614 | 317.9485 | 196.1168 | 121.2293 | 281.6586 | 257.1995 | 166.7372 | 158.2357 | 414.434 | 194.4363 | 204.2707 | 95.6938 | 90.8658 | 202.0492 | 224.6533 | 81.8921 | 90.8658 | 90.8658 | 161.916 | 95.6938 | 95.6938 | 95.6938 | 181.7379 | 178.8398 | 182.4329 | 145.0167 | 145.0167 | 112.8811 | 188.8295 | 467.0884 | 162.7586 | 115.4257 | 615.5397 | 188.5793 | 115.4257 | 431.9808 | 955.7619 | 157.4337 | 581.3872 | 420.8507 | 188.5793 | 114.5391 | 68.352 | 236.1708 | 58.0466 | 58.0466 | 58.0466 | 180.3027 | 216.535 | 82.3234 | 131.6412 | 237.7354 | 223.4799 | 123.4323 | 123.4323 | 134.3161 | 385.1441 | 58.0466 | 447.2767 | 237.2255 | 400.0955 | 149.7405 | 125.6104 | 358.9905 | 102.1936 | 186.5925 | 102.1936 | 255.1022 | 88.499 | 116.5907 | 70.0979 | 70.0979 | 88.499 | 330.5757 | 285.9171 | 160.6372 | 221.9742 | 122.9728 | 88.499 | 789.9566 | 200.4201 | 217.56 | 495.1873 | 783.0749 | 96.539 | 105.1558 | 177.9876 | 361.0966 | 105.1558 | 62.9483 | 142.357 | 109.9426 | 101.1179 | 121.8585 | 60.0294 | 60.0294 | 97.6726 | 58.8168 | 166.3514 | 253.015 | 117.8397 | 186.5925 | 109.3748 | 236.3296 | 193.1477 | 117.8397 | 109.3748 | 90.5835 | 269.6213 | 189.2849 | 54.9323 | 32.5177 | 400.1537 | 85.4018 | 290.7715 | 86.4949 | 395.1195 | 920.4731 | 47.3872 | 305.2425 | 269.6213 | 387.1219 | 86.4949 | 35.7209 | 340.7587 | 293.0844 | 208.4197 | 215.7884 | 0 | 90.8658 | 163.393 | 445.7502 | 0 | 96.539 | 130.0543 | 202.0492 | 87.8329 | 137.5534 | 200.907 | 86.6939 | 0 | 0 | 0 | 0 | 0 | 0 | 0 | 0 | 90.3444 | 0 | 167.8908 | 213.0273 | 249.6775 | 163.843 | 0 | 181.0193 | 58.2109 | 47.5958 | 26.6109 | 801.8085 | 42.0811 | 129.2766 | 56.6142 | 56.6142 | 106.8733 | 36.4321 | 58.2109 | 42.0811 | 39.1239 | 39.1239 | 66.0208 | 0 | 0 | 0 | 0 | 36.4321 | 36.4321 | 36.4321 | 58.7376 | 39.1239 | 125.0855 | 0 | 0 | 25.4339 | 0 | 0 | 0 | 110.9404 | 47.2369 | 138.5496 | 59.481 | 60.4416 | 25.4339 | 130.1771 | 177.9806 | 38.5589 | 166.8549 | 141.9599 | 599.45 | 123.077 | 119.1136 | 147.3719 | 23.4146 | 28.4611 | 28.4611 | 23.4146 | 52.6003 | 86.6247 | 195.0709 | 1817.4726 | 150.045 | 86.6247 | 81.3499 | 170.5879 | 116.4478 | 100.7213 | 97.9443 | 81.3499 | 177.3374 | 74.6548 | 47.2369 | 47.2369 | 167.9626 | 114.6041 | 0 | 0 | 0 | 28.4611 | 28.4611 | 32.9189 | 0 | 0 | 0 | 0 | 0 | 0 | 23.4146 | 47.2369 | 164.2219 | 28.4611 | 36.4659 | 75.9124 | 0 | 0 | 0 | 0 | 0 | 0 | 0 | 0 | 0 | 0 | 0 | 0 | 0 | 0 | 0 | 0 | 0 | 0 | 0 | 0 | 0 | 0 | 0 | 0 | 0 | 0 | 0 | 0 | 0 | 0 | 0 | 0 | 0 | 0 | 0 | 0 | 0 | 0 | 0 | 0 | 0 | 0 | 0 | 0 | 0 | 0 | 0 | 0 | 0 | 0 | 0 | 0 | 0 | 0 | 0 | 0 | 0 | 0 | 0 | 0 | 0 | 0 | 0 | 0 | 0 | 0 | 0 | 0 | 0 | 0 | 0 | 0 | 0 | 0 | 0 | 0 | 0 | 0 | 0 | 0 | 0 | 0 | 0 | 0 | 0 | 0 | 0 | 0 | 0 | 0 | 0 | 0 | 0 | 0 | 0 | 0 | 0 | 0 | 0 | 0 | 0 | 0 | 0 | 0 | 0 | 0 | 0 | 0 | 0 | 2017-01-09 21:00
t0215 | 0 | 128.5215 | 350.5504 | 151.2627 | 40.4181 | 277.2577 | 40.4181 | 583.0457 | 63.6028 | 63.6028 | 1954.6556 | 71.0621 | 85.0797 | 344.4908 | 419.8863 | 62.2329 | 78.8536 | 365.8301 | 230.2983 | 367.6522 | 0 | 0 | 432.7065 | 38.0574 | 38.0574 | 38.0574 | 87.1154 | 167.1109 | 283.7748 | 130.9059 | 347.6354 | 91.7016 | 251.4985 | 228.6201 | 286.3259 | 280.0205 | 146.2191 | 597.9557 | 371.9499 | 101.2704 | 227.5327 | 282.5876 | 113.8993 | 242.0466 | 442.8342 | 113.8993 | 46.5833 | 302.1106 | 813.493 | 170.5891 | 188.4762 | 100.8269 | 189.0206 | 46.5833 | 178.4979 | 298.1455 | 103.514 | 356.2428 | 37.4736 | 188.1554 | 37.4736 | 113.8993 | 167.1109 | 65.9451 | 442.8342 | 0 | 0 | 0 | 0 | 0 | 0 | 0 | 0 | 168.8897 | 0 | 0 | 0 | 0 | 261.9111 | 294.97 | 28.2731 | 34.5456 | 243.4256 | 160.6817 | 12.7419 | 86.1812 | 96.7845 | 274.4205 | 157.5497 | 214.7803 | 100.9078 | 28.2731 | 282.6057 | 46.8731 | 265.5234 | 130.1423 | 162.9955 | 49.7101 | 93.3546 | 497.8219 | 24.1565 | 157.4669 | 158.0429 | 12.7419 | 12.7419 | 66.5568 | 121.6432 | 66.7418 | 132.5155 | 156.6539 | 87.9004 | 83.6468 | 647.7266 | 117.6741 | 86.1812 | 79.7311 | 79.7311 | 34.2881 | 50.2226 | 647.7266 | 380.0762 | 150.2746 | 0 | 0 | 0 | 80.0139 | 96.7845 | 77.3331 | 362.886 | 93.3546 | 0 | 68.4525 | 50.2226 | 12.7419 | 65.8346 | 26.8824 | 0 | 0 | 0 | 88.568 | 0 | 0 | 141.1176 | 0 | 32.6568 | 0 | 0 | 205.5251 | 86.0892 | 26.8824 | 30.1975 | 30.1975 | 70.4477 | 142.6905 | 192.0596 | 139.4788 | 297.1457 | 184.3848 | 112.802 | 263.1007 | 237.8992 | 153.1706 | 147.1986 | 380.9129 | 181.8941 | 186.56 | 89.998 | 85.188 | 187.7172 | 206.1026 | 75.4851 | 85.188 | 85.188 | 148.1513 | 89.998 | 89.998 | 89.998 | 166.954 | 167.6464 | 166.7352 | 133.7965 | 133.7965 | 104.0359 | 172.3598 | 436.6906 | 154.9264 | 105.2036 | 565.9346 | 176.1244 | 105.2036 | 389.129 | 885.0041 | 143.46 | 534.0609 | 390.5559 | 176.1244 | 105.711 | 63.23 | 215.4532 | 54.263 | 54.263 | 54.263 | 165.3773 | 196.6005 | 74.6209 | 125.9789 | 221.956 | 210.8583 | 116.9366 | 116.9366 | 124.813 | 367.3841 | 54.263 | 411.4479 | 223.0352 | 375.7171 | 140.9793 | 117.4342 | 326.7292 | 95.0581 | 178.2781 | 95.0581 | 237.3503 | 81.4887 | 109.5952 | 65.9451 | 65.9451 | 81.4887 | 317.0428 | 272.0185 | 149.1524 | 204.5889 | 116.682 | 81.4887 | 761.2623 | 187.9868 | 200.6048 | 457.9802 | 722.3866 | 90.556 | 98.9753 | 162.7091 | 335.2232 | 98.9753 | 58.4652 | 132.0839 | 103.8145 | 94.3283 | 112.1411 | 56.1586 | 56.1586 | 91.7249 | 54.3335 | 154.5339 | 237.0248 | 109.4568 | 178.2781 | 101.7392 | 217.9676 | 181.3763 | 109.4568 | 101.7392 | 83.1132 | 247.4135 | 178.0909 | 52.2532 | 29.8791 | 373.415 | 78.9725 | 267.5702 | 79.7951 | 369.049 | 866.0781 | 44.0931 | 281.0944 | 247.4135 | 356.344 | 79.7951 | 32.6568 | 337.2196 | 269.9087 | 197.1872 | 206.9843 | 0 | 85.188 | 152.6584 | 415.0524 | 0 | 90.556 | 120.9253 | 187.7172 | 81.5282 | 125.0928 | 188.1462 | 79.6018 | 0 | 0 | 0 | 0 | 0 | 0 | 0 | 0 | 86.0892 | 0 | 158.2375 | 206.5247 | 229.9703 | 151.9775 | 0 | 166.0747 | 52.15 | 43.8539 | 24.1565 | 725.5046 | 39.2321 | 117.7189 | 51.3651 | 51.3651 | 95.3294 | 33.1218 | 52.15 | 39.2321 | 35.796 | 35.796 | 60.5329 | 0 | 0 | 0 | 0 | 33.1218 | 33.1218 | 33.1218 | 53.9232 | 35.796 | 115.1016 | 0 | 0 | 23.2592 | 0 | 0 | 0 | 101.6097 | 44.7656 | 127.2062 | 56.985 | 55.7165 | 23.2592 | 122.6149 | 161.6357 | 35.5777 | 157.6373 | 131.7221 | 559.7581 | 114.7569 | 111.1422 | 136.743 | 21.8188 | 26.5689 | 26.5689 | 21.8188 | 47.8751 | 79.8839 | 180.2131 | 1674.4537 | 135.6029 | 79.8839 | 75.2825 | 155.0711 | 105.8965 | 91.448 | 88.7468 | 75.2825 | 161.1746 | 68.7699 | 44.7656 | 44.7656 | 154.3553 | 104.4758 | 0 | 0 | 0 | 26.5689 | 26.5689 | 30.0846 | 0 | 0 | 0 | 0 | 0 | 0 | 21.8188 | 44.7656 | 150.4472 | 26.5689 | 33.8862 | 69.1272 | 0 | 0 | 0 | 0 | 0 | 0 | 0 | 0 | 0 | 0 | 0 | 0 | 0 | 0 | 0 | 0 | 0 | 0 | 0 | 0 | 0 | 0 | 0 | 0 | 0 | 0 | 0 | 0 | 0 | 0 | 0 | 0 | 0 | 0 | 0 | 0 | 0 | 0 | 0 | 0 | 0 | 0 | 0 | 0 | 0 | 0 | 0 | 0 | 0 | 0 | 0 | 0 | 0 | 0 | 0 | 0 | 0 | 0 | 0 | 0 | 0 | 0 | 0 | 0 | 0 | 0 | 0 | 0 | 0 | 0 | 0 | 0 | 0 | 0 | 0 | 0 | 0 | 0 | 0 | 0 | 0 | 0 | 0 | 0 | 0 | 0 | 0 | 0 | 0 | 0 | 0 | 0 | 0 | 0 | 0 | 0 | 0 | 0 | 0 | 0 | 0 | 0 | 0 | 0 | 0 | 0 | 0 | 0 | 0 | 2017-01-09 22:00
t0216 | 0 | 125.2257 | 329.4621 | 146.759 | 37.3387 | 258.7612 | 37.3387 | 599.4602 | 60.2544 | 60.2544 | 1897.996 | 65.0482 | 81.7798 | 339.8009 | 409.3863 | 60.6227 | 74.8179 | 350.0825 | 218.6972 | 364.0288 | 0 | 0 | 408.9016 | 36.3178 | 36.3178 | 36.3178 | 84.7537 | 161.7129 | 280.7851 | 124.552 | 333.9702 | 86.6805 | 246.8782 | 225.2153 | 274.9163 | 266.0785 | 141.6766 | 607.3977 | 369.7167 | 97.9676 | 226.2324 | 272.3562 | 111.1579 | 235.9627 | 441.4535 | 111.1579 | 44.9453 | 292.3887 | 792.7063 | 167.7489 | 180.823 | 95.7855 | 184.7773 | 44.9453 | 172.4516 | 294.0673 | 100.4609 | 340.7367 | 35.2663 | 185.8011 | 35.2663 | 111.1579 | 161.7129 | 63.4827 | 441.4535 | 0 | 0 | 0 | 0 | 0 | 0 | 0 | 0 | 162.6456 | 0 | 0 | 0 | 0 | 252.6267 | 281.8737 | 27.0526 | 31.5983 | 225.1859 | 151.9172 | 11.8526 | 80.359 | 90.3605 | 261.2797 | 151.4721 | 206.57 | 92.4993 | 27.0526 | 262.5876 | 43.6451 | 250.8047 | 121.336 | 154.6476 | 46.5952 | 87.7506 | 467.443 | 21.8581 | 149.1106 | 147.023 | 11.8526 | 11.8526 | 61.4113 | 117.1304 | 62.643 | 124.1501 | 150.0723 | 79.9567 | 74.211 | 590.889 | 106.6213 | 80.359 | 75.2892 | 75.2892 | 32.0513 | 45.4129 | 590.889 | 352.6641 | 143.1018 | 0 | 0 | 0 | 75.738 | 90.3605 | 73.284 | 340.043 | 87.7506 | 0 | 64.8303 | 45.4129 | 11.8526 | 60.716 | 24.6573 | 0 | 0 | 0 | 84.1964 | 0 | 0 | 133.3437 | 0 | 29.9206 | 0 | 0 | 195.9301 | 84.3419 | 24.6573 | 28.507 | 28.507 | 64.2226 | 132.7583 | 177.9573 | 130.7205 | 284.1183 | 177.2214 | 106.7327 | 250.2749 | 224.4615 | 142.0155 | 139.1015 | 358.5145 | 173.6045 | 171.2824 | 86.7984 | 81.626 | 177.6701 | 190.4019 | 70.3329 | 81.626 | 81.626 | 136.9105 | 86.7984 | 86.7984 | 86.7984 | 154.8053 | 160.7203 | 153.4246 | 124.8228 | 124.8228 | 96.9714 | 159.1014 | 416.6798 | 151.9823 | 96.446 | 535.8147 | 168.0792 | 96.446 | 354.5436 | 841.3116 | 131.155 | 498.1128 | 368.6899 | 168.0792 | 99.0222 | 59.2518 | 197.15 | 51.6479 | 51.6479 | 51.6479 | 152.7053 | 179.6186 | 67.5901 | 124.1326 | 211.0467 | 203.7286 | 113.757 | 113.757 | 118.0273 | 360.3759 | 51.6479 | 383.2357 | 214.4029 | 360.5236 | 135.7555 | 111.7266 | 301.4456 | 89.8891 | 175.7528 | 89.8891 | 225.2723 | 76.0128 | 105.6175 | 63.4827 | 63.4827 | 76.0128 | 314.5276 | 266.3727 | 141.0786 | 191.3222 | 113.8751 | 76.0128 | 760.5738 | 180.0241 | 188.514 | 432.1918 | 684.9989 | 86.738 | 95.294 | 149.7714 | 316.7058 | 95.294 | 55.0184 | 124.5445 | 100.4604 | 89.5579 | 104.2226 | 53.6358 | 53.6358 | 88.164 | 50.8468 | 147.0714 | 227.2362 | 103.2168 | 175.7528 | 96.3684 | 204.4445 | 173.9581 | 103.2168 | 96.3684 | 76.7334 | 230.7471 | 171.5915 | 51.011 | 27.6036 | 354.5527 | 73.8981 | 249.0927 | 74.4137 | 350.4447 | 838.0777 | 41.59 | 260.6263 | 230.7471 | 333.1586 | 74.4137 | 29.9206 | 349.2424 | 251.4757 | 191.8242 | 205.0852 | 0 | 81.626 | 145.0286 | 400.3487 | 0 | 86.738 | 114.3987 | 177.6701 | 77.2972 | 113.6045 | 179.5603 | 73.7201 | 0 | 0 | 0 | 0 | 0 | 0 | 0 | 0 | 84.3419 | 0 | 152.6454 | 207.5442 | 215.4326 | 143.8483 | 0 | 153.6515 | 46.3359 | 40.7842 | 21.8581 | 660.3146 | 37.1866 | 108.2249 | 46.5787 | 46.5787 | 84.1066 | 30.1879 | 46.3359 | 37.1866 | 32.8459 | 32.8459 | 55.8066 | 0 | 0 | 0 | 0 | 30.1879 | 30.1879 | 30.1879 | 49.8725 | 32.8459 | 106.8632 | 0 | 0 | 21.5493 | 0 | 0 | 0 | 93.6768 | 43.5681 | 118.0264 | 56.5177 | 51.8992 | 21.5493 | 118.1109 | 148.1281 | 33.1175 | 152.8562 | 124.3021 | 535.2467 | 108.8855 | 105.5889 | 128.8561 | 20.695 | 25.2488 | 25.2488 | 20.695 | 43.7334 | 74.6042 | 168.4589 | 1579.0543 | 122.736 | 74.6042 | 70.7353 | 142.9716 | 96.6374 | 82.9275 | 80.4949 | 70.7353 | 147.1767 | 64.3381 | 43.5681 | 43.5681 | 143.0489 | 96.1385 | 0 | 0 | 0 | 25.2488 | 25.2488 | 27.643 | 0 | 0 | 0 | 0 | 0 | 0 | 20.695 | 43.5681 | 139.2432 | 25.2488 | 31.985 | 63.0277 | 0 | 0 | 0 | 0 | 0 | 0 | 0 | 0 | 0 | 0 | 0 | 0 | 0 | 0 | 0 | 0 | 0 | 0 | 0 | 0 | 0 | 0 | 0 | 0 | 0 | 0 | 0 | 0 | 0 | 0 | 0 | 0 | 0 | 0 | 0 | 0 | 0 | 0 | 0 | 0 | 0 | 0 | 0 | 0 | 0 | 0 | 0 | 0 | 0 | 0 | 0 | 0 | 0 | 0 | 0 | 0 | 0 | 0 | 0 | 0 | 0 | 0 | 0 | 0 | 0 | 0 | 0 | 0 | 0 | 0 | 0 | 0 | 0 | 0 | 0 | 0 | 0 | 0 | 0 | 0 | 0 | 0 | 0 | 0 | 0 | 0 | 0 | 0 | 0 | 0 | 0 | 0 | 0 | 0 | 0 | 0 | 0 | 0 | 0 | 0 | 0 | 0 | 0 | 0 | 0 | 0 | 0 | 0 | 0 | 2017-01-09 23:00
t0217 | 0 | 123.092 | 314.311 | 143.6029 | 35.0482 | 245.2938 | 35.0482 | 613.3158 | 58.0107 | 58.0107 | 1869.7233 | 60.6457 | 79.3586 | 337.3194 | 402.1414 | 59.4626 | 71.8724 | 338.8217 | 210.2775 | 361.9471 | 0 | 0 | 392.0838 | 35.0404 | 35.0404 | 35.0404 | 83.1282 | 157.9551 | 279.0919 | 120.6791 | 324.8572 | 83.0678 | 243.8282 | 223.0342 | 266.679 | 256.0031 | 138.4105 | 616.1624 | 369.3706 | 95.6305 | 225.7109 | 265.3432 | 109.328 | 231.8671 | 442.9116 | 109.328 | 43.7276 | 285.5573 | 778.6504 | 165.9024 | 175.5739 | 92.0862 | 181.9005 | 43.7276 | 168.1151 | 291.4959 | 98.2796 | 330.0382 | 33.6298 | 184.3626 | 33.6298 | 109.328 | 157.9551 | 61.7422 | 442.9116 | 0 | 0 | 0 | 0 | 0 | 0 | 0 | 0 | 158.1724 | 0 | 0 | 0 | 0 | 246.1401 | 272.3535 | 26.1396 | 29.3295 | 211.8234 | 145.3231 | 11.1803 | 75.9624 | 85.4356 | 251.9555 | 147.1613 | 200.6842 | 86.1881 | 26.1396 | 248.3784 | 41.1883 | 240.1371 | 114.6715 | 148.3825 | 44.2311 | 83.5344 | 445.5608 | 20.095 | 142.8799 | 138.7315 | 11.1803 | 11.1803 | 57.5724 | 113.8831 | 59.5588 | 117.8559 | 145.3288 | 74.2672 | 67.5892 | 550.5361 | 98.1998 | 75.9624 | 71.9401 | 71.9401 | 30.3608 | 41.8091 | 550.5361 | 333.0115 | 137.6902 | 0 | 0 | 0 | 72.5016 | 85.4356 | 70.2497 | 323.1452 | 83.5344 | 0 | 62.1056 | 41.8091 | 11.1803 | 56.9761 | 22.9971 | 0 | 0 | 0 | 80.996 | 0 | 0 | 127.6476 | 0 | 27.8323 | 0 | 0 | 188.917 | 83.1383 | 22.9971 | 27.2477 | 27.2477 | 59.4403 | 125.3638 | 167.5889 | 124.1651 | 275.2118 | 172.0903 | 102.3094 | 240.9016 | 215.2981 | 133.7696 | 133.1385 | 344.3821 | 167.6504 | 159.9109 | 84.6366 | 79.1066 | 170.5639 | 178.647 | 66.5177 | 79.1066 | 79.1066 | 128.7813 | 84.6366 | 84.6366 | 84.6366 | 145.8274 | 155.8767 | 143.5992 | 118.1694 | 118.1694 | 91.7666 | 149.7046 | 402.4288 | 150.1676 | 90.0048 | 518.5425 | 162.4827 | 90.0048 | 331.1572 | 814.2518 | 121.951 | 472.965 | 353.026 | 162.4827 | 94.2315 | 56.3162 | 183.3768 | 49.7244 | 49.7244 | 49.7244 | 143.2083 | 167.3442 | 62.3024 | 122.8884 | 203.1069 | 198.6645 | 111.5811 | 111.5811 | 113.1578 | 355.5389 | 49.7244 | 362.8416 | 208.2357 | 349.6325 | 132.012 | 107.4977 | 284.0912 | 86.1163 | 174.2847 | 86.1163 | 216.8213 | 72.0568 | 102.9226 | 61.7422 | 61.7422 | 72.0568 | 313.5507 | 262.6966 | 135.3817 | 181.8437 | 112.032 | 72.0568 | 762.403 | 174.2806 | 180.2814 | 414.6816 | 662.6197 | 83.9891 | 92.6673 | 140.2212 | 303.487 | 92.6673 | 52.4301 | 119.0883 | 98.1044 | 86.0717 | 98.3555 | 51.8411 | 51.8411 | 85.6834 | 48.2916 | 142.218 | 220.494 | 98.6243 | 174.2847 | 92.5263 | 194.9919 | 168.6002 | 98.6243 | 92.5263 | 71.9278 | 219.2559 | 167.0618 | 50.1186 | 25.8689 | 340.6932 | 70.1226 | 235.6101 | 70.4147 | 336.5738 | 820.4166 | 39.7017 | 245.0356 | 219.2559 | 316.8607 | 70.4147 | 27.8323 | 359.4139 | 237.9855 | 188.3257 | 204.1153 | 0 | 79.1066 | 139.3406 | 393.1747 | 0 | 83.9891 | 109.6909 | 170.5639 | 74.4217 | 104.8247 | 173.2565 | 69.3574 | 0 | 0 | 0 | 0 | 0 | 0 | 0 | 0 | 83.1383 | 0 | 148.6627 | 208.7194 | 205.3369 | 138.2627 | 0 | 144.4558 | 41.9614 | 38.4867 | 20.095 | 613.6362 | 35.6773 | 101.4633 | 42.971 | 42.971 | 75.6725 | 28.0016 | 41.9614 | 35.6773 | 30.5979 | 30.5979 | 52.2385 | 0 | 0 | 0 | 0 | 28.0016 | 28.0016 | 28.0016 | 46.8426 | 30.5979 | 100.7122 | 0 | 0 | 20.3482 | 0 | 0 | 0 | 87.7614 | 42.7495 | 111.328 | 56.3629 | 49.063 | 20.3482 | 114.8672 | 138.5625 | 31.2567 | 149.6045 | 118.9766 | 518.8153 | 104.5987 | 101.5461 | 123.1039 | 19.8794 | 24.2831 | 24.2831 | 19.8794 | 40.657 | 70.7527 | 159.7454 | 1517.9851 | 113.2914 | 70.7527 | 67.4516 | 134.7403 | 89.7747 | 76.4616 | 74.3628 | 67.4516 | 136.9106 | 61.211 | 42.7495 | 42.7495 | 134.6202 | 90.1659 | 0 | 0 | 0 | 24.2831 | 24.2831 | 25.8226 | 0 | 0 | 0 | 0 | 0 | 0 | 19.8794 | 42.7495 | 131.1197 | 24.2831 | 30.591 | 58.4172 | 0 | 0 | 0 | 0 | 0 | 0 | 0 | 0 | 0 | 0 | 0 | 0 | 0 | 0 | 0 | 0 | 0 | 0 | 0 | 0 | 0 | 0 | 0 | 0 | 0 | 0 | 0 | 0 | 0 | 0 | 0 | 0 | 0 | 0 | 0 | 0 | 0 | 0 | 0 | 0 | 0 | 0 | 0 | 0 | 0 | 0 | 0 | 0 | 0 | 0 | 0 | 0 | 0 | 0 | 0 | 0 | 0 | 0 | 0 | 0 | 0 | 0 | 0 | 0 | 0 | 0 | 0 | 0 | 0 | 0 | 0 | 0 | 0 | 0 | 0 | 0 | 0 | 0 | 0 | 0 | 0 | 0 | 0 | 0 | 0 | 0 | 0 | 0 | 0 | 0 | 0 | 0 | 0 | 0 | 0 | 0 | 0 | 0 | 0 | 0 | 0 | 0 | 0 | 0 | 0 | 0 | 0 | 0 | 0 | 2017-01-10
t0218 | 0 | 121.1905 | 306.1164 | 140.7999 | 33.8319 | 238.1533 | 33.8319 | 610.8392 | 56.9862 | 56.9862 | 1862.3477 | 58.5773 | 77.4535 | 333.3572 | 394.788 | 58.2473 | 69.9957 | 331.1295 | 204.9421 | 356.8072 | 0 | 0 | 382.9427 | 34.1452 | 34.1452 | 34.1452 | 81.605 | 154.891 | 275.2338 | 119.5351 | 319.3425 | 80.9681 | 239.8445 | 219.5558 | 260.5596 | 249.6462 | 135.479 | 612.4282 | 366.1737 | 93.6768 | 222.8657 | 260.3708 | 107.4932 | 227.8839 | 441.6461 | 107.4932 | 42.6706 | 279.8604 | 765.1051 | 163.2628 | 172.2219 | 89.6535 | 178.74 | 42.6706 | 164.5048 | 287.034 | 96.2586 | 323.508 | 32.6319 | 181.6393 | 32.6319 | 107.4932 | 154.891 | 60.4472 | 441.6461 | 0 | 0 | 0 | 0 | 0 | 0 | 0 | 0 | 154.7108 | 0 | 0 | 0 | 0 | 241.2296 | 265.7177 | 25.4436 | 28.0412 | 205.0673 | 140.9247 | 10.7844 | 73.3368 | 82.3255 | 246.225 | 144.0127 | 196.2419 | 82.8793 | 25.4436 | 241.8569 | 39.6992 | 233.8421 | 110.6676 | 144.0685 | 42.7375 | 80.8759 | 433.7319 | 19.1513 | 138.7575 | 133.9215 | 10.7844 | 10.7844 | 55.527 | 111.3518 | 57.6383 | 113.9988 | 141.9587 | 71.949 | 65.5187 | 534.5353 | 93.7804 | 73.3368 | 69.721 | 69.721 | 29.3293 | 40.055 | 534.5353 | 323.7043 | 133.745 | 0 | 0 | 0 | 70.2801 | 82.3255 | 68.1972 | 313.3228 | 80.8759 | 0 | 60.2554 | 40.055 | 10.7844 | 55.1459 | 22.1433 | 0 | 0 | 0 | 78.8867 | 0 | 0 | 124.1529 | 0 | 26.6717 | 0 | 0 | 184.133 | 81.6534 | 22.1433 | 26.4437 | 26.4437 | 56.7843 | 121.222 | 162.2091 | 120.2007 | 269.9663 | 168.2744 | 99.5979 | 234.7007 | 211.0725 | 129.3819 | 129.4195 | 340.4635 | 163.7099 | 154.0865 | 83.1338 | 77.3965 | 166.6019 | 172.2537 | 64.3967 | 77.3965 | 77.3965 | 124.9145 | 83.1338 | 83.1338 | 83.1338 | 141.0534 | 152.6567 | 138.6619 | 114.4165 | 114.4165 | 88.9163 | 145.6641 | 393.2624 | 148.0404 | 86.8889 | 516.746 | 159.1228 | 86.8889 | 324.4391 | 805.5569 | 117.2579 | 461.7451 | 344.2004 | 159.1228 | 91.7596 | 54.6232 | 176.1547 | 48.4188 | 48.4188 | 48.4188 | 138.0398 | 161.9656 | 59.6693 | 120.8149 | 197.945 | 194.526 | 109.5671 | 109.5671 | 110.3381 | 349.1981 | 48.4188 | 352.5081 | 203.6635 | 341.7705 | 129.1179 | 104.5876 | 277.8389 | 83.8094 | 171.9379 | 83.8094 | 212.0974 | 70.0305 | 101.0733 | 60.4472 | 60.4472 | 70.0305 | 310.1453 | 258.5356 | 132.2599 | 177.0833 | 110.2287 | 70.0305 | 755.6774 | 170.2172 | 176.7308 | 406.7378 | 657.7025 | 82.0463 | 90.6625 | 135.4114 | 296.0555 | 90.6625 | 50.7903 | 115.9483 | 96.1478 | 83.8234 | 95.1505 | 50.6722 | 50.6722 | 83.9616 | 46.8703 | 140.0951 | 216.2015 | 95.8307 | 171.9379 | 90.2765 | 190.5106 | 164.6943 | 95.8307 | 90.2765 | 69.2671 | 214.4791 | 163.7386 | 49.1175 | 24.8642 | 331.6082 | 67.9128 | 228.5579 | 68.1484 | 327.0955 | 809.1375 | 38.4625 | 235.827 | 214.4791 | 309.2325 | 68.1484 | 26.6717 | 359.131 | 230.8005 | 185.3606 | 201.4917 | 0 | 77.3965 | 135.4335 | 393.1827 | 0 | 82.0463 | 106.9037 | 166.6019 | 73.0071 | 100.119 | 168.8352 | 67.0257 | 0 | 0 | 0 | 0 | 0 | 0 | 0 | 0 | 81.6534 | 0 | 145.5067 | 206.5628 | 200.7563 | 135.4683 | 0 | 139.6124 | 39.9364 | 37.1802 | 19.1513 | 594.5751 | 34.6969 | 98.5811 | 41.1494 | 41.1494 | 71.8752 | 26.9209 | 39.9364 | 34.6969 | 29.3456 | 29.3456 | 50.2643 | 0 | 0 | 0 | 0 | 26.9209 | 26.9209 | 26.9209 | 45.1879 | 29.3456 | 97.286 | 0 | 0 | 19.8374 | 0 | 0 | 0 | 84.6324 | 41.9816 | 107.9181 | 55.8286 | 47.4713 | 19.8374 | 112.3144 | 134.6949 | 30.1535 | 146.9253 | 115.9695 | 509.7556 | 101.8637 | 98.9458 | 119.7308 | 19.3707 | 23.6509 | 23.6509 | 19.3707 | 39.1383 | 68.6837 | 154.7518 | 1498.2388 | 109.0721 | 68.6837 | 65.6476 | 131.9543 | 86.4352 | 73.1084 | 71.439 | 65.6476 | 132.1184 | 59.7123 | 41.9816 | 41.9816 | 130.0099 | 87.5292 | 0 | 0 | 0 | 23.6509 | 23.6509 | 24.8799 | 0 | 0 | 0 | 0 | 0 | 0 | 19.3707 | 41.9816 | 127.1674 | 23.6509 | 29.7442 | 56.0026 | 0 | 0 | 0 | 0 | 0 | 0 | 0 | 0 | 0 | 0 | 0 | 0 | 0 | 0 | 0 | 0 | 0 | 0 | 0 | 0 | 0 | 0 | 0 | 0 | 0 | 0 | 0 | 0 | 0 | 0 | 0 | 0 | 0 | 0 | 0 | 0 | 0 | 0 | 0 | 0 | 0 | 0 | 0 | 0 | 0 | 0 | 0 | 0 | 0 | 0 | 0 | 0 | 0 | 0 | 0 | 0 | 0 | 0 | 0 | 0 | 0 | 0 | 0 | 0 | 0 | 0 | 0 | 0 | 0 | 0 | 0 | 0 | 0 | 0 | 0 | 0 | 0 | 0 | 0 | 0 | 0 | 0 | 0 | 0 | 0 | 0 | 0 | 0 | 0 | 0 | 0 | 0 | 0 | 0 | 0 | 0 | 0 | 0 | 0 | 0 | 0 | 0 | 0 | 0 | 0 | 0 | 0 | 0 | 0 | 2017-01-10 01:00
t0219 | 0 | 124.608 | 304.2752 | 144.921 | 33.2038 | 235.3621 | 33.2038 | 658 | 56.5269 | 56.5269 | 1870.1195 | 56.5581 | 79.2912 | 346.1697 | 408.1903 | 60.3685 | 70.5798 | 336.1319 | 206.655 | 373.8237 | 0 | 0 | 382.0305 | 34.6871 | 34.6871 | 34.6871 | 84.1374 | 158.8274 | 287.9312 | 117.7168 | 322.8693 | 81.0742 | 249.4023 | 229.0679 | 265.8577 | 251.7323 | 139.5766 | 652.914 | 381.997 | 96.1796 | 234.0988 | 265.2127 | 111.0076 | 235.147 | 458.0015 | 111.0076 | 43.9246 | 287.2851 | 789.3237 | 170.034 | 174.4051 | 90.6131 | 185.1705 | 43.9246 | 168.8916 | 299.7988 | 99.2867 | 326.5686 | 32.6987 | 189.8347 | 32.6987 | 111.0076 | 158.8274 | 61.6994 | 458.0015 | 0 | 0 | 0 | 0 | 0 | 0 | 0 | 0 | 158.2396 | 0 | 0 | 0 | 0 | 246.4791 | 269.934 | 25.9929 | 27.4939 | 200.754 | 142.3405 | 10.7154 | 73.0414 | 82.4121 | 248.1428 | 146.8349 | 200.4363 | 80.7994 | 25.9929 | 236.213 | 39.5575 | 234.2639 | 110.2665 | 145.9844 | 42.8568 | 81.1861 | 430.8585 | 18.5229 | 140.1455 | 132.9145 | 10.7154 | 10.7154 | 54.4631 | 113.9355 | 57.77 | 114.0298 | 144.4418 | 68.383 | 59.4017 | 508.7379 | 90.6175 | 73.0414 | 70.36 | 70.36 | 29.2962 | 38.3644 | 508.7379 | 316.345 | 136.1561 | 0 | 0 | 0 | 71.1545 | 82.4121 | 68.9976 | 312.2747 | 81.1861 | 0 | 60.9683 | 38.3644 | 10.7154 | 53.7371 | 21.5636 | 0 | 0 | 0 | 79.76 | 0 | 0 | 124.6878 | 0 | 26.1266 | 0 | 0 | 186.709 | 84.9041 | 21.5636 | 26.6148 | 26.6148 | 55.4297 | 120.0047 | 159.2717 | 120.1382 | 272.0626 | 171.7258 | 100.0831 | 237.4013 | 208.7864 | 127.3216 | 130.1145 | 330.9353 | 165.7755 | 150.1158 | 84.6211 | 78.5677 | 166.5732 | 169.3676 | 63.7732 | 78.5677 | 78.5677 | 121.6993 | 84.6211 | 84.6211 | 84.6211 | 138.8074 | 154.8335 | 135.1289 | 113.5119 | 113.5119 | 87.9852 | 140.9276 | 397.5917 | 153.2591 | 84.1823 | 500.1644 | 160.3474 | 84.1823 | 303.5857 | 793.8664 | 113.8157 | 451.7666 | 343.8181 | 160.3474 | 90.7665 | 54.4129 | 171.507 | 49.0599 | 49.0599 | 49.0599 | 135.6893 | 155.3549 | 57.3553 | 126.3545 | 199.9903 | 199.5169 | 112.9033 | 112.9033 | 110.4841 | 363.674 | 49.0599 | 346.9152 | 207.8101 | 348.1505 | 132.0554 | 106.0505 | 266.3411 | 84.182 | 178.9259 | 84.182 | 212.424 | 69.0381 | 102.8079 | 61.6994 | 61.6994 | 69.0381 | 323.9392 | 267.7656 | 132.073 | 174.6943 | 113.7052 | 69.0381 | 793.5363 | 173.1424 | 173.7702 | 402.1295 | 642.2715 | 83.4551 | 92.6619 | 132.0186 | 295.8246 | 92.6619 | 51.0269 | 115.8824 | 98.6798 | 84.6038 | 93.9611 | 51.2801 | 51.2801 | 85.3913 | 46.5435 | 139.2723 | 218.8554 | 96.102 | 178.9259 | 90.529 | 187.807 | 167.8449 | 96.102 | 90.529 | 68.1748 | 209.1456 | 167.0339 | 51.0131 | 24.5748 | 335.0316 | 67.6663 | 225.294 | 67.6157 | 331.3521 | 821.9239 | 38.7735 | 233.9562 | 209.1456 | 303.8747 | 67.6157 | 26.1266 | 387.8831 | 227.8999 | 190.2745 | 210.8146 | 0 | 78.5677 | 137.2597 | 388.6782 | 0 | 83.4551 | 107.2 | 166.5732 | 72.6669 | 97.1174 | 171.5256 | 65.9272 | 0 | 0 | 0 | 0 | 0 | 0 | 0 | 0 | 84.9041 | 0 | 149.013 | 218.9879 | 197.3011 | 134.7709 | 0 | 137.083 | 37.4239 | 36.8386 | 18.5229 | 565.5217 | 35.0142 | 94.9636 | 39.6425 | 39.6425 | 66.6477 | 25.9977 | 37.4239 | 35.0142 | 28.7808 | 28.7808 | 49.4224 | 0 | 0 | 0 | 0 | 25.9977 | 25.9977 | 25.9977 | 44.4794 | 28.7808 | 96.1426 | 0 | 0 | 19.2469 | 0 | 0 | 0 | 82.9154 | 43.2798 | 105.9337 | 58.1595 | 47.0349 | 19.2469 | 114.9805 | 128.9514 | 29.9877 | 150.7045 | 115.8306 | 512.3898 | 102.7225 | 99.875 | 119.7554 | 19.5055 | 23.9004 | 23.9004 | 19.5055 | 37.8643 | 67.9646 | 153.8756 | 1464.5868 | 103.8147 | 67.9646 | 65.3004 | 126.0657 | 83.4541 | 70.6083 | 68.491 | 65.3004 | 127.2284 | 58.7789 | 43.2798 | 43.2798 | 128.1581 | 84.5665 | 0 | 0 | 0 | 23.9004 | 23.9004 | 24.2747 | 0 | 0 | 0 | 0 | 0 | 0 | 19.5055 | 43.2798 | 124.2256 | 23.9004 | 29.8394 | 54.3696 | 0 | 0 | 0 | 0 | 0 | 0 | 0 | 0 | 0 | 0 | 0 | 0 | 0 | 0 | 0 | 0 | 0 | 0 | 0 | 0 | 0 | 0 | 0 | 0 | 0 | 0 | 0 | 0 | 0 | 0 | 0 | 0 | 0 | 0 | 0 | 0 | 0 | 0 | 0 | 0 | 0 | 0 | 0 | 0 | 0 | 0 | 0 | 0 | 0 | 0 | 0 | 0 | 0 | 0 | 0 | 0 | 0 | 0 | 0 | 0 | 0 | 0 | 0 | 0 | 0 | 0 | 0 | 0 | 0 | 0 | 0 | 0 | 0 | 0 | 0 | 0 | 0 | 0 | 0 | 0 | 0 | 0 | 0 | 0 | 0 | 0 | 0 | 0 | 0 | 0 | 0 | 0 | 0 | 0 | 0 | 0 | 0 | 0 | 0 | 0 | 0 | 0 | 0 | 0 | 0 | 0 | 0 | 0 | 0 | 2017-01-10 02:00
t0220 | 0 | 127.893 | 308.7834 | 148.8378 | 33.5607 | 238.4009 | 33.5607 | 685.5728 | 57.2855 | 57.2855 | 1901.8211 | 56.8148 | 81.3065 | 356.4286 | 419.8475 | 62.153 | 71.9977 | 343.617 | 210.7962 | 386.1395 | 0 | 0 | 388.1264 | 35.4763 | 35.4763 | 35.4763 | 86.4558 | 162.905 | 297.2588 | 118.9075 | 329.4528 | 82.4901 | 256.9947 | 236.2997 | 272.2764 | 256.7665 | 143.413 | 678.0313 | 393.8568 | 98.6999 | 241.998 | 271.3712 | 114.1178 | 241.6752 | 471.0706 | 114.1178 | 45.1284 | 294.7843 | 811.1898 | 175.2991 | 178.0907 | 92.5127 | 190.5759 | 45.1284 | 173.327 | 309.3739 | 102.0531 | 333.108 | 33.2894 | 195.9321 | 33.2894 | 114.1178 | 162.905 | 63.1885 | 471.0706 | 0 | 0 | 0 | 0 | 0 | 0 | 0 | 0 | 162.1859 | 0 | 0 | 0 | 0 | 252.5003 | 276.0512 | 26.639 | 27.7995 | 202.6789 | 145.3317 | 10.8803 | 74.2247 | 83.913 | 253.0157 | 150.325 | 205.3373 | 81.489 | 26.639 | 238.1657 | 40.2099 | 238.4139 | 112.0724 | 149.2096 | 43.6559 | 82.719 | 437.1597 | 18.6382 | 143.0735 | 134.8965 | 10.8803 | 10.8803 | 55.0398 | 116.7955 | 58.8298 | 116.0419 | 147.7862 | 68.2646 | 58.1865 | 508.0387 | 91.1344 | 74.2247 | 71.8192 | 71.8192 | 29.8009 | 38.4449 | 508.0387 | 319.0748 | 139.3895 | 0 | 0 | 0 | 72.713 | 83.913 | 70.4841 | 317.3132 | 82.719 | 0 | 62.2865 | 38.4449 | 10.8803 | 54.1598 | 21.7364 | 0 | 0 | 0 | 81.4404 | 0 | 0 | 127.0217 | 0 | 26.4032 | 0 | 0 | 190.8281 | 87.4968 | 21.7364 | 27.1381 | 27.1381 | 55.9571 | 121.666 | 160.9794 | 122.2158 | 277.3289 | 175.8729 | 101.9704 | 242.4347 | 211.402 | 128.7995 | 132.6057 | 332.6999 | 169.3291 | 151.3345 | 86.5588 | 80.3117 | 169.3658 | 171.3193 | 64.659 | 80.3117 | 80.3117 | 122.6278 | 86.5588 | 86.5588 | 86.5588 | 140.4179 | 158.2111 | 136.2196 | 115.1628 | 115.1628 | 89.1757 | 141.597 | 405.863 | 157.6598 | 84.6776 | 501.7306 | 163.4664 | 84.6776 | 300.9483 | 802.1778 | 114.6 | 455.7138 | 349.5091 | 163.4664 | 91.9492 | 55.2793 | 172.8988 | 50.1325 | 50.1325 | 50.1325 | 137.2421 | 155.645 | 57.5554 | 130.4628 | 204.1411 | 204.6768 | 115.9891 | 115.9891 | 112.4111 | 374.9825 | 50.1325 | 350.8339 | 212.8142 | 356.3389 | 135.3463 | 108.4038 | 266.5661 | 85.7582 | 184.3849 | 85.7582 | 216.0963 | 69.8604 | 105.1369 | 63.1885 | 63.1885 | 69.8604 | 334.1848 | 275.5274 | 134.2253 | 176.7941 | 116.84 | 69.8604 | 820.0237 | 177.134 | 175.5584 | 407.0775 | 646.6362 | 85.3775 | 94.9464 | 133.1049 | 300.7459 | 94.9464 | 52.0035 | 117.8356 | 101.2489 | 86.333 | 95.1717 | 52.3642 | 52.3642 | 87.3349 | 47.2283 | 141.2272 | 223.4549 | 97.8558 | 184.3849 | 92.1528 | 189.969 | 171.8284 | 97.8558 | 92.1528 | 68.9924 | 210.6791 | 171.0172 | 52.5573 | 24.9114 | 342.0154 | 68.7567 | 227.9994 | 68.6035 | 338.6163 | 839.8947 | 39.5636 | 237.4615 | 210.6791 | 307.0361 | 68.6035 | 26.4032 | 404.4048 | 230.7885 | 195.1824 | 217.6393 | 0 | 80.3117 | 140.2908 | 392.8942 | 0 | 85.3775 | 109.1306 | 169.3658 | 73.7417 | 97.8127 | 175.4313 | 66.685 | 0 | 0 | 0 | 0 | 0 | 0 | 0 | 0 | 87.4968 | 0 | 152.7896 | 227.0501 | 199.3359 | 136.7518 | 0 | 138.5676 | 37.2057 | 37.3629 | 18.6382 | 564.6961 | 35.7313 | 95.2686 | 39.815 | 39.815 | 65.9941 | 26.1268 | 37.2057 | 35.7313 | 29.0967 | 29.0967 | 49.9998 | 0 | 0 | 0 | 0 | 26.1268 | 26.1268 | 26.1268 | 45.0085 | 29.0967 | 97.4191 | 0 | 0 | 19.3563 | 0 | 0 | 0 | 83.7583 | 44.4696 | 107.0462 | 59.9396 | 47.6988 | 19.3563 | 117.8884 | 129.0549 | 30.4588 | 154.5736 | 117.7465 | 521.7641 | 104.7895 | 101.9154 | 121.8172 | 19.8868 | 24.3994 | 24.3994 | 19.8868 | 38.0745 | 68.8748 | 156.2363 | 1475.716 | 103.7427 | 68.8748 | 66.2889 | 125.9948 | 83.8528 | 70.9914 | 68.6459 | 66.2889 | 127.6873 | 59.4301 | 44.4696 | 44.4696 | 129.7415 | 84.9387 | 0 | 0 | 0 | 24.3994 | 24.3994 | 24.4855 | 0 | 0 | 0 | 0 | 0 | 0 | 19.8868 | 44.4696 | 125.2996 | 24.3994 | 30.3866 | 54.7607 | 0 | 0 | 0 | 0 | 0 | 0 | 0 | 0 | 0 | 0 | 0 | 0 | 0 | 0 | 0 | 0 | 0 | 0 | 0 | 0 | 0 | 0 | 0 | 0 | 0 | 0 | 0 | 0 | 0 | 0 | 0 | 0 | 0 | 0 | 0 | 0 | 0 | 0 | 0 | 0 | 0 | 0 | 0 | 0 | 0 | 0 | 0 | 0 | 0 | 0 | 0 | 0 | 0 | 0 | 0 | 0 | 0 | 0 | 0 | 0 | 0 | 0 | 0 | 0 | 0 | 0 | 0 | 0 | 0 | 0 | 0 | 0 | 0 | 0 | 0 | 0 | 0 | 0 | 0 | 0 | 0 | 0 | 0 | 0 | 0 | 0 | 0 | 0 | 0 | 0 | 0 | 0 | 0 | 0 | 0 | 0 | 0 | 0 | 0 | 0 | 0 | 0 | 0 | 0 | 0 | 0 | 0 | 0 | 0 | 2017-01-10 03:00
t0221 | 0 | 135.7263 | 325.2557 | 157.9543 | 35.2383 | 250.77 | 35.2383 | 734.3984 | 60.3418 | 60.3418 | 2009.8405 | 59.4414 | 86.1745 | 379.0632 | 445.9892 | 66.0467 | 76.066 | 363.594 | 222.7164 | 411.3137 | 0 | 0 | 409.2057 | 37.539 | 37.539 | 37.539 | 91.7878 | 172.7555 | 316.5541 | 125.1116 | 348.4234 | 87.0285 | 273.3256 | 251.4865 | 288.4016 | 271.2938 | 152.2132 | 724.8802 | 419.3023 | 104.6891 | 257.9217 | 287.4056 | 121.2035 | 256.6358 | 501.0694 | 121.2035 | 47.8825 | 312.6683 | 861.3605 | 186.4987 | 188.3873 | 97.7855 | 202.5288 | 47.8825 | 183.8331 | 329.3315 | 108.3437 | 352.1255 | 35.1182 | 208.6018 | 35.1182 | 121.2035 | 172.7555 | 66.9425 | 501.0694 | 0 | 0 | 0 | 0 | 0 | 0 | 0 | 0 | 171.884 | 0 | 0 | 0 | 0 | 267.5701 | 292.1197 | 28.2184 | 29.168 | 212.7259 | 153.5637 | 11.4541 | 78.1819 | 88.4728 | 267.3287 | 159.2172 | 217.5517 | 85.4198 | 28.2184 | 249.9197 | 42.3541 | 251.5444 | 118.0553 | 157.775 | 46.0514 | 87.2858 | 460.4088 | 19.4932 | 151.1874 | 141.9816 | 11.4541 | 11.4541 | 57.7808 | 123.7868 | 62.0563 | 122.3515 | 156.4486 | 71.1757 | 59.9775 | 529.9361 | 95.3056 | 78.1819 | 75.8713 | 75.8713 | 31.41 | 40.1311 | 529.9361 | 334.8361 | 147.534 | 0 | 0 | 0 | 76.8675 | 88.4728 | 74.5062 | 334.3533 | 87.2858 | 0 | 65.8401 | 40.1311 | 11.4541 | 56.7862 | 22.7809 | 0 | 0 | 0 | 86.0902 | 0 | 0 | 134.0789 | 0 | 27.7007 | 0 | 0 | 201.85 | 93.0492 | 22.7809 | 28.6555 | 28.6555 | 58.6521 | 127.9979 | 169.0674 | 128.8451 | 293.0715 | 186.3026 | 107.6532 | 256.3033 | 222.5253 | 135.3307 | 139.9997 | 349.0315 | 179.0764 | 158.6275 | 91.665 | 84.9859 | 178.6478 | 179.9443 | 68.0336 | 84.9859 | 84.9859 | 128.5836 | 91.665 | 91.665 | 91.665 | 147.5388 | 167.3982 | 142.8097 | 121.2204 | 121.2204 | 93.818 | 148.2688 | 429.1029 | 167.5518 | 88.6581 | 526.0874 | 172.7287 | 88.6581 | 312.8271 | 844.1077 | 120.0106 | 478.4543 | 368.5569 | 172.7287 | 96.7535 | 58.2427 | 181.1758 | 53.0175 | 53.0175 | 53.0175 | 144.1405 | 162.6159 | 60.1277 | 138.9035 | 215.7713 | 217.0477 | 123.1305 | 123.1305 | 118.5982 | 398.9007 | 53.0175 | 368.7151 | 225.4304 | 377.3271 | 143.4376 | 114.6546 | 278.6242 | 90.5282 | 196.1583 | 90.5282 | 228.0379 | 73.4497 | 111.3218 | 66.9425 | 66.9425 | 73.4497 | 355.8199 | 292.8154 | 141.5458 | 185.9245 | 124.0716 | 73.4497 | 874.0925 | 187.504 | 184.557 | 428.4611 | 679.2105 | 90.3763 | 100.6102 | 139.5583 | 317.1668 | 100.6102 | 54.8855 | 124.2627 | 107.3875 | 91.2291 | 100.0739 | 55.3743 | 55.3743 | 92.4601 | 49.7287 | 148.8525 | 236.3506 | 103.2558 | 196.1583 | 97.2578 | 199.7833 | 181.9595 | 103.2558 | 97.2578 | 72.4767 | 221.0538 | 181.1661 | 55.874 | 26.1905 | 361.4763 | 72.4403 | 239.6845 | 72.2118 | 358.051 | 889.2517 | 41.7858 | 249.872 | 221.0538 | 322.6578 | 72.2118 | 27.7007 | 433.4768 | 242.7039 | 207.0665 | 231.7831 | 0 | 84.9859 | 148.3577 | 413.9315 | 0 | 90.3763 | 115.169 | 178.6478 | 77.7267 | 102.379 | 185.6343 | 70.0562 | 0 | 0 | 0 | 0 | 0 | 0 | 0 | 0 | 93.0492 | 0 | 161.972 | 242.4375 | 209.5031 | 144.118 | 0 | 145.5179 | 38.6248 | 39.3127 | 19.4932 | 588.8828 | 37.7538 | 99.6528 | 41.6153 | 41.6153 | 68.3287 | 27.3289 | 38.6248 | 37.7538 | 30.5361 | 30.5361 | 52.5113 | 0 | 0 | 0 | 0 | 27.3289 | 27.3289 | 27.3289 | 47.2869 | 30.5361 | 102.4457 | 0 | 0 | 20.2832 | 0 | 0 | 0 | 87.9068 | 47.2121 | 112.4264 | 63.7923 | 50.192 | 20.2832 | 124.9582 | 134.8082 | 32.0714 | 163.9424 | 124.1595 | 551.1339 | 110.7124 | 107.6999 | 128.4753 | 21.0051 | 25.7898 | 25.7898 | 21.0051 | 39.8452 | 72.4674 | 164.5377 | 1549.9465 | 108.1655 | 72.4674 | 69.8335 | 131.6022 | 87.7138 | 74.2373 | 71.6836 | 69.8335 | 133.5044 | 62.4757 | 47.2121 | 47.2121 | 136.36 | 88.9024 | 0 | 0 | 0 | 25.7898 | 25.7898 | 25.6738 | 0 | 0 | 0 | 0 | 0 | 0 | 21.0051 | 47.2121 | 131.4615 | 25.7898 | 32.0669 | 57.3395 | 0 | 0 | 0 | 0 | 0 | 0 | 0 | 0 | 0 | 0 | 0 | 0 | 0 | 0 | 0 | 0 | 0 | 0 | 0 | 0 | 0 | 0 | 0 | 0 | 0 | 0 | 0 | 0 | 0 | 0 | 0 | 0 | 0 | 0 | 0 | 0 | 0 | 0 | 0 | 0 | 0 | 0 | 0 | 0 | 0 | 0 | 0 | 0 | 0 | 0 | 0 | 0 | 0 | 0 | 0 | 0 | 0 | 0 | 0 | 0 | 0 | 0 | 0 | 0 | 0 | 0 | 0 | 0 | 0 | 0 | 0 | 0 | 0 | 0 | 0 | 0 | 0 | 0 | 0 | 0 | 0 | 0 | 0 | 0 | 0 | 0 | 0 | 0 | 0 | 0 | 0 | 0 | 0 | 0 | 0 | 0 | 0 | 0 | 0 | 0 | 0 | 0 | 0 | 0 | 0 | 0 | 0 | 0 | 0 | 2017-01-10 04:00
t0222 | 0 | 155.3538 | 368.1025 | 180.9322 | 39.7218 | 283.2703 | 39.7218 | 852.8772 | 68.1779 | 68.1779 | 2278.2996 | 66.5645 | 98.5659 | 435.225 | 511.6151 | 75.843 | 86.5489 | 414.5688 | 253.3922 | 473.7871 | 0 | 0 | 463.6198 | 42.8256 | 42.8256 | 42.8256 | 105.1912 | 197.6236 | 364.4395 | 140.844 | 396.4681 | 98.7578 | 314.1017 | 289.3131 | 329.4494 | 308.6433 | 174.4414 | 839.1839 | 482.0456 | 119.8246 | 297.3111 | 327.9766 | 138.96 | 294.1629 | 574.5699 | 138.96 | 54.8748 | 357.8329 | 987.2622 | 214.4272 | 214.5354 | 111.3602 | 232.4676 | 54.8748 | 210.4283 | 378.9978 | 124.2091 | 400.562 | 39.8802 | 240.0995 | 39.8802 | 138.96 | 197.6236 | 76.4658 | 574.5699 | 0 | 0 | 0 | 0 | 0 | 0 | 0 | 0 | 196.497 | 0 | 0 | 0 | 0 | 305.7159 | 333.2188 | 32.2604 | 32.8999 | 239.4824 | 174.908 | 12.9738 | 88.6265 | 100.5024 | 304.0058 | 181.8039 | 248.586 | 96.0742 | 32.2604 | 280.9214 | 48.0287 | 285.5259 | 133.852 | 179.8928 | 52.3322 | 99.209 | 520.9638 | 21.8761 | 172.1741 | 160.7375 | 12.9738 | 12.9738 | 65.1229 | 141.5365 | 70.4958 | 138.8941 | 178.5417 | 79.1574 | 65.2843 | 589.5615 | 106.8913 | 88.6265 | 86.3944 | 86.3944 | 35.6428 | 44.8317 | 589.5615 | 376.5321 | 168.491 | 0 | 0 | 0 | 87.6303 | 100.5024 | 84.9047 | 378.953 | 99.209 | 0 | 75.036 | 44.8317 | 12.9738 | 63.8134 | 25.6074 | 0 | 0 | 0 | 98.0506 | 0 | 0 | 152.3511 | 0 | 31.2257 | 0 | 0 | 230.1169 | 106.9445 | 25.6074 | 32.5935 | 32.5935 | 66.0471 | 144.7411 | 190.5597 | 146.2103 | 333.1548 | 212.8158 | 122.3385 | 291.9482 | 251.203 | 152.6779 | 159.1499 | 390.9555 | 204.0171 | 178.3253 | 104.5686 | 96.8912 | 202.5702 | 203.0091 | 76.9343 | 96.8912 | 96.8912 | 144.4511 | 104.5686 | 104.5686 | 104.5686 | 166.4499 | 190.7707 | 160.5263 | 137.1713 | 137.1713 | 106.0503 | 166.0422 | 488.5473 | 192.216 | 99.4264 | 587.7698 | 196.3795 | 99.4264 | 345.1116 | 950.6332 | 134.7454 | 538.0358 | 417.8382 | 196.3795 | 109.2981 | 65.9968 | 203.6892 | 60.4314 | 60.4314 | 60.4314 | 162.6038 | 181.5691 | 67.272 | 159.9459 | 245.6672 | 248.3467 | 141.0793 | 141.0793 | 134.5779 | 458.7158 | 60.4314 | 415.7962 | 257.4929 | 430.7603 | 163.9744 | 130.7334 | 310.669 | 102.8644 | 225.4208 | 102.8644 | 258.7019 | 82.8807 | 126.9624 | 76.4658 | 76.4658 | 82.8807 | 409.3145 | 336.0216 | 160.4224 | 209.8104 | 142.1836 | 82.8807 | 1007.1407 | 213.962 | 207.8569 | 483.5607 | 761.906 | 103.1266 | 114.9841 | 156.8972 | 359.6023 | 114.9841 | 62.3982 | 140.9269 | 122.8912 | 103.8382 | 113.0509 | 63.0664 | 63.0664 | 105.4676 | 56.2787 | 168.2778 | 269.1272 | 117.2747 | 225.4208 | 110.4159 | 225.3118 | 207.7743 | 117.2747 | 110.4159 | 81.809 | 248.2002 | 206.8744 | 64.2048 | 29.6165 | 411.6107 | 82.1039 | 270.5006 | 81.7203 | 408.1656 | 1013.2846 | 47.5645 | 282.923 | 248.2002 | 363.477 | 81.7203 | 31.2257 | 503.6907 | 274.0996 | 236.88 | 266.8332 | 0 | 96.8912 | 169.149 | 466.2291 | 0 | 103.1266 | 130.7636 | 202.5702 | 87.9475 | 115.0021 | 211.7809 | 79.0288 | 0 | 0 | 0 | 0 | 0 | 0 | 0 | 0 | 106.9445 | 0 | 185.2364 | 280.2604 | 235.9739 | 163.0585 | 0 | 164.0413 | 42.7812 | 44.4741 | 21.8761 | 655.1142 | 42.9752 | 111.4183 | 46.6035 | 46.6035 | 75.3464 | 30.6215 | 42.7812 | 42.9752 | 34.4353 | 34.4353 | 59.2551 | 0 | 0 | 0 | 0 | 30.6215 | 30.6215 | 30.6215 | 53.368 | 34.4353 | 115.7817 | 0 | 0 | 22.7361 | 0 | 0 | 0 | 99.0337 | 54.1025 | 126.6842 | 73.3085 | 56.7725 | 22.7361 | 142.9023 | 150.3292 | 36.3384 | 187.5349 | 140.7608 | 625.8147 | 125.9744 | 122.5827 | 145.7621 | 23.8865 | 29.3672 | 29.3672 | 23.8865 | 44.6723 | 81.9003 | 186.3386 | 1740.3841 | 120.4523 | 81.9003 | 79.0603 | 146.5072 | 98.2582 | 83.2345 | 80.0883 | 79.0603 | 149.3566 | 70.4299 | 54.1025 | 54.1025 | 153.9649 | 99.5282 | 0 | 0 | 0 | 29.3672 | 29.3672 | 28.8792 | 0 | 0 | 0 | 0 | 0 | 0 | 23.8865 | 54.1025 | 147.8431 | 29.3672 | 36.4233 | 64.4053 | 0 | 0 | 0 | 0 | 0 | 0 | 0 | 0 | 0 | 0 | 0 | 0 | 0 | 0 | 0 | 0 | 0 | 0 | 0 | 0 | 0 | 0 | 0 | 0 | 0 | 0 | 0 | 0 | 0 | 0 | 0 | 0 | 0 | 0 | 0 | 0 | 0 | 0 | 0 | 0 | 0 | 0 | 0 | 0 | 0 | 0 | 0 | 0 | 0 | 0 | 0 | 0 | 0 | 0 | 0 | 0 | 0 | 0 | 0 | 0 | 0 | 0 | 0 | 0 | 0 | 0 | 0 | 0 | 0 | 0 | 0 | 0 | 0 | 0 | 0 | 0 | 0 | 0 | 0 | 0 | 0 | 0 | 0 | 0 | 0 | 0 | 0 | 0 | 0 | 0 | 0 | 0 | 0 | 0 | 0 | 0 | 0 | 0 | 0 | 0 | 0 | 0 | 0 | 0 | 0 | 0 | 0 | 0 | 0 | 2017-01-10 05:00
t0223 | 0 | 171.4281 | 408.3567 | 199.8108 | 44.2101 | 314.6427 | 44.2101 | 935.69 | 75.5013 | 75.5013 | 2512.6058 | 74.1998 | 109.0059 | 479.5032 | 564.6387 | 83.7256 | 95.8882 | 458.6822 | 280.6879 | 521.8977 | 0 | 0 | 513.8192 | 47.4094 | 47.4094 | 47.4094 | 116.1208 | 218.3061 | 401.461 | 155.7813 | 438.2503 | 109.4631 | 346.3542 | 318.8869 | 364.3633 | 341.849 | 192.6966 | 921.6928 | 530.5589 | 132.3805 | 327.3293 | 362.4521 | 153.3277 | 324.626 | 631.9186 | 153.3277 | 60.6609 | 395.2936 | 1089.571 | 236.3946 | 237.2228 | 123.3594 | 256.4702 | 60.6609 | 232.5319 | 417.6784 | 137.1761 | 443.1124 | 44.2447 | 264.5618 | 44.2447 | 153.3277 | 218.3061 | 84.5301 | 631.9186 | 0 | 0 | 0 | 0 | 0 | 0 | 0 | 0 | 217.2255 | 0 | 0 | 0 | 0 | 337.8524 | 368.7879 | 35.7044 | 36.7029 | 266.4295 | 193.9345 | 14.4245 | 98.4942 | 111.6855 | 336.5713 | 201.0147 | 274.8574 | 107.0988 | 35.7044 | 312.1819 | 53.3937 | 316.5305 | 148.7616 | 199.3497 | 58.1103 | 110.1027 | 578.0315 | 24.4592 | 190.8428 | 178.6997 | 14.4245 | 14.4245 | 72.5001 | 156.4738 | 78.2555 | 154.2292 | 197.521 | 88.3224 | 73.2353 | 657.3664 | 119.4668 | 98.4942 | 95.8126 | 95.8126 | 39.5948 | 50.1164 | 657.3664 | 418.5761 | 186.6196 | 0 | 0 | 0 | 97.1499 | 111.6855 | 94.104 | 420.7094 | 110.1027 | 0 | 83.1761 | 50.1164 | 14.4245 | 71.0309 | 28.5403 | 0 | 0 | 0 | 108.603 | 0 | 0 | 168.9009 | 0 | 34.8197 | 0 | 0 | 254.7763 | 117.964 | 28.5403 | 36.1445 | 36.1445 | 73.7301 | 160.8937 | 211.9493 | 162.3353 | 368.5389 | 235.3259 | 135.5941 | 323.3338 | 278.3835 | 169.8062 | 176.4434 | 433.125 | 225.8148 | 198.707 | 115.5423 | 107.1751 | 224.4542 | 225.9643 | 85.4936 | 107.1751 | 107.1751 | 160.7105 | 115.5423 | 115.5423 | 115.5423 | 185.1204 | 210.9897 | 178.7792 | 152.4013 | 152.4013 | 117.8352 | 184.7262 | 540.7328 | 211.9302 | 110.8053 | 650.209 | 217.3168 | 110.8053 | 384.6492 | 1051.6768 | 150.2801 | 597.4433 | 463.2053 | 217.3168 | 121.3104 | 73.2668 | 227.1496 | 66.9256 | 66.9256 | 66.9256 | 181.0085 | 202.4386 | 75.1779 | 176.3094 | 272.0858 | 274.4175 | 155.7357 | 155.7357 | 149.1538 | 505.9151 | 66.9256 | 461.9652 | 284.7185 | 476.4294 | 181.2745 | 144.7994 | 345.5293 | 114.0217 | 248.4027 | 114.0217 | 286.5116 | 92.0604 | 140.3011 | 84.5301 | 84.5301 | 92.0604 | 450.6724 | 370.6035 | 177.7663 | 232.9265 | 156.8758 | 92.0604 | 1107.9912 | 236.7193 | 230.4796 | 535.8492 | 842.9455 | 114.0908 | 127.1148 | 174.7262 | 398.5874 | 127.1148 | 69.2359 | 156.2693 | 135.7583 | 115.0335 | 125.6841 | 69.7934 | 69.7934 | 116.6039 | 62.4876 | 186.2003 | 297.6227 | 130.0598 | 248.4027 | 122.3416 | 249.9653 | 229.828 | 130.0598 | 122.3416 | 91.0767 | 275.5674 | 228.6489 | 70.8587 | 32.9722 | 456.0032 | 91.177 | 300.5925 | 90.802 | 452.2309 | 1118.8316 | 52.7593 | 314.7683 | 275.5674 | 403.4742 | 90.802 | 34.8197 | 552.153 | 304.5592 | 261.4413 | 293.8773 | 0 | 107.1751 | 187.3974 | 514.3941 | 0 | 114.0908 | 144.9235 | 224.4542 | 97.3944 | 128.4736 | 234.4461 | 87.916 | 0 | 0 | 0 | 0 | 0 | 0 | 0 | 0 | 117.964 | 0 | 204.726 | 308.2026 | 261.8287 | 180.6313 | 0 | 182.5167 | 48.0253 | 49.4437 | 24.4592 | 730.8773 | 47.6238 | 124.0538 | 52.0692 | 52.0692 | 84.7377 | 34.1714 | 48.0253 | 47.6238 | 38.3867 | 38.3867 | 65.9871 | 0 | 0 | 0 | 0 | 34.1714 | 34.1714 | 34.1714 | 59.3895 | 38.3867 | 128.7542 | 0 | 0 | 25.2756 | 0 | 0 | 0 | 110.2686 | 59.7197 | 140.8584 | 80.7086 | 63.094 | 25.2756 | 157.9766 | 167.4651 | 40.3971 | 207.0895 | 156.0551 | 692.1904 | 139.5681 | 135.7822 | 161.6577 | 26.4643 | 32.5292 | 32.5292 | 26.4643 | 49.8261 | 90.9625 | 206.9585 | 1927.8303 | 134.5835 | 90.9625 | 87.7137 | 162.9498 | 109.6132 | 93.0049 | 89.4593 | 87.7137 | 166.5722 | 78.1748 | 59.7197 | 59.7197 | 171.2676 | 110.8043 | 0 | 0 | 0 | 32.5292 | 32.5292 | 32.1756 | 0 | 0 | 0 | 0 | 0 | 0 | 26.4643 | 59.7197 | 164.4449 | 32.5292 | 40.3868 | 71.8797 | 0 | 0 | 0 | 0 | 0 | 0 | 0 | 0 | 0 | 0 | 0 | 0 | 0 | 0 | 0 | 0 | 0 | 0 | 0 | 0 | 0 | 0 | 0 | 0 | 0 | 0 | 0 | 0 | 0 | 0 | 0 | 0 | 0 | 0 | 0 | 0 | 0 | 0 | 0 | 0 | 0 | 0 | 0 | 0 | 0 | 0 | 0 | 0 | 0 | 0 | 0 | 0 | 0 | 0 | 0 | 0 | 0 | 0 | 0 | 0 | 0 | 0 | 0 | 0 | 0 | 0 | 0 | 0 | 0 | 0 | 0 | 0 | 0 | 0 | 0 | 0 | 0 | 0 | 0 | 0 | 0 | 0 | 0 | 0 | 0 | 0 | 0 | 0 | 0 | 0 | 0 | 0 | 0 | 0 | 0 | 0 | 0 | 0 | 0 | 0 | 0 | 0 | 0 | 0 | 0 | 0 | 0 | 0 | 0 | 2017-01-10 06:00
t0224 | 0 | 169.8917 | 426.1597 | 197.2156 | 46.9224 | 331.0539 | 46.9224 | 863.9637 | 79.4749 | 79.4749 | 2609.8324 | 81.0883 | 108.2931 | 468.34 | 553.4659 | 81.6422 | 97.6231 | 462.6116 | 285.8852 | 501.5841 | 0 | 0 | 533.722 | 47.6749 | 47.6749 | 47.6749 | 114.3611 | 216.8522 | 386.8697 | 166.881 | 446.5299 | 112.8476 | 336.6555 | 308.3683 | 364.2422 | 348.2916 | 189.7103 | 864.5906 | 515.1319 | 131.1397 | 313.5214 | 364.268 | 150.7283 | 319.4778 | 621.6585 | 150.7283 | 59.7014 | 391.8172 | 1072.5404 | 229.2331 | 240.742 | 125.0684 | 250.7009 | 59.7014 | 230.2334 | 403.2287 | 134.8312 | 451.9569 | 45.4351 | 255.2225 | 45.4351 | 150.7283 | 216.8522 | 84.545 | 621.6585 | 0 | 0 | 0 | 0 | 0 | 0 | 0 | 0 | 216.398 | 0 | 0 | 0 | 0 | 337.5268 | 371.1126 | 35.542 | 38.7955 | 284.5232 | 196.3897 | 14.978 | 101.9069 | 114.4195 | 343.6684 | 201.3755 | 274.4215 | 114.7442 | 35.542 | 335.937 | 55.1462 | 325.8585 | 153.7754 | 200.9138 | 59.4509 | 112.5737 | 603.7016 | 26.43 | 193.436 | 186.0055 | 14.978 | 14.978 | 76.9902 | 155.7455 | 80.2042 | 158.5702 | 198.3635 | 99.4766 | 90.0864 | 739.5688 | 129.4728 | 101.9069 | 97.1369 | 97.1369 | 40.7764 | 55.2823 | 739.5688 | 449.4694 | 186.6492 | 0 | 0 | 0 | 97.9619 | 114.4195 | 95.0834 | 435.8763 | 112.5737 | 0 | 83.9997 | 55.2823 | 14.978 | 76.464 | 30.6624 | 0 | 0 | 0 | 110.0637 | 0 | 0 | 173.0128 | 0 | 36.9174 | 0 | 0 | 257.046 | 114.5698 | 30.6624 | 36.8415 | 36.8415 | 78.5027 | 168.381 | 225.1322 | 167.2133 | 377.1408 | 235.2841 | 138.8343 | 327.4999 | 294.1248 | 179.5902 | 180.3521 | 474.3241 | 228.597 | 213.4163 | 116.3242 | 108.1573 | 232.2702 | 238.8943 | 89.4788 | 108.1573 | 108.1573 | 173.2897 | 116.3242 | 116.3242 | 116.3242 | 195.794 | 213.355 | 192.1583 | 159.0223 | 159.0223 | 123.5615 | 202.0505 | 549.1178 | 207.7814 | 120.3158 | 720.8832 | 222.2044 | 120.3158 | 448.9277 | 1124.4057 | 162.2473 | 641.9012 | 479.606 | 222.2044 | 127.6593 | 75.9899 | 243.7796 | 67.5698 | 67.5698 | 67.5698 | 191.4225 | 224.1348 | 82.3833 | 169.6886 | 276.1918 | 272.2569 | 153.5458 | 153.5458 | 153.7953 | 490.0733 | 67.5698 | 489.8325 | 284.7753 | 477.7205 | 180.5976 | 145.9396 | 385.4215 | 116.8113 | 241.5284 | 116.8113 | 295.8669 | 97.3416 | 141.4055 | 84.545 | 84.545 | 97.3416 | 436.1551 | 362.7426 | 184.37 | 246.2834 | 154.5666 | 97.3416 | 1063.9728 | 237.8335 | 246.0793 | 566.8082 | 917.6845 | 114.6429 | 126.8074 | 187.6679 | 412.5906 | 126.8074 | 70.7137 | 161.5184 | 134.6081 | 116.9228 | 132.1401 | 70.7672 | 70.7672 | 117.4033 | 65.1883 | 195.5645 | 302.1763 | 133.4882 | 241.5284 | 125.8747 | 265.1414 | 230.1822 | 133.4882 | 125.8747 | 96.0479 | 298.1772 | 229.0573 | 68.8722 | 34.4797 | 462.5489 | 94.4466 | 317.5463 | 94.7074 | 456.2438 | 1132.9616 | 53.5744 | 327.2865 | 298.1772 | 430.0834 | 94.7074 | 36.9174 | 508.5142 | 320.712 | 259.7747 | 283.2875 | 0 | 108.1573 | 188.9242 | 550.4027 | 0 | 114.6429 | 149.0179 | 232.2702 | 101.8294 | 138.2949 | 235.738 | 93.0112 | 0 | 0 | 0 | 0 | 0 | 0 | 0 | 0 | 114.5698 | 0 | 203.5898 | 291.1026 | 279.3384 | 188.8828 | 0 | 193.7006 | 54.8813 | 51.6384 | 26.43 | 822.1646 | 48.3806 | 136.6202 | 56.8276 | 56.8276 | 98.5966 | 37.2251 | 54.8813 | 48.3806 | 40.6327 | 40.6327 | 69.6751 | 0 | 0 | 0 | 0 | 37.2251 | 37.2251 | 37.2251 | 62.6859 | 40.6327 | 135.0703 | 0 | 0 | 27.539 | 0 | 0 | 0 | 117.325 | 58.8372 | 149.8306 | 78.5097 | 65.9562 | 27.539 | 157.1028 | 186.5488 | 41.885 | 205.782 | 161.5782 | 712.1619 | 142.0698 | 138.0355 | 166.7618 | 27.0149 | 32.9959 | 32.9959 | 27.0149 | 54.148 | 95.4886 | 215.1714 | 2087.9717 | 150.6009 | 95.4886 | 91.3846 | 183.0316 | 119.5582 | 100.9569 | 98.6757 | 91.3846 | 182.7895 | 83.0582 | 58.8372 | 58.8372 | 180.4355 | 121.3232 | 0 | 0 | 0 | 32.9959 | 32.9959 | 34.4654 | 0 | 0 | 0 | 0 | 0 | 0 | 27.0149 | 58.8372 | 176.4692 | 32.9959 | 41.4409 | 77.4354 | 0 | 0 | 0 | 0 | 0 | 0 | 0 | 0 | 0 | 0 | 0 | 0 | 0 | 0 | 0 | 0 | 0 | 0 | 0 | 0 | 0 | 0 | 0 | 0 | 0 | 0 | 0 | 0 | 0 | 0 | 0 | 0 | 0 | 0 | 0 | 0 | 0 | 0 | 0 | 0 | 0 | 0 | 0 | 0 | 0 | 0 | 0 | 0 | 0 | 0 | 0 | 0 | 0 | 0 | 0 | 0 | 0 | 0 | 0 | 0 | 0 | 0 | 0 | 0 | 0 | 0 | 0 | 0 | 0 | 0 | 0 | 0 | 0 | 0 | 0 | 0 | 0 | 0 | 0 | 0 | 0 | 0 | 0 | 0 | 0 | 0 | 0 | 0 | 0 | 0 | 0 | 0 | 0 | 0 | 0 | 0 | 0 | 0 | 0 | 0 | 0 | 0 | 0 | 0 | 0 | 0 | 0 | 0 | 0 | 2017-01-10 07:00
t0225 | 0 | 158.6502 | 437.1804 | 182.2673 | 49.3823 | 344.0725 | 49.3823 | 689.3283 | 83.0736 | 83.0736 | 2680.2183 | 89.5518 | 101.2247 | 424.9141 | 504.4102 | 73.4996 | 95.6847 | 445.9636 | 280.5264 | 438.6257 | 0 | 0 | 543.6302 | 45.6328 | 45.6328 | 45.6328 | 105.2679 | 203.0921 | 340.4232 | 180.2831 | 440.1382 | 113.2748 | 301.578 | 273.2256 | 344.9738 | 342.0587 | 174.2583 | 717.0371 | 462.0589 | 122.0702 | 272.2709 | 349.3675 | 138.3127 | 293.7946 | 575.0639 | 138.3127 | 54.7215 | 365.2417 | 986.696 | 204.3297 | 235.2723 | 121.5901 | 227.2321 | 54.7215 | 213.9746 | 356.0021 | 123.4625 | 445.8099 | 45.1886 | 225.022 | 45.1886 | 138.3127 | 203.0921 | 80.2288 | 575.0639 | 0 | 0 | 0 | 0 | 0 | 0 | 0 | 0 | 203.6143 | 0 | 0 | 0 | 0 | 319.7155 | 355.9057 | 33.3163 | 40.3762 | 302.943 | 190.15 | 15.1637 | 102.5391 | 112.9424 | 339.2489 | 191.6765 | 259.3477 | 122.49 | 33.3163 | 363.1033 | 55.2683 | 326.1072 | 154.4456 | 192.8355 | 58.6037 | 110.9415 | 620.0406 | 28.5061 | 187.7476 | 189.1999 | 15.1637 | 15.1637 | 81.0726 | 146.2686 | 79.3842 | 157.8431 | 189.5781 | 115.1387 | 117.143 | 855.3605 | 140.4334 | 102.5391 | 94.234 | 94.234 | 40.6903 | 61.7429 | 855.3605 | 483.777 | 176.4703 | 0 | 0 | 0 | 94.047 | 112.9424 | 91.7096 | 440.5005 | 110.9415 | 0 | 80.9178 | 61.7429 | 15.1637 | 82.4923 | 32.9009 | 0 | 0 | 0 | 106.9388 | 0 | 0 | 171.4532 | 0 | 38.663 | 0 | 0 | 247.6581 | 102.3775 | 32.9009 | 36.1337 | 36.1337 | 82.6973 | 173.0627 | 237.5273 | 167.0799 | 374.4586 | 222.9881 | 137.5246 | 317.9033 | 309.1572 | 188.0262 | 177.9619 | 530.4021 | 221.8888 | 228.9507 | 112.0012 | 104.4384 | 234.9813 | 249.6245 | 92.0264 | 104.4384 | 104.4384 | 187.6251 | 112.0012 | 112.0012 | 112.0012 | 205.0098 | 206.9246 | 206.5843 | 162.6805 | 162.6805 | 127.551 | 224.1037 | 536.4224 | 189.8272 | 131.4926 | 823.9261 | 220.1207 | 131.4926 | 548.379 | 1210.2006 | 175.3945 | 692.7688 | 485.3206 | 220.1207 | 132.8853 | 76.9578 | 260.8594 | 65.1642 | 65.1642 | 65.1642 | 200.0953 | 252.7874 | 91.0607 | 148.6697 | 269.2673 | 254.1699 | 141.6847 | 141.6847 | 154.4576 | 435.4074 | 65.1642 | 516.0605 | 270.1249 | 455.3078 | 169.9519 | 140.2119 | 441.3887 | 115.8151 | 216.8255 | 115.8151 | 298.3675 | 102.0811 | 136.4301 | 80.2288 | 80.2288 | 102.0811 | 388.0327 | 329.9565 | 187.2969 | 258.4818 | 142.5599 | 102.0811 | 931.1302 | 227.4846 | 263.2752 | 597.0842 | 1018.293 | 109.6926 | 119.6686 | 201.5266 | 417.4003 | 119.6686 | 69.5648 | 162.8212 | 125.5623 | 114.2419 | 136.9461 | 68.935 | 68.935 | 112.9382 | 66.7317 | 203.8675 | 295.5203 | 132.7144 | 216.8255 | 125.9448 | 280.1722 | 218.8028 | 132.7144 | 125.9448 | 99.8756 | 325.7938 | 218.1741 | 61.5813 | 35.2966 | 450.0612 | 95.3682 | 332.2221 | 96.7957 | 438.9659 | 1105.2531 | 52.1257 | 331.8244 | 325.7938 | 458.0465 | 96.7957 | 38.663 | 403.7147 | 333.6498 | 243.8519 | 249.5767 | 0 | 104.4384 | 181.5232 | 595.7027 | 0 | 109.6926 | 148.8595 | 234.9813 | 105.1298 | 148.3609 | 225.6044 | 97.3984 | 0 | 0 | 0 | 0 | 0 | 0 | 0 | 0 | 102.3775 | 0 | 190.9415 | 244.9383 | 298.1543 | 194.9512 | 0 | 203.9359 | 64.4174 | 52.8595 | 28.5061 | 949.9513 | 47.1939 | 153.0661 | 62.4066 | 62.4066 | 118.5708 | 40.8258 | 64.4174 | 47.1939 | 42.4492 | 42.4492 | 72.5813 | 0 | 0 | 0 | 0 | 40.8258 | 40.8258 | 40.8258 | 65.3313 | 42.4492 | 139.3547 | 0 | 0 | 30.3821 | 0 | 0 | 0 | 123.9466 | 54.2118 | 158.5593 | 70.6832 | 67.6738 | 30.3821 | 147.2786 | 212.7113 | 42.293 | 192.9971 | 163.4792 | 714.699 | 139.2029 | 134.9458 | 167.4286 | 26.6193 | 32.1139 | 32.1139 | 26.6193 | 59.1887 | 98.8428 | 218.7505 | 2292.9368 | 172.2356 | 98.8428 | 93.4406 | 211.885 | 131.4622 | 109.8439 | 110.3218 | 93.4406 | 203.1038 | 87.957 | 54.2118 | 54.2118 | 187.5305 | 134.6621 | 0 | 0 | 0 | 32.1139 | 32.1139 | 36.8095 | 0 | 0 | 0 | 0 | 0 | 0 | 26.6193 | 54.2118 | 189.5623 | 32.1139 | 41.1932 | 83.3098 | 0 | 0 | 0 | 0 | 0 | 0 | 0 | 0 | 0 | 0 | 0 | 0 | 0 | 0 | 0 | 0 | 0 | 0 | 0 | 0 | 0 | 0 | 0 | 0 | 0 | 0 | 0 | 0 | 0 | 0 | 0 | 0 | 0 | 0 | 0 | 0 | 0 | 0 | 0 | 0 | 0 | 0 | 0 | 0 | 0 | 0 | 0 | 0 | 0 | 0 | 0 | 0 | 0 | 0 | 0 | 0 | 0 | 0 | 0 | 0 | 0 | 0 | 0 | 0 | 0 | 0 | 0 | 0 | 0 | 0 | 0 | 0 | 0 | 0 | 0 | 0 | 0 | 0 | 0 | 0 | 0 | 0 | 0 | 0 | 0 | 0 | 0 | 0 | 0 | 0 | 0 | 0 | 0 | 0 | 0 | 0 | 0 | 0 | 0 | 0 | 0 | 0 | 0 | 0 | 0 | 0 | 0 | 0 | 0 | 2017-01-10 08:00
t0226 | 0 | 153.2471 | 449.1325 | 175.0381 | 51.5838 | 356.3966 | 51.5838 | 586.5764 | 86.0732 | 86.0732 | 2739.5812 | 95.9492 | 98.0936 | 401.8607 | 479.5412 | 69.3182 | 95.6622 | 440.8038 | 280.5986 | 404.0893 | 0 | 0 | 555.7811 | 44.9366 | 44.9366 | 44.9366 | 100.7757 | 196.7919 | 315.0536 | 189.8295 | 440.4459 | 114.8734 | 283.0325 | 254.3131 | 337.124 | 342.2773 | 166.7267 | 631.4964 | 432.9954 | 117.8343 | 249.3758 | 343.8006 | 132.0626 | 280.9725 | 549.8386 | 132.0626 | 52.3279 | 352.8574 | 943.9475 | 191.0453 | 234.3248 | 120.9563 | 215.1331 | 52.3279 | 206.3958 | 330.4526 | 117.8477 | 446.6668 | 45.6291 | 208.6228 | 45.6291 | 132.0626 | 196.7919 | 78.4577 | 549.8386 | 0 | 0 | 0 | 0 | 0 | 0 | 0 | 0 | 198.0609 | 0 | 0 | 0 | 0 | 312.1913 | 350.7908 | 32.3727 | 42.0193 | 318.2329 | 188.8848 | 15.4984 | 104.4013 | 113.7399 | 340.3372 | 187.8409 | 253.0279 | 129.0657 | 32.3727 | 383.976 | 56.1649 | 330.1988 | 157.0955 | 190.4252 | 58.9242 | 111.469 | 637.502 | 30.2675 | 186.7078 | 193.8673 | 15.4984 | 15.4984 | 84.7315 | 142.1153 | 79.9817 | 159.5994 | 186.3732 | 126.172 | 135.0857 | 936.5362 | 149.4768 | 104.4013 | 93.7376 | 93.7376 | 41.2187 | 66.657 | 936.5362 | 510.6543 | 172.5545 | 0 | 0 | 0 | 92.9297 | 113.7399 | 90.8507 | 449.1394 | 111.469 | 0 | 80.1099 | 66.657 | 15.4984 | 87.2735 | 34.7512 | 0 | 0 | 0 | 106.33 | 0 | 0 | 172.6351 | 0 | 40.352 | 0 | 0 | 244.892 | 95.9557 | 34.7512 | 36.1749 | 36.1749 | 86.656 | 178.3174 | 248.2899 | 169.286 | 376.6129 | 217.9607 | 138.4031 | 315.8799 | 321.4772 | 195.749 | 178.7488 | 568.9024 | 220.329 | 241.7582 | 110.4617 | 103.3069 | 239.2733 | 259.7966 | 94.8264 | 103.3069 | 103.3069 | 198.7746 | 110.4617 | 110.4617 | 110.4617 | 213.4374 | 205.1969 | 218.2755 | 167.1131 | 167.1131 | 131.6806 | 240.2346 | 534.6805 | 180.5456 | 140.148 | 891.9397 | 221.1769 | 140.148 | 614.598 | 1272.0959 | 186.0551 | 731.555 | 494.4903 | 221.1769 | 137.6623 | 78.5569 | 275.2856 | 64.4931 | 64.4931 | 64.4931 | 208.309 | 273.5992 | 97.803 | 137.2814 | 268.2591 | 245.8647 | 135.857 | 135.857 | 156.6704 | 406.3799 | 64.4931 | 538.5188 | 264.1664 | 446.7206 | 165.3334 | 138.4663 | 480.2246 | 116.6289 | 203.6201 | 116.6289 | 303.1276 | 106.2418 | 134.7399 | 78.4577 | 78.4577 | 106.2418 | 361.7094 | 313.0242 | 191.1746 | 269.0032 | 136.5705 | 106.2418 | 856.7831 | 223.7645 | 276.4449 | 621.5615 | 1086.9306 | 107.9172 | 116.6235 | 212.7978 | 425.1643 | 116.6235 | 69.8087 | 165.586 | 121.3595 | 113.993 | 141.7533 | 68.5846 | 68.5846 | 111.3962 | 68.5332 | 210.7619 | 294.4916 | 133.9273 | 203.6201 | 127.4429 | 292.4386 | 214.3493 | 133.9273 | 127.4429 | 103.6974 | 346.1182 | 213.8092 | 57.7843 | 36.3421 | 447.9822 | 97.2201 | 345.4708 | 99.3911 | 434.0361 | 1097.9368 | 51.9518 | 339.6391 | 346.1182 | 480.2897 | 99.3911 | 40.352 | 341.5636 | 345.8881 | 236.3942 | 231.1116 | 0 | 103.3069 | 179.3231 | 626.4874 | 0 | 107.9172 | 150.5289 | 239.2733 | 108.1999 | 156.9999 | 222.1374 | 101.431 | 0 | 0 | 0 | 0 | 0 | 0 | 0 | 0 | 95.9557 | 0 | 185.2957 | 218.64 | 312.8692 | 200.675 | 0 | 213.0087 | 71.3304 | 54.3515 | 30.2675 | 1040.0782 | 47.0613 | 164.9769 | 66.8079 | 66.8079 | 132.8062 | 43.6346 | 71.3304 | 47.0613 | 44.2342 | 44.2342 | 75.45 | 0 | 0 | 0 | 0 | 43.6346 | 43.6346 | 43.6346 | 67.887 | 44.2342 | 143.9348 | 0 | 0 | 32.4655 | 0 | 0 | 0 | 129.7743 | 51.9276 | 165.9564 | 66.433 | 69.649 | 32.4655 | 142.9252 | 231.2425 | 43.1587 | 187.1039 | 166.5658 | 723.16 | 139.1431 | 134.6788 | 169.9115 | 26.6963 | 31.9653 | 31.9653 | 26.6963 | 63.133 | 102.1531 | 223.8698 | 2437.4191 | 187.914 | 102.1531 | 95.8306 | 231.668 | 140.645 | 117.0721 | 119.0882 | 95.8306 | 218.3365 | 91.9518 | 51.9276 | 51.9276 | 194.5094 | 144.4848 | 0 | 0 | 0 | 31.9653 | 31.9653 | 38.7769 | 0 | 0 | 0 | 0 | 0 | 0 | 26.6963 | 51.9276 | 199.9908 | 31.9653 | 41.5578 | 88.214 | 0 | 0 | 0 | 0 | 0 | 0 | 0 | 0 | 0 | 0 | 0 | 0 | 0 | 0 | 0 | 0 | 0 | 0 | 0 | 0 | 0 | 0 | 0 | 0 | 0 | 0 | 0 | 0 | 0 | 0 | 0 | 0 | 0 | 0 | 0 | 0 | 0 | 0 | 0 | 0 | 0 | 0 | 0 | 0 | 0 | 0 | 0 | 0 | 0 | 0 | 0 | 0 | 0 | 0 | 0 | 0 | 0 | 0 | 0 | 0 | 0 | 0 | 0 | 0 | 0 | 0 | 0 | 0 | 0 | 0 | 0 | 0 | 0 | 0 | 0 | 0 | 0 | 0 | 0 | 0 | 0 | 0 | 0 | 0 | 0 | 0 | 0 | 0 | 0 | 0 | 0 | 0 | 0 | 0 | 0 | 0 | 0 | 0 | 0 | 0 | 0 | 0 | 0 | 0 | 0 | 0 | 0 | 0 | 0 | 2017-01-10 09:00
t0227 | 0 | 152.9603 | 455.813 | 174.3675 | 52.5601 | 362.4377 | 52.5601 | 563.0366 | 87.593 | 87.593 | 2779.8737 | 98.4204 | 97.9476 | 398.7183 | 476.3216 | 68.6779 | 96.361 | 442.6924 | 282.6999 | 397.6831 | 0 | 0 | 563.3919 | 45.0732 | 45.0732 | 45.0732 | 100.3049 | 196.5527 | 310.5034 | 194.0827 | 444.0202 | 116.1764 | 280.0849 | 251.0472 | 337.4649 | 344.8885 | 165.8882 | 613.043 | 428.5186 | 117.553 | 245.008 | 344.9246 | 131.3571 | 279.5977 | 547.6177 | 131.3571 | 52.0459 | 352.1105 | 939.407 | 188.8465 | 235.8851 | 121.6669 | 213.4375 | 52.0459 | 205.8442 | 325.9425 | 117.178 | 450.3703 | 46.0798 | 205.708 | 46.0798 | 131.3571 | 196.5527 | 78.5625 | 547.6177 | 0 | 0 | 0 | 0 | 0 | 0 | 0 | 0 | 198.0097 | 0 | 0 | 0 | 0 | 312.4948 | 351.9735 | 32.3443 | 42.7498 | 324.789 | 189.8715 | 15.6985 | 105.6436 | 114.7317 | 343.2216 | 188.2007 | 253.1764 | 131.7846 | 32.3443 | 392.6868 | 56.798 | 333.7841 | 158.9184 | 191.1138 | 59.4213 | 112.4006 | 647.1072 | 30.9531 | 187.7592 | 196.5155 | 15.6985 | 15.6985 | 86.3434 | 142.0281 | 80.71 | 161.2076 | 186.8781 | 130.1812 | 141.1142 | 966.1887 | 152.977 | 105.6436 | 94.2609 | 94.2609 | 41.6521 | 68.4797 | 966.1887 | 521.9448 | 172.6943 | 0 | 0 | 0 | 93.2731 | 114.7317 | 91.2606 | 454.7727 | 112.4006 | 0 | 80.4542 | 68.4797 | 15.6985 | 89.2366 | 35.5084 | 0 | 0 | 0 | 106.9427 | 0 | 0 | 174.2277 | 0 | 41.0903 | 0 | 0 | 245.9295 | 94.9086 | 35.5084 | 36.4456 | 36.4456 | 88.321 | 181.0425 | 253.0723 | 171.097 | 380.1537 | 218.2052 | 139.6676 | 317.6452 | 327.4329 | 199.2961 | 180.2685 | 584.3601 | 221.5489 | 247.0164 | 110.8994 | 103.7784 | 242.2867 | 264.4385 | 96.2835 | 103.7784 | 103.7784 | 203.3415 | 110.8994 | 110.8994 | 110.8994 | 217.3077 | 206.2915 | 223.0834 | 169.5402 | 169.5402 | 133.7784 | 246.5415 | 538.2397 | 179.4059 | 143.5585 | 918.6391 | 223.1767 | 143.5585 | 637.9502 | 1299.9398 | 190.3089 | 747.9719 | 500.7518 | 223.1767 | 140.0226 | 79.5686 | 281.1834 | 64.7787 | 64.7787 | 64.7787 | 212.0436 | 281.4003 | 100.3427 | 135.1754 | 269.9638 | 245.4212 | 135.2888 | 135.2888 | 158.46 | 401.4324 | 64.7787 | 548.7489 | 264.5044 | 447.6958 | 165.2951 | 138.9865 | 494.8059 | 117.7132 | 201.5778 | 117.7132 | 306.7799 | 108.1859 | 135.3247 | 78.5625 | 78.5625 | 108.1859 | 357.3441 | 310.778 | 193.7103 | 273.9508 | 135.9801 | 108.1859 | 843.2127 | 224.4048 | 282.2887 | 633.2768 | 1115.2953 | 108.2326 | 116.6586 | 217.4501 | 430.5267 | 116.6586 | 70.37 | 167.5835 | 121.1186 | 114.763 | 144.1015 | 69.0064 | 69.0064 | 111.8245 | 69.5331 | 214.388 | 296.4914 | 135.2387 | 201.5778 | 128.818 | 298.1013 | 214.7144 | 135.2387 | 128.818 | 105.4755 | 354.4753 | 214.2392 | 57.1649 | 36.8779 | 450.683 | 98.4279 | 351.6787 | 100.8206 | 435.7899 | 1104.7914 | 52.2692 | 344.1172 | 354.4753 | 490.1522 | 100.8206 | 41.0903 | 327.3018 | 351.8085 | 236.1932 | 227.8301 | 0 | 103.7784 | 180.0029 | 640.617 | 0 | 108.2326 | 152.1152 | 242.2867 | 109.9057 | 160.4324 | 222.8059 | 103.2731 | 0 | 0 | 0 | 0 | 0 | 0 | 0 | 0 | 94.9086 | 0 | 185.1291 | 213.1064 | 319.3866 | 203.8338 | 0 | 217.0492 | 73.7293 | 55.1482 | 30.9531 | 1072.9023 | 47.3669 | 169.5314 | 68.4841 | 68.4841 | 137.6498 | 44.7195 | 73.7293 | 47.3669 | 45.0265 | 45.0265 | 76.7652 | 0 | 0 | 0 | 0 | 44.7195 | 44.7195 | 44.7195 | 69.0727 | 45.0265 | 146.2221 | 0 | 0 | 33.2937 | 0 | 0 | 0 | 132.3056 | 51.6948 | 169.2238 | 65.8008 | 70.6939 | 33.2937 | 142.7879 | 238.1502 | 43.6976 | 186.9216 | 168.6717 | 731.2398 | 140.1516 | 135.6004 | 171.851 | 26.9156 | 32.1591 | 32.1591 | 26.9156 | 64.673 | 103.8212 | 226.8962 | 2497.7265 | 193.616 | 103.8212 | 97.2072 | 239.0115 | 144.1892 | 119.8623 | 122.3573 | 97.2072 | 224.1407 | 93.7637 | 51.6948 | 51.6948 | 197.8214 | 148.2956 | 0 | 0 | 0 | 32.1591 | 32.1591 | 39.5954 | 0 | 0 | 0 | 0 | 0 | 0 | 26.9156 | 51.6948 | 204.3615 | 32.1591 | 41.963 | 90.1744 | 0 | 0 | 0 | 0 | 0 | 0 | 0 | 0 | 0 | 0 | 0 | 0 | 0 | 0 | 0 | 0 | 0 | 0 | 0 | 0 | 0 | 0 | 0 | 0 | 0 | 0 | 0 | 0 | 0 | 0 | 0 | 0 | 0 | 0 | 0 | 0 | 0 | 0 | 0 | 0 | 0 | 0 | 0 | 0 | 0 | 0 | 0 | 0 | 0 | 0 | 0 | 0 | 0 | 0 | 0 | 0 | 0 | 0 | 0 | 0 | 0 | 0 | 0 | 0 | 0 | 0 | 0 | 0 | 0 | 0 | 0 | 0 | 0 | 0 | 0 | 0 | 0 | 0 | 0 | 0 | 0 | 0 | 0 | 0 | 0 | 0 | 0 | 0 | 0 | 0 | 0 | 0 | 0 | 0 | 0 | 0 | 0 | 0 | 0 | 0 | 0 | 0 | 0 | 0 | 0 | 0 | 0 | 0 | 0 | 2017-01-10 10:00
t0228 | 0 | 150.0455 | 454.6365 | 170.7589 | 52.645 | 362.2576 | 52.645 | 530.1279 | 87.5545 | 87.5545 | 2769.043 | 99.188 | 96.1697 | 388.7191 | 465.0933 | 66.8997 | 95.4303 | 437.0622 | 280.0059 | 384.6218 | 0 | 0 | 561.2353 | 44.4543 | 44.4543 | 44.4543 | 98.1398 | 192.9797 | 300.7323 | 194.7726 | 439.8386 | 115.4891 | 272.4326 | 243.5754 | 332.1251 | 341.6367 | 162.2803 | 584.2607 | 416.6239 | 115.2909 | 236.5279 | 340.1231 | 128.4232 | 273.4817 | 535.6037 | 128.4232 | 50.9058 | 345.4161 | 918.9472 | 183.4781 | 233.3667 | 120.3297 | 208.1504 | 50.9058 | 201.8402 | 315.9754 | 114.5506 | 446.2756 | 45.7555 | 199.344 | 45.7555 | 128.4232 | 192.9797 | 77.3344 | 535.6037 | 0 | 0 | 0 | 0 | 0 | 0 | 0 | 0 | 194.6229 | 0 | 0 | 0 | 0 | 307.4811 | 347.2265 | 31.7814 | 42.7796 | 325.7642 | 187.7113 | 15.6375 | 105.1286 | 113.8448 | 340.2181 | 185.3676 | 249.055 | 132.2803 | 31.7814 | 394.5031 | 56.4932 | 331.6755 | 158.1031 | 188.6351 | 58.9371 | 111.4635 | 645.5691 | 31.1277 | 185.6793 | 195.8794 | 15.6375 | 15.6375 | 86.4942 | 139.5534 | 80.0956 | 160.131 | 184.2267 | 131.8843 | 144.5611 | 978.6378 | 153.9302 | 105.1286 | 93.2237 | 93.2237 | 41.394 | 69.1379 | 978.6378 | 524.1278 | 169.9894 | 0 | 0 | 0 | 92.0793 | 113.8448 | 90.1551 | 452.7209 | 111.4635 | 0 | 79.466 | 69.1379 | 15.6375 | 89.6598 | 35.6629 | 0 | 0 | 0 | 105.7535 | 0 | 0 | 172.872 | 0 | 41.1482 | 0 | 0 | 242.829 | 92.2789 | 35.6629 | 36.1069 | 36.1069 | 88.5335 | 180.7118 | 253.5241 | 170.0458 | 377.0801 | 214.7653 | 138.5623 | 314.0552 | 327.5857 | 199.4506 | 178.7493 | 589.0492 | 219.0049 | 248.0741 | 109.4225 | 102.4794 | 241.1095 | 264.6239 | 96.109 | 102.4794 | 102.4794 | 204.3738 | 109.4225 | 109.4225 | 109.4225 | 217.478 | 203.8487 | 224.0717 | 169.0997 | 169.0997 | 133.5999 | 248.4917 | 532.6069 | 175.1991 | 144.4973 | 928.0111 | 221.3166 | 144.4973 | 649.5443 | 1304.0147 | 191.3363 | 751.1706 | 498.3993 | 221.3166 | 139.9569 | 79.2331 | 282.347 | 63.9775 | 63.9775 | 63.9775 | 212.2076 | 284.2692 | 101.1846 | 130.8299 | 267.103 | 240.8427 | 132.4303 | 132.4303 | 157.5312 | 389.8103 | 63.9775 | 549.4924 | 260.3708 | 441.1005 | 162.4725 | 137.1856 | 500.4475 | 116.8013 | 196.1079 | 116.8013 | 305.1086 | 108.2611 | 133.573 | 77.3344 | 77.3344 | 108.2611 | 346.8672 | 303.2625 | 192.8885 | 274.1369 | 133.0715 | 108.2611 | 815.2158 | 221.2554 | 283.1024 | 633.7461 | 1122.9465 | 106.7186 | 114.7238 | 218.38 | 428.4719 | 114.7238 | 69.7602 | 166.715 | 118.8311 | 113.595 | 144.0053 | 68.2503 | 68.2503 | 110.3382 | 69.3479 | 214.1739 | 293.3694 | 134.2655 | 196.1079 | 127.9825 | 298.522 | 211.4617 | 134.2655 | 127.9825 | 105.4866 | 356.5108 | 211.0144 | 55.6 | 36.804 | 445.8017 | 97.9792 | 351.8494 | 100.5478 | 430.2891 | 1092.2221 | 51.7212 | 342.9081 | 356.5108 | 491.3993 | 100.5478 | 41.1482 | 307.5229 | 351.7076 | 231.9292 | 220.7005 | 0 | 102.4794 | 177.6869 | 642.6972 | 0 | 106.7186 | 151.102 | 241.1095 | 109.6719 | 161.2059 | 219.7399 | 103.3614 | 0 | 0 | 0 | 0 | 0 | 0 | 0 | 0 | 92.2789 | 0 | 181.8411 | 204.0216 | 320.258 | 203.4085 | 0 | 217.3948 | 74.8722 | 55.0184 | 31.1277 | 1086.7235 | 46.8769 | 171.0916 | 69.0051 | 69.0051 | 140.1394 | 45.0422 | 74.8722 | 46.8769 | 45.0724 | 45.0724 | 76.7966 | 0 | 0 | 0 | 0 | 45.0422 | 45.0422 | 45.0422 | 69.0939 | 45.0724 | 146.0449 | 0 | 0 | 33.5316 | 0 | 0 | 0 | 132.5959 | 50.5872 | 169.5795 | 64.0313 | 70.5442 | 33.5316 | 140.2524 | 240.8233 | 43.5101 | 183.5498 | 167.8787 | 726.482 | 138.7906 | 134.2276 | 170.8662 | 26.6779 | 31.8107 | 31.8107 | 26.6779 | 65.1081 | 103.7107 | 226.0891 | 2512.3977 | 195.954 | 103.7107 | 96.9138 | 242.0104 | 145.2633 | 120.6472 | 123.5295 | 96.9138 | 226.0665 | 93.9327 | 50.5872 | 50.5872 | 197.7912 | 149.5009 | 0 | 0 | 0 | 31.8107 | 31.8107 | 39.7421 | 0 | 0 | 0 | 0 | 0 | 0 | 26.6779 | 50.5872 | 205.191 | 31.8107 | 41.6578 | 90.6219 | 0 | 0 | 0 | 0 | 0 | 0 | 0 | 0 | 0 | 0 | 0 | 0 | 0 | 0 | 0 | 0 | 0 | 0 | 0 | 0 | 0 | 0 | 0 | 0 | 0 | 0 | 0 | 0 | 0 | 0 | 0 | 0 | 0 | 0 | 0 | 0 | 0 | 0 | 0 | 0 | 0 | 0 | 0 | 0 | 0 | 0 | 0 | 0 | 0 | 0 | 0 | 0 | 0 | 0 | 0 | 0 | 0 | 0 | 0 | 0 | 0 | 0 | 0 | 0 | 0 | 0 | 0 | 0 | 0 | 0 | 0 | 0 | 0 | 0 | 0 | 0 | 0 | 0 | 0 | 0 | 0 | 0 | 0 | 0 | 0 | 0 | 0 | 0 | 0 | 0 | 0 | 0 | 0 | 0 | 0 | 0 | 0 | 0 | 0 | 0 | 0 | 0 | 0 | 0 | 0 | 0 | 0 | 0 | 0 | 2017-01-10 11:00
t0229 | 0 | 148.0334 | 452.7436 | 169.0611 | 52.7499 | 361.5457 | 52.7499 | 513.6305 | 86.6627 | 86.6627 | 2712.9772 | 99.2911 | 95.6055 | 381.9713 | 459.8688 | 66.2739 | 95.0419 | 434.051 | 278.6986 | 378.494 | 0 | 0 | 557.7397 | 44.2537 | 44.2537 | 44.2537 | 97.0536 | 191.0669 | 295.874 | 191.7945 | 434.8499 | 114.9404 | 268.8005 | 240.1021 | 329.8824 | 339.8923 | 160.9023 | 568.7765 | 408.0507 | 114.2463 | 232.3356 | 336.6442 | 126.8165 | 270.1677 | 522.3874 | 126.8165 | 50.613 | 342.1439 | 907.997 | 180.9396 | 231.091 | 119.8716 | 205.6198 | 50.613 | 200.1968 | 311.357 | 113.5103 | 442.2075 | 45.6973 | 196.3193 | 45.6973 | 126.8165 | 191.0669 | 76.6821 | 522.3874 | 0 | 0 | 0 | 0 | 0 | 0 | 0 | 0 | 193.1236 | 0 | 0 | 0 | 0 | 304.6133 | 345.3126 | 31.6688 | 43.1644 | 325.7211 | 187.6006 | 15.6851 | 105.3879 | 114.3266 | 337.9164 | 183.8744 | 247.1965 | 132.8661 | 31.6688 | 392.8858 | 56.7067 | 330.3419 | 158.5409 | 188.3463 | 59.0611 | 111.5226 | 643.1087 | 31.4482 | 185.3478 | 196.3501 | 15.6851 | 15.6851 | 86.7173 | 138.5185 | 80.1616 | 160.315 | 183.0268 | 131.7293 | 144.2589 | 976.2106 | 155.2807 | 105.3879 | 93.2123 | 93.2123 | 41.4815 | 69.5584 | 976.2106 | 522.5886 | 169.6838 | 0 | 0 | 0 | 92.0608 | 114.3266 | 90.0251 | 452.3486 | 111.5226 | 0 | 79.3907 | 69.5584 | 15.6851 | 89.6523 | 35.7861 | 0 | 0 | 0 | 105.3184 | 0 | 0 | 172.3395 | 0 | 41.4441 | 0 | 0 | 241.6866 | 91.1795 | 35.7861 | 36.0595 | 36.0595 | 89.3529 | 180.899 | 253.5476 | 170.1263 | 373.4489 | 213.1729 | 138.0392 | 312.6851 | 324.7185 | 199.584 | 178.2809 | 581.0929 | 217.6461 | 248.8098 | 108.2188 | 101.6819 | 239.5878 | 265.3845 | 96.1248 | 101.6819 | 101.6819 | 204.0582 | 108.2188 | 108.2188 | 108.2188 | 217.6134 | 202.107 | 224.4111 | 169.1197 | 169.1197 | 133.5353 | 247.5831 | 528.9973 | 172.5755 | 144.7133 | 911.4189 | 219.462 | 144.7133 | 644.6635 | 1285.0196 | 192.1573 | 746.8023 | 495.9254 | 219.462 | 139.3878 | 79.1464 | 283.785 | 63.7263 | 63.7263 | 63.7263 | 212.8636 | 284.1491 | 101.8407 | 129.1014 | 265.8654 | 238.752 | 130.936 | 130.936 | 156.7391 | 385.1223 | 63.7263 | 548.1271 | 258.3929 | 437.9596 | 161.2263 | 136.7425 | 497.0614 | 116.3867 | 192.9666 | 116.3867 | 302.8449 | 107.9663 | 132.1302 | 76.6821 | 76.6821 | 107.9663 | 340.3663 | 299.1613 | 191.6488 | 273.0088 | 131.3353 | 107.9663 | 797.8736 | 219.8384 | 280.6721 | 628.0003 | 1104.8681 | 106.0187 | 113.8171 | 218.7011 | 426.1777 | 113.8171 | 69.7673 | 166.0624 | 117.7056 | 113.134 | 144.0935 | 67.7742 | 67.7742 | 109.3373 | 69.2341 | 211.5718 | 290.5992 | 133.9512 | 192.9666 | 127.2787 | 296.6199 | 210.0765 | 133.9512 | 127.2787 | 105.891 | 353.9891 | 209.0463 | 55.0514 | 37.0064 | 444.1953 | 97.984 | 351.3549 | 100.5929 | 429.2923 | 1076.8654 | 51.7293 | 344.521 | 353.9891 | 488.6501 | 100.5929 | 41.4441 | 296.6138 | 351.2923 | 228.8994 | 216.9308 | 0 | 101.6819 | 177.2583 | 628.9381 | 0 | 106.0187 | 150.3999 | 239.5878 | 108.6486 | 162.6497 | 218.7428 | 103.4919 | 0 | 0 | 0 | 0 | 0 | 0 | 0 | 0 | 91.1795 | 0 | 180.3323 | 199.7059 | 318.0775 | 201.6878 | 0 | 217.6423 | 75.5521 | 55.1158 | 31.4482 | 1085.3567 | 46.7389 | 170.6174 | 69.4673 | 69.4673 | 141.497 | 45.2287 | 75.5521 | 46.7389 | 45.373 | 45.373 | 77.1344 | 0 | 0 | 0 | 0 | 45.2287 | 45.2287 | 45.2287 | 69.2716 | 45.373 | 146.2975 | 0 | 0 | 33.3679 | 0 | 0 | 0 | 132.9443 | 50.0114 | 169.4131 | 62.7708 | 70.5868 | 33.3679 | 139.2106 | 240.0673 | 43.6401 | 181.4945 | 167.0807 | 718.6698 | 138.2297 | 133.6265 | 170.3355 | 26.558 | 31.6796 | 31.6796 | 26.558 | 65.326 | 103.5192 | 226.0424 | 2480.395 | 196.4774 | 103.5192 | 96.5596 | 240.1889 | 145.7223 | 121.6003 | 124.0637 | 96.5596 | 226.4211 | 93.4333 | 50.0114 | 50.0114 | 198.1491 | 149.1728 | 0 | 0 | 0 | 31.6796 | 31.6796 | 39.8648 | 0 | 0 | 0 | 0 | 0 | 0 | 26.558 | 50.0114 | 204.9002 | 31.6796 | 41.5392 | 91.1993 | 0 | 0 | 0 | 0 | 0 | 0 | 0 | 0 | 0 | 0 | 0 | 0 | 0 | 0 | 0 | 0 | 0 | 0 | 0 | 0 | 0 | 0 | 0 | 0 | 0 | 0 | 0 | 0 | 0 | 0 | 0 | 0 | 0 | 0 | 0 | 0 | 0 | 0 | 0 | 0 | 0 | 0 | 0 | 0 | 0 | 0 | 0 | 0 | 0 | 0 | 0 | 0 | 0 | 0 | 0 | 0 | 0 | 0 | 0 | 0 | 0 | 0 | 0 | 0 | 0 | 0 | 0 | 0 | 0 | 0 | 0 | 0 | 0 | 0 | 0 | 0 | 0 | 0 | 0 | 0 | 0 | 0 | 0 | 0 | 0 | 0 | 0 | 0 | 0 | 0 | 0 | 0 | 0 | 0 | 0 | 0 | 0 | 0 | 0 | 0 | 0 | 0 | 0 | 0 | 0 | 0 | 0 | 0 | 0 | 2017-01-10 12:00
t0230 | 0 | 147.8345 | 446.7397 | 170.004 | 52.1584 | 356.7153 | 52.1584 | 532.7586 | 84.5656 | 84.5656 | 2624.4946 | 97.1992 | 96.2806 | 382.9379 | 463.6403 | 67.2074 | 94.7568 | 433.0928 | 277.5948 | 384.6178 | 0 | 0 | 549.8356 | 44.3569 | 44.3569 | 44.3569 | 97.5825 | 191.4281 | 299.9543 | 184.7622 | 429.2837 | 113.8758 | 271.7922 | 243.3754 | 330.7086 | 338.3047 | 162.3517 | 582.7646 | 409.0276 | 114.7675 | 236.1892 | 335.0353 | 127.4131 | 271.3897 | 516.2115 | 127.4131 | 51.2579 | 343.4065 | 912.213 | 183.1387 | 229.036 | 119.7833 | 207.4302 | 51.2579 | 201.4089 | 315.8454 | 114.5605 | 437.625 | 45.5527 | 199.1155 | 45.5527 | 127.4131 | 191.4281 | 76.6864 | 516.2115 | 0 | 0 | 0 | 0 | 0 | 0 | 0 | 0 | 193.7337 | 0 | 0 | 0 | 0 | 304.4624 | 345.5506 | 31.9517 | 43.1229 | 320.5401 | 188.3414 | 15.652 | 105.2355 | 114.8829 | 335.2812 | 183.8185 | 247.7547 | 131.3952 | 31.9517 | 383.7102 | 56.7593 | 327.7845 | 158.43 | 189.297 | 59.2239 | 111.6354 | 634.6884 | 31.2543 | 185.7156 | 195.594 | 15.652 | 15.652 | 85.7946 | 139.0727 | 80.1897 | 160.2237 | 183.1039 | 127.6117 | 137.3492 | 944.2854 | 153.8955 | 105.2355 | 93.5858 | 93.5858 | 41.4806 | 68.3734 | 944.2854 | 511.5036 | 171.1462 | 0 | 0 | 0 | 92.6592 | 114.8829 | 90.3782 | 449.5495 | 111.6354 | 0 | 79.7714 | 68.3734 | 15.652 | 88.0138 | 35.3156 | 0 | 0 | 0 | 105.2188 | 0 | 0 | 171.5768 | 0 | 41.2677 | 0 | 0 | 241.7953 | 92.4138 | 35.3156 | 36.0601 | 36.0601 | 89.084 | 179.524 | 250.0213 | 169.7524 | 368.7841 | 213.5066 | 137.3308 | 312.3716 | 317.0558 | 197.2403 | 177.7633 | 557.5039 | 216.9677 | 245.4054 | 107.4972 | 101.3103 | 236.52 | 263.0506 | 95.2842 | 101.3103 | 101.3103 | 199.8454 | 107.4972 | 107.4972 | 107.4972 | 215.0424 | 200.9697 | 220.8728 | 167.8186 | 167.8186 | 132.1655 | 240.8087 | 526.1755 | 173.1238 | 142.003 | 866.2584 | 217.1575 | 142.003 | 614.5883 | 1239.9145 | 189.5583 | 728.0452 | 490.3306 | 217.1575 | 137.1392 | 78.5958 | 280.7367 | 63.7968 | 63.7968 | 63.7968 | 211.0296 | 276.6785 | 100.3298 | 131.5034 | 265.2349 | 239.7511 | 131.5239 | 131.5239 | 155.2185 | 391.0034 | 63.7968 | 539.0014 | 258.6847 | 438.149 | 161.7359 | 137.1325 | 479.0076 | 115.7952 | 194.3906 | 115.7952 | 298.7854 | 106.236 | 131.2115 | 76.6864 | 76.6864 | 106.236 | 342.8047 | 301.0037 | 188.9968 | 268.1436 | 131.6766 | 106.236 | 805.7137 | 219.9128 | 273.1503 | 612.6765 | 1057.9833 | 106.0263 | 114.0602 | 215.2873 | 421.1989 | 114.0602 | 69.8325 | 164.53 | 118.1182 | 112.881 | 142.6837 | 67.4437 | 67.4437 | 108.8784 | 68.5505 | 206.0722 | 288.07 | 133.3736 | 194.3906 | 126.0804 | 290.1515 | 210.4499 | 133.3736 | 126.0804 | 105.1791 | 343.783 | 208.6386 | 55.9132 | 36.946 | 443.8817 | 97.4942 | 346.4286 | 99.8773 | 430.8115 | 1062.3185 | 51.9163 | 344.3431 | 343.783 | 477.7101 | 99.8773 | 41.2677 | 306.9642 | 346.852 | 228.3543 | 219.6052 | 0 | 101.3103 | 177.9266 | 600.9707 | 0 | 106.0263 | 149.1879 | 236.52 | 106.4035 | 161.5536 | 219.2553 | 102.3444 | 0 | 0 | 0 | 0 | 0 | 0 | 0 | 0 | 92.4138 | 0 | 180.9381 | 204.6279 | 310.3666 | 197.7395 | 0 | 214.9691 | 73.9505 | 54.7898 | 31.2543 | 1051.6122 | 46.7127 | 165.8406 | 68.5308 | 68.5308 | 138.1147 | 44.4942 | 73.9505 | 46.7127 | 45.1746 | 45.1746 | 76.6389 | 0 | 0 | 0 | 0 | 44.4942 | 44.4942 | 44.4942 | 68.6735 | 45.1746 | 145.1889 | 0 | 0 | 32.4367 | 0 | 0 | 0 | 131.4547 | 50.2518 | 166.7458 | 62.9117 | 70.04 | 32.4367 | 139.8337 | 232.5581 | 43.5698 | 181.4982 | 165.242 | 706.9958 | 137.8307 | 133.2451 | 169.0754 | 26.4321 | 31.6362 | 31.6362 | 26.4321 | 64.2424 | 102.235 | 224.5163 | 2389.7696 | 191.5967 | 102.235 | 95.403 | 230.841 | 143.1239 | 120.3262 | 121.6737 | 95.403 | 221.5582 | 91.4735 | 50.2518 | 50.2518 | 196.3727 | 145.3321 | 0 | 0 | 0 | 31.6362 | 31.6362 | 39.3578 | 0 | 0 | 0 | 0 | 0 | 0 | 26.4321 | 50.2518 | 200.9954 | 31.6362 | 41.3374 | 90.265 | 0 | 0 | 0 | 0 | 0 | 0 | 0 | 0 | 0 | 0 | 0 | 0 | 0 | 0 | 0 | 0 | 0 | 0 | 0 | 0 | 0 | 0 | 0 | 0 | 0 | 0 | 0 | 0 | 0 | 0 | 0 | 0 | 0 | 0 | 0 | 0 | 0 | 0 | 0 | 0 | 0 | 0 | 0 | 0 | 0 | 0 | 0 | 0 | 0 | 0 | 0 | 0 | 0 | 0 | 0 | 0 | 0 | 0 | 0 | 0 | 0 | 0 | 0 | 0 | 0 | 0 | 0 | 0 | 0 | 0 | 0 | 0 | 0 | 0 | 0 | 0 | 0 | 0 | 0 | 0 | 0 | 0 | 0 | 0 | 0 | 0 | 0 | 0 | 0 | 0 | 0 | 0 | 0 | 0 | 0 | 0 | 0 | 0 | 0 | 0 | 0 | 0 | 0 | 0 | 0 | 0 | 0 | 0 | 0 | 2017-01-10 13:00
t0231 | 0 | 151.5813 | 435.7715 | 176.145 | 50.5204 | 346.2878 | 50.5204 | 616.0564 | 81.0432 | 81.0432 | 2510.2744 | 91.7565 | 99.3425 | 399.5204 | 484.6775 | 71.0032 | 94.9737 | 437.4145 | 277.8658 | 413.3875 | 0 | 0 | 537.2944 | 45.1103 | 45.1103 | 45.1103 | 101.2954 | 196.5244 | 320.7393 | 172.725 | 425.5152 | 112.4208 | 287.2753 | 259.2199 | 337.946 | 338.3024 | 169.1638 | 650.8084 | 429.2856 | 118.4136 | 254.9441 | 338.3869 | 132.3874 | 281.6459 | 527.2407 | 132.3874 | 53.6156 | 353.8322 | 946.5961 | 194.2272 | 228.6427 | 120.6996 | 217.5426 | 53.6156 | 208.2062 | 337.2513 | 119.5724 | 434.6167 | 45.3843 | 212.7464 | 45.3843 | 132.3874 | 196.5244 | 78.1381 | 527.2407 | 0 | 0 | 0 | 0 | 0 | 0 | 0 | 0 | 198.6668 | 0 | 0 | 0 | 0 | 310.3381 | 350.642 | 32.9738 | 42.3448 | 307.8101 | 190.8681 | 15.504 | 104.5425 | 115.6139 | 333.6471 | 186.9883 | 253.3703 | 126.6851 | 32.9738 | 363.8264 | 56.5912 | 324.4308 | 157.6021 | 192.722 | 59.523 | 112.0394 | 618.939 | 30.1829 | 187.7025 | 193.0996 | 15.504 | 15.504 | 83.1314 | 142.8343 | 80.2958 | 159.9502 | 186.0403 | 117.4736 | 120.2635 | 868.005 | 147.9481 | 104.5425 | 94.7694 | 94.7694 | 41.3906 | 64.6043 | 868.005 | 486.7628 | 175.8978 | 0 | 0 | 0 | 94.4393 | 115.6139 | 91.7358 | 443.9216 | 112.0394 | 0 | 81.0719 | 64.6043 | 15.504 | 83.9487 | 33.9216 | 0 | 0 | 0 | 106.031 | 0 | 0 | 170.9923 | 0 | 40.3105 | 0 | 0 | 244.8201 | 97.9754 | 33.9216 | 36.2286 | 36.2286 | 86.9524 | 175.9464 | 241.3178 | 168.9676 | 364.5614 | 217.9447 | 136.799 | 314.8909 | 303.4307 | 191.287 | 177.7019 | 512.995 | 218.322 | 235.6065 | 108.2113 | 102.1213 | 232.0243 | 256.0211 | 93.2619 | 102.1213 | 102.1213 | 189.9235 | 108.2113 | 108.2113 | 108.2113 | 208.5306 | 201.8532 | 211.4568 | 164.7389 | 164.7389 | 129.0013 | 225.4794 | 527.0212 | 180.0689 | 134.8217 | 783.3173 | 215.2624 | 134.8217 | 547.2786 | 1162.6103 | 181.5713 | 689.3757 | 481.6582 | 215.2624 | 132.6944 | 77.4952 | 270.552 | 64.6046 | 64.6046 | 64.6046 | 205.3996 | 258.0596 | 95.3144 | 141.4188 | 266.5731 | 246.9539 | 136.2633 | 136.2633 | 153.1423 | 416.3193 | 64.6046 | 519.0669 | 263.8653 | 445.7192 | 165.8441 | 139.2983 | 439.725 | 115.3102 | 204.6749 | 115.3102 | 293.3001 | 102.5349 | 131.9322 | 78.1381 | 78.1381 | 102.5349 | 362.6448 | 314.4835 | 184.9299 | 258.2653 | 136.2513 | 102.5349 | 861.8905 | 223.3445 | 258.9418 | 585.4093 | 973.8772 | 107.6403 | 116.7104 | 206.2192 | 413.6331 | 116.7104 | 70.13 | 162.1672 | 121.6479 | 113.361 | 139.1357 | 67.6595 | 67.6595 | 109.8784 | 67.1374 | 197.3216 | 287.5383 | 132.7626 | 204.6749 | 124.6084 | 277.6749 | 214.5768 | 132.7626 | 124.6084 | 102.7458 | 322.9208 | 211.8799 | 59.3478 | 36.4657 | 447.1337 | 96.4102 | 335.3027 | 98.1314 | 437.6004 | 1056.916 | 52.4922 | 341.4045 | 322.9208 | 455.6609 | 98.1314 | 40.3105 | 355.98 | 336.8339 | 233.3698 | 234.4287 | 0 | 102.1213 | 180.8698 | 556.5991 | 0 | 107.6403 | 147.724 | 232.0243 | 102.7999 | 156.1893 | 222.9972 | 99.3128 | 0 | 0 | 0 | 0 | 0 | 0 | 0 | 0 | 97.9754 | 0 | 185.8527 | 226.3383 | 295.2502 | 191.2682 | 0 | 207.9704 | 68.5989 | 53.8623 | 30.1829 | 968.7325 | 47.0116 | 154.6957 | 65.3255 | 65.3255 | 126.9301 | 42.3084 | 68.5989 | 47.0116 | 44.1586 | 44.1586 | 74.8411 | 0 | 0 | 0 | 0 | 42.3084 | 42.3084 | 42.3084 | 66.9089 | 44.1586 | 142.1054 | 0 | 0 | 30.4047 | 0 | 0 | 0 | 127.1641 | 52.113 | 160.4798 | 65.8886 | 68.6772 | 30.4047 | 143.7894 | 215.0014 | 43.2197 | 185.9256 | 162.3709 | 693.478 | 138.1785 | 133.7087 | 167.1894 | 26.3948 | 31.846 | 31.846 | 26.3948 | 61.1271 | 99.4824 | 221.0982 | 2222.1057 | 178.2692 | 99.4824 | 93.2884 | 210.6007 | 135.7572 | 115.3822 | 114.6569 | 93.2884 | 208.6705 | 87.5491 | 52.113 | 52.113 | 191.4497 | 136.2909 | 0 | 0 | 0 | 31.846 | 31.846 | 37.8783 | 0 | 0 | 0 | 0 | 0 | 0 | 26.3948 | 52.113 | 191.8275 | 31.846 | 41.1307 | 86.8827 | 0 | 0 | 0 | 0 | 0 | 0 | 0 | 0 | 0 | 0 | 0 | 0 | 0 | 0 | 0 | 0 | 0 | 0 | 0 | 0 | 0 | 0 | 0 | 0 | 0 | 0 | 0 | 0 | 0 | 0 | 0 | 0 | 0 | 0 | 0 | 0 | 0 | 0 | 0 | 0 | 0 | 0 | 0 | 0 | 0 | 0 | 0 | 0 | 0 | 0 | 0 | 0 | 0 | 0 | 0 | 0 | 0 | 0 | 0 | 0 | 0 | 0 | 0 | 0 | 0 | 0 | 0 | 0 | 0 | 0 | 0 | 0 | 0 | 0 | 0 | 0 | 0 | 0 | 0 | 0 | 0 | 0 | 0 | 0 | 0 | 0 | 0 | 0 | 0 | 0 | 0 | 0 | 0 | 0 | 0 | 0 | 0 | 0 | 0 | 0 | 0 | 0 | 0 | 0 | 0 | 0 | 0 | 0 | 0 | 2017-01-10 14:00
t0232 | 0 | 158.2244 | 431.1121 | 185.7102 | 49.551 | 340.6604 | 49.551 | 717.0116 | 78.6466 | 78.6466 | 2433.7314 | 87.3578 | 104.2623 | 424.3867 | 515.4999 | 76.2688 | 96.7527 | 449.3091 | 282.6995 | 451.4783 | 0 | 0 | 532.7331 | 46.6548 | 46.6548 | 46.6548 | 107.003 | 205.3154 | 348.6562 | 162.8777 | 428.7635 | 112.7002 | 308.8377 | 280.708 | 351.3087 | 343.8482 | 179.3026 | 735.8356 | 458.77 | 124.3156 | 279.5673 | 347.7261 | 139.9984 | 297.4761 | 548.8938 | 139.9984 | 57.026 | 370.9817 | 999.6855 | 209.4804 | 232.0933 | 123.6438 | 232.1166 | 57.026 | 218.9767 | 366.0687 | 126.9576 | 438.7216 | 45.9283 | 231.0743 | 45.9283 | 139.9984 | 205.3154 | 81.005 | 548.8938 | 0 | 0 | 0 | 0 | 0 | 0 | 0 | 0 | 207.2703 | 0 | 0 | 0 | 0 | 321.873 | 361.8665 | 34.6048 | 42.137 | 299.0289 | 196.6112 | 15.5852 | 105.4243 | 118.1737 | 337.431 | 193.5146 | 263.6117 | 123.5712 | 34.6048 | 348.433 | 57.2824 | 326.1159 | 159.1589 | 199.4782 | 60.7718 | 114.2391 | 612.1121 | 29.4752 | 192.8412 | 193.4265 | 15.5852 | 15.5852 | 81.5647 | 149.2457 | 81.6728 | 162.1673 | 192.2684 | 108.4737 | 103.8707 | 800.1779 | 143.7578 | 105.4243 | 97.5401 | 97.5401 | 41.9392 | 61.536 | 800.1779 | 468.0955 | 183.8128 | 0 | 0 | 0 | 97.8456 | 118.1737 | 94.6584 | 444.95 | 114.2391 | 0 | 83.7583 | 61.536 | 15.5852 | 80.9168 | 32.9492 | 0 | 0 | 0 | 108.6288 | 0 | 0 | 173.1304 | 0 | 39.8884 | 0 | 0 | 252.0669 | 105.6152 | 32.9492 | 36.988 | 36.988 | 85.9497 | 174.8715 | 235.7966 | 170.7904 | 366.2061 | 226.3327 | 138.4517 | 322.7296 | 293.9359 | 187.9122 | 180.5003 | 474.2533 | 223.3815 | 228.74 | 110.8242 | 104.6965 | 231.0429 | 252.446 | 92.5664 | 104.6965 | 104.6965 | 182.3198 | 110.8242 | 110.8242 | 110.8242 | 204.8293 | 206.1898 | 204.6634 | 164.0395 | 164.0395 | 127.6552 | 212.7036 | 536.6716 | 190.6624 | 129.2268 | 708.5888 | 216.843 | 129.2268 | 484.2747 | 1100.1998 | 175.7841 | 659.2879 | 480.2528 | 216.843 | 130.0892 | 77.5504 | 263.7462 | 66.5216 | 66.5216 | 66.5216 | 202.5365 | 242.1822 | 91.3687 | 154.4871 | 272.3654 | 258.8226 | 143.6711 | 143.6711 | 153.4268 | 450.5902 | 66.5216 | 506.0474 | 273.8195 | 461.2447 | 173.015 | 143.8754 | 404.9193 | 116.6609 | 219.2979 | 116.6609 | 292.3097 | 100.2197 | 134.9544 | 81.005 | 81.005 | 100.2197 | 390.3946 | 334.3795 | 183.6318 | 251.8806 | 143.5092 | 100.2197 | 937.7348 | 230.7187 | 248.068 | 566.063 | 901.0807 | 111.1534 | 121.5018 | 199.7181 | 412.3183 | 121.5018 | 71.5582 | 162.2714 | 127.4853 | 115.7214 | 137.5211 | 69.015 | 69.015 | 112.8018 | 66.6965 | 191.3472 | 291.8276 | 134.243 | 219.2979 | 125.0797 | 268.8965 | 222.5546 | 134.243 | 125.0797 | 101.716 | 305.9317 | 218.9298 | 64.0329 | 36.5048 | 457.8774 | 96.7722 | 328.7279 | 97.8061 | 451.9194 | 1069.5621 | 53.9396 | 343.4739 | 305.9317 | 439.5242 | 97.8061 | 39.8884 | 415.4172 | 331.4628 | 242.782 | 254.4624 | 0 | 104.6965 | 186.9372 | 519.3437 | 0 | 111.1534 | 148.5695 | 231.0429 | 100.6752 | 152.7444 | 230.6517 | 97.6174 | 0 | 0 | 0 | 0 | 0 | 0 | 0 | 0 | 105.6152 | 0 | 194.2347 | 253.6935 | 283.9491 | 187.5448 | 0 | 203.7254 | 63.8671 | 53.7087 | 29.4752 | 895.3009 | 48.0916 | 145.2405 | 62.8688 | 62.8688 | 116.7879 | 40.6121 | 63.8671 | 48.0916 | 43.7338 | 43.7338 | 74.059 | 0 | 0 | 0 | 0 | 40.6121 | 40.6121 | 40.6121 | 66.0547 | 43.7338 | 141.0177 | 0 | 0 | 28.7241 | 0 | 0 | 0 | 124.5343 | 54.9987 | 156.3155 | 70.2657 | 68.2971 | 28.7241 | 150.4249 | 199.6533 | 43.5135 | 193.8473 | 161.9493 | 690.8231 | 140.8008 | 136.389 | 167.8709 | 26.7859 | 32.5897 | 32.5897 | 26.7859 | 58.7279 | 98.125 | 220.9351 | 2080.9771 | 166.7339 | 98.125 | 92.5357 | 192.4231 | 129.951 | 111.7975 | 108.8839 | 92.5357 | 198.1068 | 84.7801 | 54.9987 | 54.9987 | 189.1577 | 128.7847 | 0 | 0 | 0 | 32.5897 | 32.5897 | 36.8766 | 0 | 0 | 0 | 0 | 0 | 0 | 26.7859 | 54.9987 | 185.0602 | 32.5897 | 41.5731 | 84.5645 | 0 | 0 | 0 | 0 | 0 | 0 | 0 | 0 | 0 | 0 | 0 | 0 | 0 | 0 | 0 | 0 | 0 | 0 | 0 | 0 | 0 | 0 | 0 | 0 | 0 | 0 | 0 | 0 | 0 | 0 | 0 | 0 | 0 | 0 | 0 | 0 | 0 | 0 | 0 | 0 | 0 | 0 | 0 | 0 | 0 | 0 | 0 | 0 | 0 | 0 | 0 | 0 | 0 | 0 | 0 | 0 | 0 | 0 | 0 | 0 | 0 | 0 | 0 | 0 | 0 | 0 | 0 | 0 | 0 | 0 | 0 | 0 | 0 | 0 | 0 | 0 | 0 | 0 | 0 | 0 | 0 | 0 | 0 | 0 | 0 | 0 | 0 | 0 | 0 | 0 | 0 | 0 | 0 | 0 | 0 | 0 | 0 | 0 | 0 | 0 | 0 | 0 | 0 | 0 | 0 | 0 | 0 | 0 | 0 | 2017-01-10 15:00
t0233 | 0 | 168.625 | 445.7096 | 198.7406 | 50.901 | 350.897 | 50.901 | 805.9341 | 80.5807 | 80.5807 | 2499.6232 | 88.2453 | 111.2235 | 456.6001 | 554.2066 | 82.3544 | 101.6091 | 474.2202 | 296.7294 | 492.0257 | 0 | 0 | 551.7448 | 49.3866 | 49.3866 | 49.3866 | 114.6493 | 218.7265 | 379.1581 | 164.4276 | 448.5233 | 117.3731 | 333.9 | 304.5958 | 373.0438 | 360.765 | 192.3244 | 816.2609 | 495.3902 | 132.7325 | 305.3618 | 367.378 | 150.1314 | 318.7888 | 585.8069 | 150.1314 | 61.2344 | 395.8785 | 1071.1983 | 226.8525 | 243.6317 | 130.2177 | 249.9829 | 61.2344 | 233.9623 | 397.6909 | 136.3107 | 459.1112 | 48.0318 | 251.141 | 48.0318 | 150.1314 | 218.7265 | 85.9311 | 585.8069 | 0 | 0 | 0 | 0 | 0 | 0 | 0 | 0 | 220.5446 | 0 | 0 | 0 | 0 | 341.5991 | 382.7227 | 36.8948 | 43.5555 | 305.7015 | 207.5021 | 16.2234 | 109.9445 | 124.0753 | 353.2515 | 205.0844 | 280.0873 | 126.462 | 36.8948 | 353.7091 | 59.8389 | 340.065 | 166.0978 | 211.0966 | 63.8008 | 119.8949 | 632.6606 | 30.1377 | 203.3028 | 200.9945 | 16.2234 | 16.2234 | 83.7903 | 158.9141 | 85.6001 | 169.6604 | 203.546 | 107.6577 | 98.7532 | 793.6819 | 146.6278 | 109.9445 | 102.8875 | 102.8875 | 43.8528 | 62.088 | 793.6819 | 476.1521 | 195.4799 | 0 | 0 | 0 | 103.5645 | 124.0753 | 100.0103 | 462.8918 | 119.8949 | 0 | 88.5401 | 62.088 | 16.2234 | 82.3523 | 33.6485 | 0 | 0 | 0 | 114.4192 | 0 | 0 | 181.1903 | 0 | 41.1221 | 0 | 0 | 266.2233 | 114.2986 | 33.6485 | 38.8631 | 38.8631 | 88.5083 | 181.0039 | 241.8331 | 178.423 | 382.2838 | 240.2495 | 144.8902 | 340.0204 | 300.7412 | 193.2702 | 189.2012 | 472.9134 | 235.2499 | 233.5608 | 116.9075 | 110.4154 | 239.8507 | 260.0329 | 95.7629 | 110.4154 | 110.4154 | 185.1969 | 116.9075 | 116.9075 | 116.9075 | 210.6594 | 217.0834 | 208.6938 | 170.0064 | 170.0064 | 131.8681 | 214.0024 | 563.8647 | 204.7037 | 131.0364 | 698.3258 | 226.628 | 131.0364 | 468.8706 | 1112.6893 | 179.1354 | 669.0693 | 498.7393 | 226.628 | 133.8186 | 80.6134 | 269.7776 | 70.2471 | 70.2471 | 70.2471 | 208.6144 | 242.6747 | 92.5234 | 168.2856 | 286.5156 | 276.0885 | 153.803 | 153.803 | 159.7461 | 488.58 | 70.2471 | 518.7106 | 290.5606 | 488.6961 | 184.0881 | 152.1497 | 401.9198 | 122.0557 | 236.8526 | 122.0557 | 303.6822 | 102.8822 | 142.2663 | 85.9311 | 85.9311 | 102.8822 | 422.848 | 359.6167 | 190.3484 | 258.3538 | 153.6133 | 102.8822 | 1021.3078 | 244.1896 | 252.2041 | 578.6296 | 899.7598 | 117.6255 | 129.1485 | 203.7259 | 428.1731 | 129.1485 | 75.137 | 168.7962 | 136.0098 | 121.66 | 141.9261 | 72.5794 | 72.5794 | 119.0839 | 69.066 | 196.0843 | 306.2844 | 140.3672 | 236.8526 | 130.3812 | 274.8833 | 236.0402 | 140.3672 | 130.3812 | 104.9786 | 308.8949 | 231.9037 | 69.2969 | 37.891 | 482.1089 | 100.73 | 337.9119 | 101.4068 | 477.7742 | 1122.1652 | 56.8454 | 357.5492 | 308.8949 | 448.2102 | 101.4068 | 41.1221 | 467.8193 | 341.41 | 258.2863 | 276.59 | 0 | 110.4154 | 197.7175 | 522.0942 | 0 | 117.6255 | 154.9927 | 239.8507 | 103.6512 | 156.3586 | 244.169 | 100.4174 | 0 | 0 | 0 | 0 | 0 | 0 | 0 | 0 | 114.2986 | 0 | 206.8809 | 280.0536 | 289.1722 | 193.1729 | 0 | 209.1777 | 63.506 | 55.6813 | 30.1377 | 889.0669 | 50.6015 | 145.6776 | 63.806 | 63.806 | 115.2596 | 41.185 | 63.506 | 50.6015 | 45.1138 | 45.1138 | 76.4051 | 0 | 0 | 0 | 0 | 41.185 | 41.185 | 41.185 | 68.0911 | 45.1138 | 145.8123 | 0 | 0 | 28.9352 | 0 | 0 | 0 | 127.7964 | 58.9064 | 160.0807 | 75.7828 | 70.7224 | 28.9352 | 160.267 | 198.9582 | 45.3338 | 206.361 | 168.2034 | 718.1614 | 147.8859 | 143.3461 | 174.9064 | 28.0765 | 34.3069 | 34.3069 | 28.0765 | 59.6 | 101.2184 | 229.4289 | 2090.5912 | 166.5758 | 101.2184 | 95.7948 | 190.1311 | 131.6069 | 113.8711 | 109.7214 | 95.7948 | 199.7568 | 86.6409 | 58.9064 | 58.9064 | 195.1152 | 129.6425 | 0 | 0 | 0 | 34.3069 | 34.3069 | 37.7121 | 0 | 0 | 0 | 0 | 0 | 0 | 28.0765 | 58.9064 | 188.5079 | 34.3069 | 43.4661 | 86.3915 | 0 | 0 | 0 | 0 | 0 | 0 | 0 | 0 | 0 | 0 | 0 | 0 | 0 | 0 | 0 | 0 | 0 | 0 | 0 | 0 | 0 | 0 | 0 | 0 | 0 | 0 | 0 | 0 | 0 | 0 | 0 | 0 | 0 | 0 | 0 | 0 | 0 | 0 | 0 | 0 | 0 | 0 | 0 | 0 | 0 | 0 | 0 | 0 | 0 | 0 | 0 | 0 | 0 | 0 | 0 | 0 | 0 | 0 | 0 | 0 | 0 | 0 | 0 | 0 | 0 | 0 | 0 | 0 | 0 | 0 | 0 | 0 | 0 | 0 | 0 | 0 | 0 | 0 | 0 | 0 | 0 | 0 | 0 | 0 | 0 | 0 | 0 | 0 | 0 | 0 | 0 | 0 | 0 | 0 | 0 | 0 | 0 | 0 | 0 | 0 | 0 | 0 | 0 | 0 | 0 | 0 | 0 | 0 | 0 | 2017-01-10 16:00
t0234 | 0 | 164.4663 | 449.3729 | 194.4408 | 52.0784 | 355.9572 | 52.0784 | 747.439 | 80.8037 | 80.8037 | 2454.661 | 91.1559 | 109.6954 | 440.3586 | 539.7571 | 80.2306 | 101.463 | 469.9725 | 296.1164 | 472.4269 | 0 | 0 | 553.6906 | 49.0397 | 49.0397 | 49.0397 | 111.8999 | 214.5606 | 364.3389 | 164.5849 | 443.5224 | 117.6819 | 323.1778 | 293.8388 | 368.4402 | 359.8559 | 188.3254 | 765.7216 | 474.5093 | 130.2081 | 292.1086 | 361.9143 | 146.1379 | 310.6137 | 560.3382 | 146.1379 | 60.1637 | 388.2283 | 1044.1111 | 219.2109 | 241.0911 | 129.8559 | 242.8916 | 60.1637 | 229.7428 | 383.2066 | 133.284 | 455.6281 | 48.3063 | 241.7448 | 48.3063 | 146.1379 | 214.5606 | 84.6978 | 560.3382 | 0 | 0 | 0 | 0 | 0 | 0 | 0 | 0 | 217.2384 | 0 | 0 | 0 | 0 | 336.1348 | 379.6457 | 36.5265 | 44.8783 | 312.6298 | 207.6819 | 16.4792 | 111.4371 | 125.5263 | 351.875 | 202.3768 | 276.2289 | 130.2545 | 36.5265 | 360.7715 | 60.7067 | 341.1079 | 168.3541 | 210.6113 | 64.3426 | 120.645 | 638.3604 | 31.3642 | 203.2474 | 204.1969 | 16.4792 | 16.4792 | 85.8113 | 156.5369 | 86.2521 | 171.2426 | 201.4753 | 112.0447 | 105.52 | 824.1927 | 152.4871 | 111.4371 | 103.0862 | 103.0862 | 44.345 | 64.7714 | 824.1927 | 486.0757 | 194.3401 | 0 | 0 | 0 | 103.5208 | 125.5263 | 99.8971 | 467.4619 | 120.645 | 0 | 88.4765 | 64.7714 | 16.4792 | 84.4752 | 34.6508 | 0 | 0 | 0 | 114.0367 | 0 | 0 | 181.6132 | 0 | 42.3302 | 0 | 0 | 264.6431 | 110.7987 | 34.6508 | 38.9652 | 38.9652 | 91.4828 | 183.9603 | 246.8882 | 180.0673 | 379.5933 | 237.0913 | 145.0692 | 338.6965 | 302.6349 | 197.1352 | 189.5942 | 478.3882 | 233.7074 | 240.3393 | 115.1235 | 109.3202 | 240.3186 | 265.9508 | 97.2199 | 109.3202 | 109.3202 | 189.71 | 115.1235 | 115.1235 | 115.1235 | 214.8622 | 214.8789 | 214.4062 | 172.3778 | 172.3778 | 133.8592 | 219.6984 | 560.4382 | 198.3745 | 135.1251 | 703.9667 | 225.3599 | 135.1251 | 489.0657 | 1114.3234 | 185.0051 | 680.3616 | 500.7559 | 225.3599 | 135.3677 | 81.415 | 278.2782 | 69.9216 | 69.9216 | 69.9216 | 213.4454 | 251.3421 | 96.343 | 162.2489 | 285.5496 | 271.1424 | 150.1386 | 150.1386 | 160.118 | 473.0377 | 69.9216 | 527.366 | 286.7154 | 483.0282 | 181.3419 | 151.4731 | 413.539 | 122.2702 | 228.4497 | 122.2702 | 303.5551 | 104.4547 | 140.1951 | 84.6978 | 84.6978 | 104.4547 | 405.5759 | 348.9599 | 190.8542 | 261.7959 | 149.5537 | 104.4547 | 973.2514 | 241.7837 | 254.8317 | 582.2505 | 904.3781 | 116.4489 | 127.2511 | 209.2346 | 429.6287 | 127.2511 | 75.533 | 169.6048 | 133.3993 | 121.4065 | 144.4236 | 72.0748 | 72.0748 | 117.5869 | 69.8617 | 195.8788 | 303.2769 | 140.9426 | 228.4497 | 130.4892 | 277.9851 | 233.3684 | 140.9426 | 130.4892 | 107.3941 | 314.3285 | 228.4464 | 67.3739 | 38.7139 | 480.9942 | 101.8321 | 343.571 | 102.8487 | 476.4023 | 1102.6299 | 57.0129 | 364.1294 | 314.3285 | 454.6023 | 102.8487 | 42.3302 | 431.0792 | 346.8092 | 252.2981 | 265.4846 | 0 | 109.3202 | 197.067 | 516.8457 | 0 | 116.4489 | 155.2642 | 240.3186 | 103.81 | 162.2313 | 242.4373 | 102.5175 | 0 | 0 | 0 | 0 | 0 | 0 | 0 | 0 | 110.7987 | 0 | 203.4731 | 265.2423 | 292.8739 | 193.7266 | 0 | 213.7736 | 67.3096 | 56.5983 | 31.3642 | 924.8022 | 50.5591 | 150.1061 | 66.3594 | 66.3594 | 122.9728 | 42.6669 | 67.3096 | 50.5591 | 46.3805 | 46.3805 | 78.2559 | 0 | 0 | 0 | 0 | 42.6669 | 42.6669 | 42.6669 | 69.5702 | 46.3805 | 148.4654 | 0 | 0 | 29.6122 | 0 | 0 | 0 | 130.9837 | 57.4784 | 163.2797 | 72.733 | 71.8059 | 29.6122 | 157.8098 | 205.7149 | 46.0181 | 202.1046 | 168.9312 | 713.4145 | 147.6692 | 142.9777 | 175.8 | 28.0503 | 34.2042 | 34.2042 | 28.0503 | 61.6274 | 102.6044 | 232.2011 | 2109.4178 | 173.8873 | 102.6044 | 96.5869 | 195.8597 | 136.2322 | 118.3673 | 114.207 | 96.5869 | 206.7968 | 87.8053 | 57.4784 | 57.4784 | 199.015 | 133.4186 | 0 | 0 | 0 | 34.2042 | 34.2042 | 38.7739 | 0 | 0 | 0 | 0 | 0 | 0 | 28.0503 | 57.4784 | 192.7949 | 34.2042 | 43.6108 | 89.3824 | 0 | 0 | 0 | 0 | 0 | 0 | 0 | 0 | 0 | 0 | 0 | 0 | 0 | 0 | 0 | 0 | 0 | 0 | 0 | 0 | 0 | 0 | 0 | 0 | 0 | 0 | 0 | 0 | 0 | 0 | 0 | 0 | 0 | 0 | 0 | 0 | 0 | 0 | 0 | 0 | 0 | 0 | 0 | 0 | 0 | 0 | 0 | 0 | 0 | 0 | 0 | 0 | 0 | 0 | 0 | 0 | 0 | 0 | 0 | 0 | 0 | 0 | 0 | 0 | 0 | 0 | 0 | 0 | 0 | 0 | 0 | 0 | 0 | 0 | 0 | 0 | 0 | 0 | 0 | 0 | 0 | 0 | 0 | 0 | 0 | 0 | 0 | 0 | 0 | 0 | 0 | 0 | 0 | 0 | 0 | 0 | 0 | 0 | 0 | 0 | 0 | 0 | 0 | 0 | 0 | 0 | 0 | 0 | 0 | 2017-01-10 17:00
t0235 | 0 | 154.3863 | 447.1684 | 183.138 | 52.9778 | 357.6352 | 52.9778 | 633.1492 | 80.0296 | 80.0296 | 2357.1309 | 94.3898 | 104.69 | 404.8665 | 504.0701 | 74.8505 | 99.1067 | 453.3203 | 289.0277 | 429.3791 | 0 | 0 | 547.0816 | 47.3923 | 47.3923 | 47.3923 | 104.9661 | 203.2066 | 331.8011 | 163.378 | 427.6587 | 115.9254 | 298.3245 | 269.485 | 352.8995 | 351.0573 | 177.4763 | 665.1309 | 430.9581 | 123.232 | 263.6826 | 345.8997 | 136.4764 | 290.5855 | 509.8564 | 136.4764 | 56.9687 | 367.3226 | 977.3744 | 201.7204 | 232.4534 | 126.4807 | 225.8698 | 56.9687 | 217.715 | 350.661 | 125.2886 | 441.5935 | 47.7292 | 220.8164 | 47.7292 | 136.4764 | 203.2066 | 80.9059 | 509.8564 | 0 | 0 | 0 | 0 | 0 | 0 | 0 | 0 | 207.1052 | 0 | 0 | 0 | 0 | 320.2388 | 366.4451 | 35.0637 | 45.9968 | 318.303 | 203.2114 | 16.5329 | 111.4054 | 124.9066 | 342.8319 | 193.7134 | 263.9549 | 133.8371 | 35.0637 | 366.8188 | 60.7343 | 336.089 | 168.2721 | 204.9651 | 63.7439 | 119.1619 | 635.9775 | 32.6719 | 198.616 | 205.0202 | 16.5329 | 16.5329 | 87.405 | 149.2087 | 85.3902 | 170.0292 | 193.7948 | 117.7648 | 115.9803 | 863.992 | 158.8159 | 111.4054 | 101.0377 | 101.0377 | 44.1538 | 67.9475 | 863.992 | 494.4789 | 187.8617 | 0 | 0 | 0 | 101.0128 | 124.9066 | 97.4329 | 465.3194 | 119.1619 | 0 | 86.3313 | 67.9475 | 16.5329 | 86.4759 | 35.6174 | 0 | 0 | 0 | 110.9774 | 0 | 0 | 178.5506 | 0 | 43.3645 | 0 | 0 | 256.3484 | 102.4922 | 35.6174 | 38.2764 | 38.2764 | 94.2568 | 185.0249 | 250.541 | 178.8452 | 368.4912 | 226.8425 | 142.4025 | 329.3191 | 301.3455 | 199.6385 | 186.236 | 483.7435 | 226.3859 | 246.8137 | 110.0206 | 105.323 | 236.7465 | 270.1856 | 97.651 | 105.323 | 105.323 | 193.9638 | 110.0206 | 110.0206 | 110.0206 | 217.5802 | 207.0639 | 219.8067 | 172.7509 | 172.7509 | 134.4936 | 225.94 | 543.6729 | 183.9076 | 139.4445 | 711.2123 | 219.1462 | 139.4445 | 519.3551 | 1106.2888 | 191.0098 | 689.0137 | 494.7118 | 219.1462 | 135.5393 | 81.0701 | 286.5309 | 67.8625 | 67.8625 | 67.8625 | 216.9606 | 261.7876 | 100.7199 | 148.4681 | 277.9914 | 257.1314 | 140.9111 | 140.9111 | 157.6738 | 436.443 | 67.8625 | 532.2756 | 274.3145 | 463.5048 | 172.9049 | 146.985 | 428.3114 | 120.1213 | 209.7932 | 120.1213 | 297.9671 | 105.1801 | 134.1527 | 80.9059 | 80.9059 | 105.1801 | 368.7715 | 323.9964 | 188.2941 | 262.988 | 139.7912 | 105.1801 | 873.914 | 232.6968 | 255.6985 | 579.9105 | 906.1647 | 112.0529 | 121.4121 | 214.3891 | 424.0647 | 121.4121 | 74.4901 | 167.6455 | 126.2511 | 118.4362 | 145.638 | 69.8081 | 69.8081 | 112.8026 | 69.7997 | 192.9526 | 292.6912 | 138.9512 | 209.7932 | 128.1775 | 278.7744 | 223.9552 | 138.9512 | 128.1775 | 109.0746 | 319.1347 | 218.1398 | 62.6124 | 39.1848 | 468.8433 | 101.4968 | 346.4922 | 103.0954 | 463.3898 | 1052.2134 | 55.9769 | 366.6125 | 319.1347 | 458.0826 | 103.0954 | 43.3645 | 360.6369 | 349.1026 | 237.5245 | 241.3818 | 0 | 105.323 | 191.5413 | 505.7924 | 0 | 112.0529 | 152.674 | 236.7465 | 102.4779 | 168.2811 | 234.2656 | 103.9396 | 0 | 0 | 0 | 0 | 0 | 0 | 0 | 0 | 102.4922 | 0 | 193.4815 | 234.6226 | 294.661 | 191.5728 | 0 | 217.1659 | 72.3219 | 56.908 | 32.6719 | 971.193 | 49.3976 | 155.2615 | 69.2205 | 69.2205 | 133.4732 | 44.2947 | 72.3219 | 49.3976 | 47.4254 | 47.4254 | 79.6166 | 0 | 0 | 0 | 0 | 44.2947 | 44.2947 | 44.2947 | 70.5654 | 47.4254 | 149.7453 | 0 | 0 | 30.3158 | 0 | 0 | 0 | 133.6023 | 53.9016 | 165.5699 | 66.2978 | 72.1135 | 30.3158 | 150.3069 | 214.1561 | 46.1143 | 190.9883 | 166.9522 | 693.9192 | 144.2284 | 139.3948 | 173.7569 | 27.4355 | 33.3095 | 33.3095 | 27.4355 | 63.8074 | 102.9408 | 231.9693 | 2120.5934 | 183.0989 | 102.9408 | 96.0799 | 203.4537 | 141.3392 | 123.2583 | 119.5109 | 96.0799 | 214.8574 | 88.3202 | 53.9016 | 53.9016 | 201.3599 | 137.6256 | 0 | 0 | 0 | 33.3095 | 33.3095 | 39.7555 | 0 | 0 | 0 | 0 | 0 | 0 | 27.4355 | 53.9016 | 196.5318 | 33.3095 | 42.9489 | 92.4302 | 0 | 0 | 0 | 0 | 0 | 0 | 0 | 0 | 0 | 0 | 0 | 0 | 0 | 0 | 0 | 0 | 0 | 0 | 0 | 0 | 0 | 0 | 0 | 0 | 0 | 0 | 0 | 0 | 0 | 0 | 0 | 0 | 0 | 0 | 0 | 0 | 0 | 0 | 0 | 0 | 0 | 0 | 0 | 0 | 0 | 0 | 0 | 0 | 0 | 0 | 0 | 0 | 0 | 0 | 0 | 0 | 0 | 0 | 0 | 0 | 0 | 0 | 0 | 0 | 0 | 0 | 0 | 0 | 0 | 0 | 0 | 0 | 0 | 0 | 0 | 0 | 0 | 0 | 0 | 0 | 0 | 0 | 0 | 0 | 0 | 0 | 0 | 0 | 0 | 0 | 0 | 0 | 0 | 0 | 0 | 0 | 0 | 0 | 0 | 0 | 0 | 0 | 0 | 0 | 0 | 0 | 0 | 0 | 0 | 2017-01-10 18:00
t0236 | 0 | 142.8673 | 425.5209 | 169.7379 | 50.9115 | 341.8057 | 50.9115 | 554.1621 | 76.0073 | 76.0073 | 2206.8616 | 91.4273 | 97.6553 | 370.7321 | 465.1968 | 69.0376 | 93.4879 | 425.0827 | 272.5523 | 390.7698 | 0 | 0 | 518.9197 | 44.4774 | 44.4774 | 44.4774 | 97.0896 | 188.8603 | 302.2893 | 155.3697 | 401.0243 | 109.7952 | 273.6977 | 246.4099 | 329.7823 | 330.9686 | 164.5273 | 590.6399 | 392.1369 | 114.4882 | 239.1132 | 322.9408 | 125.9584 | 268.4252 | 464.4892 | 125.9584 | 52.9332 | 341.2159 | 903.1075 | 184.7702 | 217.955 | 119.1472 | 208.0048 | 52.9332 | 202.3908 | 320.2627 | 116.0019 | 415.0847 | 45.2638 | 201.4876 | 45.2638 | 125.9584 | 188.8603 | 75.5101 | 464.4892 | 0 | 0 | 0 | 0 | 0 | 0 | 0 | 0 | 193.1001 | 0 | 0 | 0 | 0 | 298.5018 | 343.7157 | 32.7988 | 44.3411 | 306.0292 | 191.8259 | 15.788 | 106.2148 | 118.824 | 323.0361 | 180.9744 | 246.3848 | 129.1815 | 32.7988 | 352.5118 | 57.9218 | 318.3399 | 160.4154 | 192.9881 | 60.5199 | 112.9811 | 605.5122 | 31.7196 | 187.3805 | 195.8551 | 15.788 | 15.788 | 84.0425 | 139.1049 | 81.0485 | 161.6029 | 181.4737 | 114.8181 | 115.2022 | 841.4659 | 154.1814 | 106.2148 | 95.4519 | 95.4519 | 42.0186 | 66.1756 | 841.4659 | 475.2815 | 176.3134 | 0 | 0 | 0 | 95.2266 | 118.824 | 91.8357 | 442.8058 | 112.9811 | 0 | 81.3872 | 66.1756 | 15.788 | 83.3429 | 34.3854 | 0 | 0 | 0 | 104.501 | 0 | 0 | 168.9414 | 0 | 41.797 | 0 | 0 | 240.854 | 94.1282 | 34.3854 | 36.1999 | 36.1999 | 91.0745 | 176.9029 | 240.5214 | 170.0095 | 346.646 | 211.8742 | 134.6437 | 309.9719 | 286.897 | 191.472 | 176.1383 | 463.9223 | 212.7159 | 238.1818 | 102.7172 | 98.7093 | 224.2472 | 259.4854 | 93.3098 | 98.7093 | 98.7093 | 186.8442 | 102.7172 | 102.7172 | 102.7172 | 208.6756 | 194.0865 | 211.9695 | 164.9002 | 164.9002 | 128.5353 | 218.2296 | 511.2144 | 169.114 | 134.8647 | 681.9601 | 206.3151 | 134.8647 | 508.7242 | 1052.0827 | 184.7574 | 660.9967 | 469.1929 | 206.3151 | 129.3464 | 77.1608 | 276.8136 | 63.819 | 63.819 | 63.819 | 208.4171 | 254.2331 | 97.9469 | 135.5895 | 261.8194 | 239.1232 | 130.3739 | 130.3739 | 149.3132 | 400.2903 | 63.819 | 509.7853 | 256.2122 | 433.5387 | 161.2223 | 138.2113 | 415.0417 | 113.6196 | 191.977 | 113.6196 | 281.768 | 100.6294 | 125.3255 | 75.5101 | 75.5101 | 100.6294 | 335.727 | 298.1461 | 178.4773 | 251.3496 | 129.0793 | 100.6294 | 790.3506 | 217.961 | 244.2994 | 552.1756 | 865.5226 | 104.9487 | 113.2472 | 206.6958 | 402.0276 | 113.2472 | 70.5766 | 159.0306 | 117.2944 | 111.6537 | 139.4122 | 65.5908 | 65.5908 | 105.5033 | 66.5383 | 182.8049 | 274.56 | 131.6418 | 191.977 | 121.2404 | 266.253 | 209.4806 | 131.6418 | 121.2404 | 104.7389 | 306.5253 | 203.5624 | 57.6361 | 37.567 | 441.8143 | 96.6412 | 331.7179 | 98.4197 | 436.2149 | 981.7878 | 52.9251 | 350.6415 | 306.5253 | 438.4532 | 98.4197 | 41.797 | 313.3516 | 333.9289 | 220.1227 | 219.7306 | 0 | 98.7093 | 180.2447 | 477.9408 | 0 | 104.9487 | 144.4782 | 224.2472 | 97.1738 | 163.0819 | 219.8446 | 99.7379 | 0 | 0 | 0 | 0 | 0 | 0 | 0 | 0 | 94.1282 | 0 | 180.1708 | 210.4424 | 281.8501 | 181.7985 | 0 | 208.5727 | 71.1445 | 54.4008 | 31.7196 | 946.5518 | 46.6009 | 150.3383 | 67.2499 | 67.2499 | 131.8454 | 42.9482 | 71.1445 | 46.6009 | 45.674 | 45.674 | 76.5092 | 0 | 0 | 0 | 0 | 42.9482 | 42.9482 | 42.9482 | 67.7228 | 45.674 | 143.3521 | 0 | 0 | 29.224 | 0 | 0 | 0 | 128.5425 | 49.8504 | 158.9003 | 60.4399 | 68.9018 | 29.224 | 140.0757 | 207.9528 | 44.0129 | 177.3179 | 158.3657 | 653.4343 | 136.0462 | 131.3759 | 164.8175 | 25.897 | 31.3759 | 31.3759 | 25.897 | 61.7972 | 98.3197 | 221.1084 | 2028.2065 | 178.6314 | 98.3197 | 91.4123 | 197.4108 | 137.0091 | 119.6555 | 116.2773 | 91.4123 | 208.4171 | 84.466 | 49.8504 | 49.8504 | 193.0364 | 133.0992 | 0 | 0 | 0 | 31.3759 | 31.3759 | 38.3381 | 0 | 0 | 0 | 0 | 0 | 0 | 25.897 | 49.8504 | 189.0652 | 31.3759 | 40.6701 | 89.461 | 0 | 0 | 0 | 0 | 0 | 0 | 0 | 0 | 0 | 0 | 0 | 0 | 0 | 0 | 0 | 0 | 0 | 0 | 0 | 0 | 0 | 0 | 0 | 0 | 0 | 0 | 0 | 0 | 0 | 0 | 0 | 0 | 0 | 0 | 0 | 0 | 0 | 0 | 0 | 0 | 0 | 0 | 0 | 0 | 0 | 0 | 0 | 0 | 0 | 0 | 0 | 0 | 0 | 0 | 0 | 0 | 0 | 0 | 0 | 0 | 0 | 0 | 0 | 0 | 0 | 0 | 0 | 0 | 0 | 0 | 0 | 0 | 0 | 0 | 0 | 0 | 0 | 0 | 0 | 0 | 0 | 0 | 0 | 0 | 0 | 0 | 0 | 0 | 0 | 0 | 0 | 0 | 0 | 0 | 0 | 0 | 0 | 0 | 0 | 0 | 0 | 0 | 0 | 0 | 0 | 0 | 0 | 0 | 0 | 2017-01-10 19:00
t0237 | 0 | 137.9056 | 403.0015 | 163.1729 | 47.7633 | 322.5125 | 47.7633 | 553.8979 | 72.4956 | 72.4956 | 2141.3353 | 85.5868 | 93.3053 | 360.5775 | 448.415 | 66.4387 | 88.8144 | 405.7865 | 259.1046 | 380.158 | 0 | 0 | 493.0442 | 42.3502 | 42.3502 | 42.3502 | 93.5023 | 181.3815 | 294.0554 | 149.0716 | 384.5922 | 104.2217 | 264.8892 | 238.9583 | 315.1513 | 314.7964 | 157.9291 | 585.2893 | 383.5161 | 109.8758 | 233.3103 | 309.7831 | 121.5705 | 258.8962 | 456.5936 | 121.5705 | 50.6412 | 327.6164 | 870.7825 | 179.0069 | 208.6722 | 113.2199 | 200.8281 | 50.6412 | 194.0233 | 310.8039 | 111.4605 | 396.8072 | 42.8061 | 195.7055 | 42.8061 | 121.5705 | 181.3815 | 72.31 | 456.5936 | 0 | 0 | 0 | 0 | 0 | 0 | 0 | 0 | 184.8482 | 0 | 0 | 0 | 0 | 286.23 | 327.6474 | 31.2407 | 41.3074 | 287.6113 | 181.6204 | 14.8351 | 99.9161 | 111.7142 | 307.8111 | 173.1803 | 235.7077 | 120.7273 | 31.2407 | 332.6492 | 54.4212 | 301.9593 | 150.8705 | 183.0471 | 57.0422 | 106.6871 | 573.158 | 29.4322 | 177.6352 | 184.1071 | 14.8351 | 14.8351 | 78.7877 | 133.1282 | 76.4822 | 152.3756 | 173.2567 | 107.4521 | 107.1832 | 788.8693 | 143.2362 | 99.9161 | 90.3103 | 90.3103 | 39.5675 | 61.5345 | 788.8693 | 447.9398 | 167.4744 | 0 | 0 | 0 | 90.1764 | 111.7142 | 87.0639 | 418.0478 | 106.6871 | 0 | 77.1198 | 61.5345 | 14.8351 | 78.2514 | 32.1596 | 0 | 0 | 0 | 99.3451 | 0 | 0 | 160.1688 | 0 | 38.9949 | 0 | 0 | 229.2813 | 90.9389 | 32.1596 | 34.2712 | 34.2712 | 84.7442 | 166.4344 | 226.127 | 160.3856 | 331.4745 | 202.6394 | 127.7682 | 294.7913 | 272.9771 | 179.9838 | 166.9476 | 442.9362 | 202.7792 | 222.8952 | 98.6128 | 94.3291 | 213.1878 | 243.3113 | 87.8762 | 94.3291 | 94.3291 | 175.7095 | 98.6128 | 98.6128 | 98.6128 | 196.1649 | 185.6081 | 198.679 | 155.3659 | 155.3659 | 121.1143 | 205.4622 | 487.4823 | 163.8392 | 126.2688 | 655.1941 | 196.9735 | 126.2688 | 478.7169 | 1008.4607 | 172.5404 | 625.2645 | 445.2491 | 196.9735 | 122.3626 | 72.8598 | 258.4579 | 60.6886 | 60.6886 | 60.6886 | 195.3713 | 238.0932 | 91.1015 | 131.4007 | 249.0049 | 229.3267 | 125.5727 | 125.5727 | 141.7799 | 386.9389 | 60.6886 | 480.8763 | 245.0887 | 414.3176 | 154.3244 | 131.3546 | 391.6496 | 107.7799 | 186.4755 | 107.7799 | 268.332 | 94.982 | 120.2675 | 72.31 | 72.31 | 94.982 | 327.5873 | 288.3344 | 169.6536 | 237.6608 | 124.6339 | 94.982 | 774.8574 | 208.0503 | 232.126 | 525.5473 | 830.3008 | 100.1943 | 108.4137 | 193.7617 | 381.7143 | 108.4137 | 66.6875 | 150.7495 | 112.6141 | 106.0945 | 131.1511 | 62.5747 | 62.5747 | 101.0235 | 62.824 | 174.8994 | 262.7411 | 124.6618 | 186.4755 | 115.2245 | 252.4028 | 200.0822 | 124.6618 | 115.2245 | 98.1356 | 290.233 | 195.1193 | 55.5305 | 35.1729 | 419.7023 | 91.1468 | 312.6296 | 92.6984 | 414.0647 | 945.9501 | 50.0467 | 328.8224 | 290.233 | 414.9883 | 92.6984 | 38.9949 | 315.4096 | 314.7488 | 212.301 | 214.0109 | 0 | 94.3291 | 171.1294 | 463.4706 | 0 | 100.1943 | 137.1721 | 213.1878 | 92.6433 | 151.5943 | 209.3393 | 93.6853 | 0 | 0 | 0 | 0 | 0 | 0 | 0 | 0 | 90.9389 | 0 | 172.6459 | 206.7319 | 267.1737 | 173.1113 | 0 | 195.8699 | 65.7165 | 51.152 | 29.4322 | 886.0206 | 44.224 | 141.2839 | 62.5631 | 62.5631 | 121.5149 | 40.0751 | 65.7165 | 44.224 | 42.644 | 42.644 | 71.6301 | 0 | 0 | 0 | 0 | 40.0751 | 40.0751 | 40.0751 | 63.536 | 42.644 | 134.721 | 0 | 0 | 27.5693 | 0 | 0 | 0 | 120.4708 | 48.0258 | 149.5581 | 59.0177 | 64.8661 | 27.5693 | 134.0766 | 195.3023 | 41.3673 | 170.5795 | 150.2442 | 625.3959 | 129.2436 | 124.8964 | 156.1186 | 24.6064 | 29.8246 | 29.8246 | 24.6064 | 57.7298 | 92.7824 | 208.4998 | 1936.1331 | 166.5 | 92.7824 | 86.5372 | 186.3663 | 127.9678 | 111.2418 | 108.3328 | 86.5372 | 194.8968 | 79.9456 | 48.0258 | 48.0258 | 181.3008 | 125.065 | 0 | 0 | 0 | 29.8246 | 29.8246 | 35.8836 | 0 | 0 | 0 | 0 | 0 | 0 | 24.6064 | 48.0258 | 177.8648 | 29.8246 | 38.5385 | 83.3769 | 0 | 0 | 0 | 0 | 0 | 0 | 0 | 0 | 0 | 0 | 0 | 0 | 0 | 0 | 0 | 0 | 0 | 0 | 0 | 0 | 0 | 0 | 0 | 0 | 0 | 0 | 0 | 0 | 0 | 0 | 0 | 0 | 0 | 0 | 0 | 0 | 0 | 0 | 0 | 0 | 0 | 0 | 0 | 0 | 0 | 0 | 0 | 0 | 0 | 0 | 0 | 0 | 0 | 0 | 0 | 0 | 0 | 0 | 0 | 0 | 0 | 0 | 0 | 0 | 0 | 0 | 0 | 0 | 0 | 0 | 0 | 0 | 0 | 0 | 0 | 0 | 0 | 0 | 0 | 0 | 0 | 0 | 0 | 0 | 0 | 0 | 0 | 0 | 0 | 0 | 0 | 0 | 0 | 0 | 0 | 0 | 0 | 0 | 0 | 0 | 0 | 0 | 0 | 0 | 0 | 0 | 0 | 0 | 0 | 2017-01-10 20:00
t0238 | 0 | 137.4948 | 380.0792 | 161.7999 | 44.0166 | 301.2275 | 44.0166 | 609.5063 | 68.9997 | 68.9997 | 2109.9617 | 77.7919 | 91.2309 | 366.8843 | 448.2513 | 66.3817 | 85.0546 | 393.5469 | 248.4006 | 390.102 | 0 | 0 | 468.5183 | 40.9346 | 40.9346 | 40.9346 | 93.1104 | 179.0241 | 301.2926 | 142.3664 | 374.4542 | 99.164 | 267.7952 | 243.0642 | 307.4098 | 302.025 | 156.3622 | 628.628 | 395.2086 | 108.4414 | 241.1036 | 303.53 | 121.6417 | 258.5939 | 471.5366 | 121.6417 | 49.8418 | 323.5169 | 869.1974 | 181.5131 | 202.909 | 108.6627 | 201.6084 | 49.8418 | 191.1541 | 316.82 | 110.6364 | 384.0019 | 40.5176 | 199.8754 | 40.5176 | 121.6417 | 179.0241 | 70.7828 | 471.5366 | 0 | 0 | 0 | 0 | 0 | 0 | 0 | 0 | 181.1418 | 0 | 0 | 0 | 0 | 280.9943 | 317.2524 | 30.3466 | 37.6347 | 265.3132 | 173.2378 | 13.8196 | 93.3925 | 104.7034 | 296.0235 | 169.1846 | 230.493 | 110.1282 | 30.3466 | 308.2516 | 50.789 | 287.0879 | 141.0136 | 175.5146 | 53.7406 | 100.8804 | 539.8775 | 26.427 | 169.765 | 171.4735 | 13.8196 | 13.8196 | 72.497 | 130.4505 | 72.1628 | 143.3825 | 168.3741 | 96.6899 | 93.2133 | 712.2442 | 128.7731 | 93.3925 | 85.991 | 85.991 | 37.1193 | 55.1059 | 712.2442 | 414.4839 | 161.5298 | 0 | 0 | 0 | 86.1924 | 104.7034 | 83.3212 | 393.1208 | 100.8804 | 0 | 73.7521 | 55.1059 | 13.8196 | 71.8616 | 29.3492 | 0 | 0 | 0 | 95.4367 | 0 | 0 | 152.4459 | 0 | 35.5873 | 0 | 0 | 221.2167 | 91.6812 | 29.3492 | 32.5985 | 32.5985 | 76.8538 | 154.9458 | 209.1239 | 150.9557 | 320.4952 | 197.9402 | 121.829 | 283.4555 | 258.3511 | 166.658 | 158.9571 | 416.1598 | 195.866 | 203.6521 | 96.6892 | 91.6365 | 203.0904 | 224.3187 | 81.9568 | 91.6365 | 91.6365 | 161.7252 | 96.6892 | 96.6892 | 96.6892 | 181.6549 | 180.3885 | 181.9945 | 145.1783 | 145.1783 | 112.9846 | 188.5771 | 470.5033 | 165.2504 | 115.0433 | 619.2352 | 189.9809 | 115.0433 | 430.1603 | 962.2513 | 156.7832 | 582.1824 | 422.7041 | 189.9809 | 114.8097 | 68.5098 | 235.2373 | 58.4247 | 58.4247 | 58.4247 | 180.0105 | 215.6611 | 81.7898 | 133.8116 | 239.2284 | 225.8893 | 125.0106 | 125.0106 | 134.968 | 390.9805 | 58.4247 | 447.6526 | 239.443 | 403.631 | 151.2105 | 126.4104 | 358.5379 | 102.6819 | 189.7191 | 102.6819 | 256.6172 | 88.6073 | 117.7779 | 70.7828 | 70.7828 | 88.6073 | 336.7562 | 290.1306 | 161.439 | 222.4043 | 124.6658 | 88.6073 | 806.4458 | 202.0762 | 218.3078 | 497.4373 | 787.973 | 97.3427 | 106.1851 | 177.5754 | 362.7685 | 106.1851 | 63.1587 | 142.9336 | 111.1789 | 101.7102 | 121.874 | 60.484 | 60.484 | 98.5893 | 58.934 | 167.5035 | 255.2186 | 118.3102 | 189.7191 | 109.9559 | 236.9973 | 194.8243 | 118.3102 | 109.9559 | 90.4302 | 270.0069 | 191.1877 | 55.6852 | 32.4655 | 402.4958 | 85.563 | 290.9609 | 86.5812 | 397.4203 | 931.0333 | 47.5742 | 305.0403 | 270.0069 | 387.8812 | 86.5812 | 35.5873 | 351.8294 | 293.3326 | 211.1024 | 219.7278 | 0 | 91.6365 | 164.3648 | 450.7026 | 0 | 97.3427 | 130.6972 | 203.0904 | 88.3394 | 136.732 | 202.3653 | 86.6253 | 0 | 0 | 0 | 0 | 0 | 0 | 0 | 0 | 91.6812 | 0 | 169.6252 | 217.8395 | 250.3099 | 164.708 | 0 | 180.8323 | 57.5635 | 47.6072 | 26.427 | 797.8797 | 42.3071 | 128.9689 | 56.2621 | 56.2621 | 105.5097 | 36.2547 | 57.5635 | 42.3071 | 38.993 | 38.993 | 65.8838 | 0 | 0 | 0 | 0 | 36.2547 | 36.2547 | 36.2547 | 58.6678 | 38.993 | 125.062 | 0 | 0 | 25.4249 | 0 | 0 | 0 | 110.7199 | 47.8471 | 138.5202 | 60.5913 | 60.4838 | 25.4249 | 131.4653 | 177.4236 | 38.5749 | 168.8386 | 142.5702 | 604.2971 | 123.7776 | 119.8338 | 147.9387 | 23.5462 | 28.6349 | 28.6349 | 23.5462 | 52.3752 | 86.7528 | 195.3898 | 1825.8355 | 149.0769 | 86.7528 | 81.6041 | 170.3529 | 115.922 | 100.0892 | 97.3523 | 81.6041 | 176.5794 | 74.8126 | 47.8471 | 47.8471 | 167.8542 | 114.3532 | 0 | 0 | 0 | 28.6349 | 28.6349 | 32.8254 | 0 | 0 | 0 | 0 | 0 | 0 | 23.5462 | 47.8471 | 164.0891 | 28.6349 | 36.6215 | 75.5412 | 0 | 0 | 0 | 0 | 0 | 0 | 0 | 0 | 0 | 0 | 0 | 0 | 0 | 0 | 0 | 0 | 0 | 0 | 0 | 0 | 0 | 0 | 0 | 0 | 0 | 0 | 0 | 0 | 0 | 0 | 0 | 0 | 0 | 0 | 0 | 0 | 0 | 0 | 0 | 0 | 0 | 0 | 0 | 0 | 0 | 0 | 0 | 0 | 0 | 0 | 0 | 0 | 0 | 0 | 0 | 0 | 0 | 0 | 0 | 0 | 0 | 0 | 0 | 0 | 0 | 0 | 0 | 0 | 0 | 0 | 0 | 0 | 0 | 0 | 0 | 0 | 0 | 0 | 0 | 0 | 0 | 0 | 0 | 0 | 0 | 0 | 0 | 0 | 0 | 0 | 0 | 0 | 0 | 0 | 0 | 0 | 0 | 0 | 0 | 0 | 0 | 0 | 0 | 0 | 0 | 0 | 0 | 0 | 0 | 2017-01-10 21:00
t0239 | 0 | 129.2828 | 353.4452 | 152.1123 | 40.7718 | 279.6253 | 40.7718 | 584.0212 | 64.17 | 64.17 | 1971.6856 | 71.772 | 85.5796 | 346.2735 | 422.0941 | 62.5396 | 79.4116 | 368.2769 | 231.937 | 369.19 | 0 | 0 | 436.22 | 38.3037 | 38.3037 | 38.3037 | 87.5963 | 168.1078 | 285.0087 | 132.2166 | 350.191 | 92.4081 | 252.7093 | 229.6552 | 288.1085 | 282.0212 | 147.0153 | 599.5953 | 373.765 | 101.8575 | 228.4427 | 284.4526 | 114.5198 | 243.3784 | 445.3894 | 114.5198 | 46.8335 | 303.8744 | 817.9761 | 171.3883 | 189.8131 | 101.5188 | 189.9883 | 46.8335 | 179.5239 | 299.4675 | 104.0696 | 358.854 | 37.7509 | 188.9831 | 37.7509 | 114.5198 | 168.1078 | 66.3603 | 445.3894 | 0 | 0 | 0 | 0 | 0 | 0 | 0 | 0 | 169.9141 | 0 | 0 | 0 | 0 | 263.5504 | 296.8976 | 28.4406 | 34.8325 | 245.6418 | 161.7602 | 12.8408 | 86.8381 | 97.4735 | 276.4258 | 158.5535 | 216.1071 | 101.8195 | 28.4406 | 285.324 | 47.2246 | 267.5447 | 131.1277 | 164.0556 | 50.064 | 94.0211 | 501.9437 | 24.3766 | 158.5362 | 159.2904 | 12.8408 | 12.8408 | 67.1391 | 122.3747 | 67.2252 | 133.4933 | 157.6655 | 88.8917 | 84.8473 | 655.0592 | 118.7674 | 86.8381 | 80.2696 | 80.2696 | 34.5426 | 50.729 | 655.0592 | 383.6755 | 151.1953 | 0 | 0 | 0 | 80.5334 | 97.4735 | 77.8456 | 365.716 | 94.0211 | 0 | 68.9036 | 50.729 | 12.8408 | 66.4558 | 27.1294 | 0 | 0 | 0 | 89.1749 | 0 | 0 | 142.1536 | 0 | 32.9343 | 0 | 0 | 206.8906 | 86.4975 | 27.1294 | 30.4103 | 30.4103 | 71.0525 | 143.8581 | 193.7625 | 140.523 | 299.3787 | 185.5374 | 113.6304 | 264.898 | 240.0464 | 154.4965 | 148.262 | 385.0739 | 183.1414 | 188.2763 | 90.6023 | 85.7625 | 189.2083 | 207.8648 | 76.1056 | 85.7625 | 85.7625 | 149.5701 | 90.6023 | 90.6023 | 90.6023 | 168.3998 | 168.7984 | 168.2855 | 134.8784 | 134.8784 | 104.9024 | 174.1315 | 439.7621 | 155.7549 | 106.2252 | 572.6037 | 177.433 | 106.2252 | 394.2135 | 893.7467 | 144.8011 | 539.2082 | 393.6491 | 177.433 | 106.6238 | 63.7269 | 217.4083 | 54.6243 | 54.6243 | 54.6243 | 166.7918 | 198.6805 | 75.3535 | 126.5118 | 223.498 | 212.0961 | 117.5899 | 117.5899 | 125.7771 | 369.0715 | 54.6243 | 415.111 | 224.4348 | 378.1194 | 141.8349 | 118.2035 | 330.4101 | 95.758 | 179.1485 | 95.758 | 239.2214 | 82.205 | 110.3368 | 66.3603 | 66.3603 | 82.205 | 318.517 | 273.4388 | 150.3538 | 206.3996 | 117.334 | 82.205 | 764.4662 | 189.2046 | 202.5103 | 462.1454 | 730.2034 | 91.1436 | 99.5835 | 164.2175 | 337.8787 | 99.5835 | 58.8804 | 133.1139 | 104.4224 | 94.9882 | 113.0833 | 56.5496 | 56.5496 | 92.336 | 54.776 | 155.9095 | 238.7093 | 110.268 | 179.1485 | 102.5161 | 219.9501 | 182.5223 | 110.268 | 102.5161 | 83.8118 | 249.8907 | 179.2315 | 52.5015 | 30.1177 | 375.9844 | 79.5853 | 269.8964 | 80.4379 | 371.4757 | 872.243 | 44.394 | 283.2772 | 249.8907 | 359.6507 | 80.4379 | 32.9343 | 337.7254 | 272.2147 | 198.382 | 207.8913 | 0 | 85.7625 | 153.6572 | 419.3334 | 0 | 91.1436 | 121.8416 | 189.2083 | 82.2258 | 126.2217 | 189.3632 | 80.29 | 0 | 0 | 0 | 0 | 0 | 0 | 0 | 0 | 86.4975 | 0 | 159.1849 | 207.1756 | 232.1266 | 153.2734 | 0 | 167.5335 | 52.7314 | 44.2076 | 24.3766 | 733.6568 | 39.5042 | 118.9557 | 51.861 | 51.861 | 96.4436 | 33.4433 | 52.7314 | 39.5042 | 36.0985 | 36.0985 | 61.0436 | 0 | 0 | 0 | 0 | 33.4433 | 33.4433 | 33.4433 | 54.3811 | 36.0985 | 116.0526 | 0 | 0 | 23.4962 | 0 | 0 | 0 | 102.5068 | 45.014 | 128.3478 | 57.2686 | 56.1706 | 23.4962 | 123.3466 | 163.4105 | 35.8517 | 158.5857 | 132.7642 | 564.1386 | 115.5679 | 111.9219 | 137.7929 | 21.9764 | 26.7521 | 26.7521 | 21.9764 | 48.3372 | 80.5576 | 181.6432 | 1691.8279 | 137.0674 | 80.5576 | 75.8969 | 156.8694 | 106.9349 | 92.3069 | 89.6497 | 75.8969 | 162.8063 | 69.3972 | 45.014 | 45.014 | 155.6585 | 105.5457 | 0 | 0 | 0 | 26.7521 | 26.7521 | 30.3579 | 0 | 0 | 0 | 0 | 0 | 0 | 21.9764 | 45.014 | 151.8568 | 26.7521 | 34.1375 | 69.761 | 0 | 0 | 0 | 0 | 0 | 0 | 0 | 0 | 0 | 0 | 0 | 0 | 0 | 0 | 0 | 0 | 0 | 0 | 0 | 0 | 0 | 0 | 0 | 0 | 0 | 0 | 0 | 0 | 0 | 0 | 0 | 0 | 0 | 0 | 0 | 0 | 0 | 0 | 0 | 0 | 0 | 0 | 0 | 0 | 0 | 0 | 0 | 0 | 0 | 0 | 0 | 0 | 0 | 0 | 0 | 0 | 0 | 0 | 0 | 0 | 0 | 0 | 0 | 0 | 0 | 0 | 0 | 0 | 0 | 0 | 0 | 0 | 0 | 0 | 0 | 0 | 0 | 0 | 0 | 0 | 0 | 0 | 0 | 0 | 0 | 0 | 0 | 0 | 0 | 0 | 0 | 0 | 0 | 0 | 0 | 0 | 0 | 0 | 0 | 0 | 0 | 0 | 0 | 0 | 0 | 0 | 0 | 0 | 0 | 2017-01-10 22:00
t0240 | 0 | 123.2875 | 331.441 | 145.0353 | 38.0051 | 261.5099 | 38.0051 | 572.5659 | 60.1736 | 60.1736 | 1862.1309 | 66.4824 | 81.3321 | 332.0708 | 403.4309 | 59.8223 | 74.9311 | 348.6987 | 218.8721 | 355.5076 | 0 | 0 | 409.8205 | 36.2658 | 36.2658 | 36.2658 | 83.6068 | 160.0011 | 274.2539 | 123.693 | 331.2199 | 86.9359 | 242.3064 | 220.6062 | 273.4287 | 266.1529 | 140.2018 | 583.9682 | 359.5027 | 96.9888 | 220.3479 | 269.9089 | 109.4189 | 232.4311 | 427.5361 | 109.4189 | 44.6237 | 289.346 | 781.0736 | 164.4762 | 179.6127 | 95.8867 | 181.7929 | 44.6237 | 170.9107 | 287.8462 | 99.3129 | 339.0455 | 35.5091 | 181.7264 | 35.5091 | 109.4189 | 160.0011 | 63.0082 | 427.5361 | 0 | 0 | 0 | 0 | 0 | 0 | 0 | 0 | 161.4643 | 0 | 0 | 0 | 0 | 250.3957 | 281.1463 | 26.9925 | 32.433 | 228.7957 | 152.6684 | 12.0283 | 81.4298 | 91.5788 | 260.8745 | 150.458 | 205.2176 | 94.637 | 26.9925 | 265.6231 | 44.2848 | 251.7281 | 122.9774 | 155.0779 | 47.0843 | 88.4837 | 470.5496 | 22.5772 | 149.6491 | 149.1525 | 12.0283 | 12.0283 | 62.5641 | 116.304 | 63.2212 | 125.4289 | 149.4343 | 81.8711 | 76.8917 | 603.6823 | 109.9748 | 81.4298 | 75.7237 | 75.7237 | 32.4325 | 46.8307 | 603.6823 | 357.2252 | 143.2278 | 0 | 0 | 0 | 76.0826 | 91.5788 | 73.534 | 343.1836 | 88.4837 | 0 | 65.0852 | 46.8307 | 12.0283 | 61.7846 | 25.2071 | 0 | 0 | 0 | 84.2452 | 0 | 0 | 133.8771 | 0 | 30.6597 | 0 | 0 | 195.7249 | 82.9121 | 25.2071 | 28.6593 | 28.6593 | 66.0429 | 134.583 | 180.686 | 132.0012 | 282.6639 | 176.1178 | 107.0517 | 250.3122 | 224.782 | 144.19 | 139.6849 | 358.1928 | 173.1932 | 174.9729 | 85.9542 | 81.2162 | 177.93 | 193.884 | 71.217 | 81.2162 | 81.2162 | 139.067 | 85.9542 | 85.9542 | 85.9542 | 157.1667 | 159.8081 | 156.4354 | 126.3094 | 126.3094 | 98.1396 | 161.4949 | 415.615 | 149.0686 | 98.5218 | 531.9981 | 167.4872 | 98.5218 | 361.1564 | 836.2929 | 134.3611 | 502.4361 | 369.9613 | 167.4872 | 99.7806 | 59.7899 | 201.9557 | 51.6527 | 51.6527 | 51.6527 | 155.5526 | 183.6019 | 69.652 | 121.6479 | 211.0911 | 201.8458 | 112.2085 | 112.2085 | 118.3342 | 354.0564 | 51.6527 | 387.5718 | 213.0324 | 358.6054 | 134.7771 | 111.7982 | 305.4304 | 90.1943 | 171.9323 | 90.1943 | 225.1673 | 76.8079 | 104.6379 | 63.0082 | 63.0082 | 76.8079 | 306.4238 | 261.6798 | 141.3179 | 192.937 | 112.059 | 76.8079 | 737.8486 | 179.2988 | 189.1507 | 432.6843 | 680.7764 | 86.3735 | 94.6019 | 152.6805 | 317.6102 | 94.6019 | 55.4355 | 125.1143 | 99.421 | 89.6667 | 105.6896 | 53.4697 | 53.4697 | 87.5351 | 51.3277 | 146.3825 | 225.8288 | 103.7704 | 171.9323 | 96.5183 | 205.6028 | 173.1223 | 103.7704 | 96.5183 | 78.198 | 232.5688 | 170.1587 | 50.2766 | 28.1427 | 355.0549 | 74.6643 | 252.1244 | 75.3273 | 351.145 | 827.1702 | 41.8585 | 265.1299 | 232.5688 | 335.7143 | 75.3273 | 30.6597 | 331.9369 | 254.4647 | 189.0217 | 200.0987 | 0 | 81.2162 | 145.28 | 393.3416 | 0 | 86.3735 | 114.6973 | 177.93 | 77.2088 | 117.0448 | 179.2941 | 74.9145 | 0 | 0 | 0 | 0 | 0 | 0 | 0 | 0 | 82.9121 | 0 | 151.3733 | 200.9359 | 216.7213 | 143.8723 | 0 | 156.2083 | 48.3003 | 41.3684 | 22.5772 | 675.8992 | 37.2821 | 110.1291 | 47.9759 | 47.9759 | 88.0312 | 30.9724 | 48.3003 | 37.2821 | 33.6232 | 33.6232 | 56.9286 | 0 | 0 | 0 | 0 | 30.9724 | 30.9724 | 30.9724 | 50.7476 | 33.6232 | 108.4841 | 0 | 0 | 21.8181 | 0 | 0 | 0 | 95.4775 | 42.9643 | 119.6868 | 55.034 | 52.5705 | 21.8181 | 117.2566 | 150.9338 | 33.5959 | 150.9951 | 124.7667 | 532.1268 | 109.0511 | 105.6624 | 129.5404 | 20.7252 | 25.2675 | 25.2675 | 20.7252 | 44.7995 | 75.3771 | 170.271 | 1577.262 | 126.2754 | 75.3771 | 71.189 | 144.8308 | 99.0347 | 85.4636 | 82.8008 | 71.189 | 150.6499 | 64.8222 | 42.9643 | 42.9643 | 145.356 | 97.8201 | 0 | 0 | 0 | 25.2675 | 25.2675 | 28.2289 | 0 | 0 | 0 | 0 | 0 | 0 | 20.7252 | 42.9643 | 141.3411 | 25.2675 | 32.1334 | 64.7242 | 0 | 0 | 0 | 0 | 0 | 0 | 0 | 0 | 0 | 0 | 0 | 0 | 0 | 0 | 0 | 0 | 0 | 0 | 0 | 0 | 0 | 0 | 0 | 0 | 0 | 0 | 0 | 0 | 0 | 0 | 0 | 0 | 0 | 0 | 0 | 0 | 0 | 0 | 0 | 0 | 0 | 0 | 0 | 0 | 0 | 0 | 0 | 0 | 0 | 0 | 0 | 0 | 0 | 0 | 0 | 0 | 0 | 0 | 0 | 0 | 0 | 0 | 0 | 0 | 0 | 0 | 0 | 0 | 0 | 0 | 0 | 0 | 0 | 0 | 0 | 0 | 0 | 0 | 0 | 0 | 0 | 0 | 0 | 0 | 0 | 0 | 0 | 0 | 0 | 0 | 0 | 0 | 0 | 0 | 0 | 0 | 0 | 0 | 0 | 0 | 0 | 0 | 0 | 0 | 0 | 0 | 0 | 0 | 0 | 2017-01-10 23:00
t0241 | 0 | 121.9403 | 314.6737 | 143.158 | 35.4743 | 246.4763 | 35.4743 | 601.9438 | 57.3263 | 57.3263 | 1812.8439 | 61.1779 | 79.5758 | 332.8469 | 400.4519 | 59.4273 | 72.122 | 338.6283 | 210.7751 | 359.0081 | 0 | 0 | 391.1379 | 35.1739 | 35.1739 | 35.1739 | 82.7454 | 157.341 | 276.5996 | 117.6354 | 321.6759 | 83.1603 | 242.3226 | 221.5327 | 266.8439 | 256.4009 | 138.3467 | 605.4942 | 363.0496 | 95.4259 | 223.4385 | 263.7632 | 108.6014 | 230.4332 | 431.0576 | 108.6014 | 43.8972 | 284.7329 | 774.0603 | 164.8148 | 174.4564 | 92.4821 | 180.9471 | 43.8972 | 168.0168 | 289.4611 | 98.1627 | 328.1131 | 33.893 | 182.9472 | 33.893 | 108.6014 | 157.341 | 61.602 | 431.0576 | 0 | 0 | 0 | 0 | 0 | 0 | 0 | 0 | 158.0807 | 0 | 0 | 0 | 0 | 245.2437 | 272.9084 | 26.3049 | 30.0883 | 213.4222 | 146.7712 | 11.3493 | 77.042 | 86.9529 | 251.5365 | 146.8935 | 200.5976 | 87.626 | 26.3049 | 248.0577 | 41.8749 | 240.7605 | 116.3689 | 149.6713 | 44.8537 | 84.4807 | 446.3509 | 20.6655 | 143.9999 | 140.6499 | 11.3493 | 11.3493 | 58.3381 | 113.8823 | 60.2566 | 119.2851 | 145.4063 | 74.4205 | 67.2063 | 549.9994 | 100.6844 | 77.042 | 72.7095 | 72.7095 | 30.7792 | 42.6202 | 549.9994 | 333.4602 | 138.9017 | 0 | 0 | 0 | 73.2918 | 86.9529 | 70.8578 | 325.7506 | 84.4807 | 0 | 62.6976 | 42.6202 | 11.3493 | 57.3855 | 23.3331 | 0 | 0 | 0 | 81.3035 | 0 | 0 | 128.2521 | 0 | 28.4553 | 0 | 0 | 189.5173 | 82.8134 | 23.3331 | 27.4729 | 27.4729 | 61.006 | 126.7407 | 168.9823 | 125.5063 | 273.2331 | 172.0025 | 102.6687 | 241.7234 | 213.2998 | 135.0679 | 133.902 | 335.9769 | 167.6901 | 162.0887 | 83.9985 | 78.9332 | 170.1898 | 181.16 | 67.1369 | 78.9332 | 78.9332 | 129.2967 | 83.9985 | 83.9985 | 83.9985 | 147.2292 | 155.2892 | 145.1207 | 119.2797 | 119.2797 | 92.4956 | 149.4606 | 401.9839 | 148.6433 | 90.911 | 499.3701 | 161.7069 | 90.911 | 325.613 | 795.2726 | 123.9221 | 470.6807 | 353.1378 | 161.7069 | 94.2916 | 56.7377 | 186.6734 | 49.9459 | 49.9459 | 49.9459 | 145.282 | 168.1521 | 63.573 | 122.3447 | 203.6631 | 198.3255 | 111.011 | 111.011 | 113.2231 | 354.2285 | 49.9459 | 364.011 | 208.0566 | 349.5157 | 131.9415 | 108.1207 | 281.1002 | 86.4499 | 172.4827 | 86.4499 | 215.9357 | 72.2693 | 102.1675 | 61.602 | 61.602 | 72.2693 | 309.2809 | 260.7056 | 135.0241 | 181.869 | 111.1519 | 72.2693 | 750.3861 | 174.3979 | 178.4576 | 410.5068 | 642.982 | 84.0223 | 92.5677 | 141.6989 | 303.3654 | 92.5677 | 52.9877 | 119.3804 | 97.8173 | 86.3847 | 99.331 | 51.774 | 51.774 | 85.3258 | 48.5838 | 140.0062 | 219.2008 | 99.2085 | 172.4827 | 92.5174 | 194.0613 | 168.7279 | 99.2085 | 92.5174 | 73.0807 | 217.4459 | 166.3958 | 50.0714 | 26.3719 | 342.2648 | 70.8025 | 236.9421 | 71.1222 | 339.0224 | 809.0363 | 40.1415 | 249.4784 | 217.4459 | 315.7119 | 71.1222 | 28.4553 | 351.177 | 239.4875 | 186.5966 | 202.0015 | 0 | 78.9332 | 140.3394 | 377.8843 | 0 | 84.0223 | 109.8601 | 170.1898 | 73.7346 | 107.5195 | 173.9106 | 70.1109 | 0 | 0 | 0 | 0 | 0 | 0 | 0 | 0 | 82.8134 | 0 | 148.4608 | 206.2352 | 204.0509 | 137.225 | 0 | 145.9667 | 43.0406 | 38.9671 | 20.6655 | 614.8293 | 35.8787 | 101.4478 | 43.87 | 43.87 | 77.7243 | 28.4373 | 43.0406 | 35.8787 | 31.2528 | 31.2528 | 53.1307 | 0 | 0 | 0 | 0 | 28.4373 | 28.4373 | 28.4373 | 47.4769 | 31.2528 | 101.9399 | 0 | 0 | 20.2659 | 0 | 0 | 0 | 88.9299 | 42.5288 | 112.0023 | 55.4546 | 49.5643 | 20.2659 | 114.8756 | 138.309 | 31.7279 | 148.6965 | 119.0618 | 513.6294 | 104.9688 | 101.8384 | 123.6115 | 19.9286 | 24.3731 | 24.3731 | 19.9286 | 41.2248 | 71.1216 | 161.1826 | 1485.9942 | 114.5793 | 71.1216 | 67.6053 | 132.9823 | 90.9804 | 78.2581 | 75.5207 | 67.6053 | 138.243 | 61.043 | 42.5288 | 42.5288 | 136.2549 | 90.3058 | 0 | 0 | 0 | 24.3731 | 24.3731 | 26.1835 | 0 | 0 | 0 | 0 | 0 | 0 | 19.9286 | 42.5288 | 131.721 | 24.3731 | 30.7446 | 59.6138 | 0 | 0 | 0 | 0 | 0 | 0 | 0 | 0 | 0 | 0 | 0 | 0 | 0 | 0 | 0 | 0 | 0 | 0 | 0 | 0 | 0 | 0 | 0 | 0 | 0 | 0 | 0 | 0 | 0 | 0 | 0 | 0 | 0 | 0 | 0 | 0 | 0 | 0 | 0 | 0 | 0 | 0 | 0 | 0 | 0 | 0 | 0 | 0 | 0 | 0 | 0 | 0 | 0 | 0 | 0 | 0 | 0 | 0 | 0 | 0 | 0 | 0 | 0 | 0 | 0 | 0 | 0 | 0 | 0 | 0 | 0 | 0 | 0 | 0 | 0 | 0 | 0 | 0 | 0 | 0 | 0 | 0 | 0 | 0 | 0 | 0 | 0 | 0 | 0 | 0 | 0 | 0 | 0 | 0 | 0 | 0 | 0 | 0 | 0 | 0 | 0 | 0 | 0 | 0 | 0 | 0 | 0 | 0 | 0 | 2017-01-11
t0242 | 0 | 122.6871 | 303.5719 | 143.7635 | 33.5998 | 235.9271 | 33.5998 | 641.0239 | 55.4912 | 55.4912 | 1794.2017 | 57.014 | 79.22 | 339.2461 | 404.3762 | 60.061 | 70.6006 | 334.5294 | 206.4346 | 368.5786 | 0 | 0 | 379.4355 | 34.7065 | 34.7065 | 34.7065 | 83.3131 | 157.4153 | 283.6218 | 113.6211 | 317.7365 | 80.8726 | 246.4797 | 226.2291 | 264.9529 | 251.2125 | 138.8999 | 636.9097 | 372.6595 | 95.5244 | 230.2842 | 262.2127 | 109.6501 | 232.4011 | 441.6894 | 109.6501 | 43.941 | 285.0717 | 780.3787 | 167.9637 | 172.3531 | 90.7276 | 183.2094 | 43.941 | 168.056 | 295.9946 | 98.7173 | 322.9442 | 32.8894 | 187.271 | 32.8894 | 109.6501 | 157.4153 | 61.2737 | 441.6894 | 0 | 0 | 0 | 0 | 0 | 0 | 0 | 0 | 157.4662 | 0 | 0 | 0 | 0 | 244.3693 | 269.5008 | 26.0839 | 28.3119 | 201.9779 | 143.5183 | 10.8792 | 74.0675 | 83.9243 | 246.654 | 145.9038 | 199.4967 | 82.2556 | 26.0839 | 235.0057 | 40.2358 | 234.1091 | 111.8965 | 146.9483 | 43.4413 | 82.0109 | 430.2002 | 19.1496 | 140.9364 | 134.7333 | 10.8792 | 10.8792 | 55.194 | 113.4567 | 58.3876 | 115.315 | 143.9418 | 68.3603 | 58.8063 | 506.5347 | 93.3153 | 74.0675 | 71.0077 | 71.0077 | 29.6889 | 39.2215 | 506.5347 | 315.7846 | 137.0569 | 0 | 0 | 0 | 71.8207 | 83.9243 | 69.4536 | 314.2336 | 82.0109 | 0 | 61.4371 | 39.2215 | 10.8792 | 54.0462 | 21.895 | 0 | 0 | 0 | 79.8108 | 0 | 0 | 124.9295 | 0 | 26.786 | 0 | 0 | 186.6757 | 84.1356 | 21.895 | 26.7815 | 26.7815 | 57.1264 | 121.2232 | 160.386 | 121.2954 | 268.5978 | 170.9065 | 100.1243 | 237.4385 | 205.6089 | 128.4304 | 130.5246 | 319.6723 | 165.1544 | 152.2273 | 83.5032 | 78.0385 | 165.4823 | 171.7926 | 64.2847 | 78.0385 | 78.0385 | 121.903 | 83.5032 | 83.5032 | 83.5032 | 139.9996 | 153.4961 | 136.4997 | 114.4289 | 114.4289 | 88.5409 | 140.165 | 395.4601 | 150.7506 | 84.9938 | 475.3723 | 158.7764 | 84.9938 | 296.0542 | 768.103 | 115.8092 | 447.4295 | 342.6376 | 158.7764 | 90.5056 | 54.7154 | 174.8964 | 49.1287 | 49.1287 | 49.1287 | 137.7056 | 155.8347 | 58.7033 | 125.1274 | 199.861 | 198.264 | 111.7301 | 111.7301 | 110.1359 | 360.4717 | 49.1287 | 347.0792 | 206.7313 | 346.573 | 131.4175 | 106.3718 | 261.8876 | 84.255 | 175.9564 | 84.255 | 210.5344 | 69.0445 | 101.4751 | 61.2737 | 61.2737 | 69.0445 | 317.3304 | 264.1921 | 131.137 | 174.0905 | 112.1528 | 69.0445 | 775.4052 | 172.5733 | 170.9483 | 395.6196 | 616.3541 | 83.1526 | 92.1547 | 133.3463 | 294.5446 | 92.1547 | 51.4997 | 115.7905 | 97.9151 | 84.6441 | 94.7952 | 50.9926 | 50.9926 | 84.6097 | 46.722 | 136.082 | 216.4134 | 96.4331 | 175.9564 | 90.1665 | 186.0045 | 167.3052 | 96.4331 | 90.1665 | 69.3204 | 206.2411 | 165.5376 | 50.7307 | 25.0916 | 335.5869 | 68.2301 | 226.0855 | 68.2176 | 332.9664 | 804.8399 | 39.1501 | 238.4451 | 206.2411 | 301.404 | 68.2176 | 26.786 | 376.0116 | 228.8807 | 187.3816 | 207.3103 | 0 | 78.0385 | 137.9087 | 368.8103 | 0 | 83.1526 | 106.9876 | 165.4823 | 71.564 | 100.0412 | 171.6138 | 66.5998 | 0 | 0 | 0 | 0 | 0 | 0 | 0 | 0 | 84.1356 | 0 | 148.1426 | 214.9575 | 195.0452 | 133.012 | 0 | 138.4179 | 38.6208 | 37.2817 | 19.1496 | 565.2373 | 35.1177 | 94.6359 | 40.5978 | 40.5978 | 68.9475 | 26.4377 | 38.6208 | 35.1177 | 29.4689 | 29.4689 | 50.3218 | 0 | 0 | 0 | 0 | 26.4377 | 26.4377 | 26.4377 | 45.0845 | 29.4689 | 97.2718 | 0 | 0 | 19.0829 | 0 | 0 | 0 | 84.0328 | 42.8272 | 106.3708 | 56.8042 | 47.4656 | 19.0829 | 114.5075 | 128.239 | 30.4434 | 148.9716 | 115.4903 | 504.1244 | 102.7608 | 99.8294 | 119.9071 | 19.4878 | 23.9132 | 23.9132 | 19.4878 | 38.4234 | 68.1596 | 155.0314 | 1420.8904 | 105.0506 | 68.1596 | 65.2403 | 123.5518 | 84.6339 | 72.5427 | 69.6702 | 65.2403 | 128.4223 | 58.3648 | 42.8272 | 42.8272 | 129.666 | 84.4561 | 0 | 0 | 0 | 23.9132 | 23.9132 | 24.6261 | 0 | 0 | 0 | 0 | 0 | 0 | 19.4878 | 42.8272 | 124.519 | 23.9132 | 29.9085 | 55.6292 | 0 | 0 | 0 | 0 | 0 | 0 | 0 | 0 | 0 | 0 | 0 | 0 | 0 | 0 | 0 | 0 | 0 | 0 | 0 | 0 | 0 | 0 | 0 | 0 | 0 | 0 | 0 | 0 | 0 | 0 | 0 | 0 | 0 | 0 | 0 | 0 | 0 | 0 | 0 | 0 | 0 | 0 | 0 | 0 | 0 | 0 | 0 | 0 | 0 | 0 | 0 | 0 | 0 | 0 | 0 | 0 | 0 | 0 | 0 | 0 | 0 | 0 | 0 | 0 | 0 | 0 | 0 | 0 | 0 | 0 | 0 | 0 | 0 | 0 | 0 | 0 | 0 | 0 | 0 | 0 | 0 | 0 | 0 | 0 | 0 | 0 | 0 | 0 | 0 | 0 | 0 | 0 | 0 | 0 | 0 | 0 | 0 | 0 | 0 | 0 | 0 | 0 | 0 | 0 | 0 | 0 | 0 | 0 | 0 | 2017-01-11 01:00
t0243 | 0 | 125.5615 | 301.1088 | 147.0916 | 32.8926 | 232.6729 | 32.8926 | 682.6945 | 55.0512 | 55.0512 | 1805.3779 | 55.0044 | 80.5995 | 350.3586 | 415.4009 | 61.7795 | 70.8932 | 338.1012 | 207.3313 | 383.0758 | 0 | 0 | 377.801 | 35.073 | 35.073 | 35.073 | 85.3885 | 160.5722 | 294.4644 | 112.206 | 320.5231 | 80.7425 | 254.4976 | 234.2585 | 268.9083 | 252.3379 | 142.1598 | 672.6013 | 386.6285 | 97.5141 | 239.9403 | 266.0486 | 112.5764 | 238.4233 | 456.821 | 112.5764 | 44.9052 | 291.004 | 800.415 | 173.6645 | 174.0067 | 91.2758 | 188.5495 | 44.9052 | 171.5007 | 306.7925 | 101.1475 | 325.1087 | 32.8219 | 194.2279 | 32.8219 | 112.5764 | 160.5722 | 62.2403 | 456.821 | 0 | 0 | 0 | 0 | 0 | 0 | 0 | 0 | 160.1815 | 0 | 0 | 0 | 0 | 248.5024 | 272.4303 | 26.4742 | 27.6372 | 197.4053 | 144.1661 | 10.7637 | 73.4458 | 83.5445 | 247.7718 | 148.0545 | 202.6889 | 79.9847 | 26.4742 | 229.4785 | 39.8988 | 233.7773 | 110.9865 | 148.0527 | 43.336 | 81.923 | 426.4335 | 18.4568 | 141.6181 | 133.1958 | 10.7637 | 10.7637 | 53.9937 | 115.4391 | 58.2427 | 114.819 | 145.7446 | 65.019 | 53.3276 | 482.591 | 89.897 | 73.4458 | 71.2657 | 71.2657 | 29.5171 | 37.5034 | 482.591 | 308.4166 | 138.6352 | 0 | 0 | 0 | 72.2806 | 83.5445 | 69.8833 | 312.0878 | 81.923 | 0 | 61.8129 | 37.5034 | 10.7637 | 52.6013 | 21.2748 | 0 | 0 | 0 | 80.3253 | 0 | 0 | 124.9825 | 0 | 26.1385 | 0 | 0 | 188.3674 | 86.8322 | 21.2748 | 26.8274 | 26.8274 | 55.539 | 119.6209 | 157.165 | 120.7154 | 270.0618 | 173.5184 | 100.2362 | 239.0739 | 203.3793 | 126.0794 | 130.679 | 311.7802 | 166.5406 | 147.9936 | 84.6979 | 78.8956 | 165.0884 | 168.4107 | 63.4719 | 78.8956 | 78.8956 | 118.6751 | 84.6979 | 84.6979 | 84.6979 | 137.4388 | 155.1092 | 132.7957 | 113.1616 | 113.1616 | 87.3772 | 135.6699 | 398.3212 | 155.1975 | 82.2477 | 462.5634 | 159.5669 | 82.2477 | 277.798 | 758.8149 | 112.1678 | 437.8457 | 341.3979 | 159.5669 | 89.3876 | 54.3224 | 169.8316 | 49.5314 | 49.5314 | 49.5314 | 134.9529 | 149.4827 | 56.3135 | 129.7685 | 201.0582 | 202.2005 | 114.4695 | 114.4695 | 109.9696 | 372.4957 | 49.5314 | 341.0724 | 209.8772 | 351.3147 | 133.676 | 107.2871 | 251.5566 | 84.3129 | 181.9401 | 84.3129 | 210.4176 | 67.9586 | 102.8595 | 62.2403 | 62.2403 | 67.9586 | 329.3317 | 271.9521 | 130.69 | 171.5327 | 115.0634 | 67.9586 | 808.6382 | 174.6851 | 168.1868 | 391.1971 | 604.2677 | 84.1732 | 93.6931 | 129.7807 | 293.5994 | 93.6931 | 51.4871 | 115.3872 | 99.9373 | 85.0633 | 93.3489 | 51.4068 | 51.4068 | 85.7065 | 46.2675 | 135.3545 | 218.3954 | 96.3307 | 181.9401 | 90.1572 | 183.2896 | 169.6275 | 96.3307 | 90.1572 | 67.9976 | 201.2964 | 168.117 | 52.2764 | 24.6926 | 337.487 | 67.7296 | 222.4168 | 67.4606 | 335.4688 | 815.8154 | 39.2535 | 235.481 | 201.2964 | 296.0879 | 67.4606 | 26.1385 | 401.6603 | 225.4981 | 191.4976 | 215.3185 | 0 | 78.8956 | 139.0033 | 366.3009 | 0 | 84.1732 | 106.9454 | 165.0884 | 71.1879 | 96.7144 | 173.4366 | 65.3416 | 0 | 0 | 0 | 0 | 0 | 0 | 0 | 0 | 86.8322 | 0 | 150.8796 | 225.7364 | 191.701 | 132.2177 | 0 | 135.5945 | 36.1382 | 36.8088 | 18.4568 | 538.0017 | 35.2746 | 91.208 | 39.024 | 39.024 | 63.8421 | 25.4876 | 36.1382 | 35.2746 | 28.7921 | 28.7921 | 49.3097 | 0 | 0 | 0 | 0 | 25.4876 | 25.4876 | 25.4876 | 44.2441 | 28.7921 | 95.8199 | 0 | 0 | 18.5265 | 0 | 0 | 0 | 82.1193 | 43.8947 | 104.242 | 58.8534 | 46.8795 | 18.5265 | 116.5583 | 122.8893 | 30.1444 | 152.0581 | 115.0562 | 505.9595 | 103.1933 | 100.3437 | 119.5389 | 19.5484 | 24.057 | 24.057 | 19.5484 | 37.1126 | 67.2921 | 153.6326 | 1392.6258 | 99.9461 | 67.2921 | 64.7418 | 118.3238 | 81.5997 | 69.8702 | 66.7113 | 64.7418 | 123.5738 | 57.4185 | 43.8947 | 43.8947 | 127.4424 | 81.6066 | 0 | 0 | 0 | 24.057 | 24.057 | 23.9726 | 0 | 0 | 0 | 0 | 0 | 0 | 19.5484 | 43.8947 | 121.5117 | 24.057 | 29.8909 | 53.8587 | 0 | 0 | 0 | 0 | 0 | 0 | 0 | 0 | 0 | 0 | 0 | 0 | 0 | 0 | 0 | 0 | 0 | 0 | 0 | 0 | 0 | 0 | 0 | 0 | 0 | 0 | 0 | 0 | 0 | 0 | 0 | 0 | 0 | 0 | 0 | 0 | 0 | 0 | 0 | 0 | 0 | 0 | 0 | 0 | 0 | 0 | 0 | 0 | 0 | 0 | 0 | 0 | 0 | 0 | 0 | 0 | 0 | 0 | 0 | 0 | 0 | 0 | 0 | 0 | 0 | 0 | 0 | 0 | 0 | 0 | 0 | 0 | 0 | 0 | 0 | 0 | 0 | 0 | 0 | 0 | 0 | 0 | 0 | 0 | 0 | 0 | 0 | 0 | 0 | 0 | 0 | 0 | 0 | 0 | 0 | 0 | 0 | 0 | 0 | 0 | 0 | 0 | 0 | 0 | 0 | 0 | 0 | 0 | 0 | 2017-01-11 02:00
t0244 | 0 | 130.0807 | 306.8398 | 152.5448 | 33.3282 | 236.4553 | 33.3282 | 722.2067 | 55.9532 | 55.9532 | 1843.6907 | 55.1889 | 83.4086 | 364.6105 | 431.7113 | 64.2973 | 72.8111 | 348.3023 | 212.9182 | 400.4938 | 0 | 0 | 385.6008 | 36.1599 | 36.1599 | 36.1599 | 88.6169 | 166.2071 | 307.6213 | 113.3925 | 329.2187 | 82.6037 | 265.1701 | 244.4569 | 277.7701 | 259.1163 | 147.5311 | 708.348 | 403.1218 | 101.0147 | 251.1158 | 274.4154 | 116.9045 | 247.5032 | 474.5776 | 116.9045 | 46.6001 | 301.4041 | 830.832 | 181.0757 | 178.9372 | 93.8654 | 196.1211 | 46.6001 | 177.6768 | 320.3081 | 105.0227 | 333.7863 | 33.6151 | 202.8329 | 33.6151 | 116.9045 | 166.2071 | 64.2866 | 474.5776 | 0 | 0 | 0 | 0 | 0 | 0 | 0 | 0 | 165.6422 | 0 | 0 | 0 | 0 | 256.7723 | 280.8255 | 27.3775 | 28.0349 | 199.6237 | 148.289 | 10.9834 | 75.0316 | 85.6079 | 254.2712 | 152.8443 | 209.455 | 80.787 | 27.3775 | 231.486 | 40.7811 | 239.2656 | 113.4145 | 152.5161 | 44.4292 | 84.0111 | 434.4349 | 18.5867 | 145.6347 | 135.8123 | 10.9834 | 10.9834 | 54.6979 | 119.4033 | 59.6817 | 117.5378 | 150.3359 | 64.5482 | 51.1585 | 479.2827 | 90.4435 | 75.0316 | 73.2764 | 73.2764 | 30.1993 | 37.5066 | 479.2827 | 311.33 | 143.1494 | 0 | 0 | 0 | 74.4437 | 85.6079 | 71.9337 | 318.7291 | 84.0111 | 0 | 63.6349 | 37.5066 | 10.9834 | 53.0501 | 21.469 | 0 | 0 | 0 | 82.6154 | 0 | 0 | 128.113 | 0 | 26.4898 | 0 | 0 | 194.0112 | 90.4879 | 21.469 | 27.5399 | 27.5399 | 56.2046 | 121.7647 | 159.2129 | 123.5052 | 276.9884 | 179.2338 | 102.7639 | 245.9352 | 206.4485 | 127.9017 | 134.0395 | 312.6583 | 171.3639 | 149.3609 | 87.3179 | 81.2645 | 168.7012 | 170.8545 | 64.6098 | 81.2645 | 81.2645 | 119.6246 | 87.3179 | 87.3179 | 87.3179 | 139.4239 | 159.6724 | 133.9932 | 115.3031 | 115.3031 | 88.8913 | 136.0928 | 409.4691 | 161.3115 | 82.7047 | 461.8335 | 163.6935 | 82.7047 | 272.0887 | 767.3369 | 113.0037 | 441.9273 | 348.7877 | 163.6935 | 90.842 | 55.46 | 171.4356 | 51.0025 | 51.0025 | 51.0025 | 136.8971 | 149.3084 | 56.4454 | 135.5948 | 206.6918 | 209.3606 | 118.7596 | 118.7596 | 112.4988 | 388.4745 | 51.0025 | 345.7443 | 216.7673 | 362.5636 | 138.2296 | 110.529 | 250.6016 | 86.4232 | 189.5773 | 86.4232 | 215.176 | 68.9534 | 106.0046 | 64.2866 | 64.2866 | 68.9534 | 343.6694 | 282.7835 | 133.4546 | 174.0524 | 119.41 | 68.9534 | 845.8419 | 180.1631 | 170.1272 | 396.9514 | 607.2602 | 86.8099 | 96.8472 | 130.9824 | 299.9846 | 96.8472 | 52.8181 | 117.946 | 103.4989 | 87.409 | 94.8817 | 52.8711 | 52.8711 | 88.3474 | 47.1493 | 137.6825 | 224.5486 | 98.6796 | 189.5773 | 92.2962 | 185.7992 | 175.1163 | 98.6796 | 92.2962 | 69.0384 | 202.6885 | 173.5668 | 54.4596 | 25.1377 | 347.0056 | 69.1726 | 225.7312 | 68.7456 | 345.4865 | 839.6648 | 40.3406 | 240.1688 | 202.6885 | 299.6427 | 68.7456 | 26.4898 | 425.2883 | 229.0956 | 198.2313 | 224.929 | 0 | 81.2645 | 143.1864 | 370.3841 | 0 | 86.8099 | 109.4999 | 168.7012 | 72.5126 | 97.522 | 178.8163 | 66.2779 | 0 | 0 | 0 | 0 | 0 | 0 | 0 | 0 | 90.4879 | 0 | 156.1097 | 237.2196 | 193.9528 | 134.6679 | 0 | 137.3966 | 35.6942 | 37.4923 | 18.5867 | 534.3436 | 36.2515 | 91.2733 | 39.1697 | 39.1697 | 62.6457 | 25.5998 | 35.6942 | 36.2515 | 29.195 | 29.195 | 50.0435 | 0 | 0 | 0 | 0 | 25.5998 | 25.5998 | 25.5998 | 44.9103 | 29.195 | 97.4592 | 0 | 0 | 18.6096 | 0 | 0 | 0 | 83.1372 | 45.5499 | 105.5543 | 61.3276 | 47.7376 | 18.6096 | 120.593 | 122.4818 | 30.7741 | 157.3877 | 117.5462 | 518.0798 | 105.9902 | 103.1072 | 122.2617 | 20.0609 | 24.7361 | 24.7361 | 20.0609 | 37.3071 | 68.4366 | 156.7231 | 1401.9592 | 99.455 | 68.4366 | 66.0085 | 117.5773 | 81.9252 | 70.258 | 66.719 | 66.0085 | 123.8113 | 58.1708 | 45.5499 | 45.5499 | 129.4434 | 81.8296 | 0 | 0 | 0 | 24.7361 | 24.7361 | 24.2155 | 0 | 0 | 0 | 0 | 0 | 0 | 20.0609 | 45.5499 | 122.6814 | 24.7361 | 30.6228 | 54.2971 | 0 | 0 | 0 | 0 | 0 | 0 | 0 | 0 | 0 | 0 | 0 | 0 | 0 | 0 | 0 | 0 | 0 | 0 | 0 | 0 | 0 | 0 | 0 | 0 | 0 | 0 | 0 | 0 | 0 | 0 | 0 | 0 | 0 | 0 | 0 | 0 | 0 | 0 | 0 | 0 | 0 | 0 | 0 | 0 | 0 | 0 | 0 | 0 | 0 | 0 | 0 | 0 | 0 | 0 | 0 | 0 | 0 | 0 | 0 | 0 | 0 | 0 | 0 | 0 | 0 | 0 | 0 | 0 | 0 | 0 | 0 | 0 | 0 | 0 | 0 | 0 | 0 | 0 | 0 | 0 | 0 | 0 | 0 | 0 | 0 | 0 | 0 | 0 | 0 | 0 | 0 | 0 | 0 | 0 | 0 | 0 | 0 | 0 | 0 | 0 | 0 | 0 | 0 | 0 | 0 | 0 | 0 | 0 | 0 | 2017-01-11 03:00
t0245 | 0 | 139.1224 | 324.2918 | 163.1904 | 35.0557 | 249.3661 | 35.0557 | 783.4303 | 59.0889 | 59.0889 | 1956.0314 | 57.6673 | 89.0661 | 391.2199 | 462.5195 | 68.9342 | 77.351 | 370.8854 | 226.1964 | 430.868 | 0 | 0 | 408.0831 | 38.513 | 38.513 | 38.513 | 94.8556 | 177.59 | 330.8066 | 119.4035 | 350.1009 | 87.5371 | 284.6124 | 262.6547 | 296.2907 | 275.2766 | 157.8698 | 766.1411 | 433.1921 | 107.9756 | 270.382 | 292.5626 | 125.2028 | 265.0024 | 509.0987 | 125.2028 | 49.8496 | 322.1575 | 889.5102 | 194.4479 | 190.39 | 99.7986 | 210.2509 | 49.8496 | 189.914 | 344.2702 | 112.4261 | 354.7543 | 35.6315 | 218.0508 | 35.6315 | 125.2028 | 177.59 | 68.5835 | 509.0987 | 0 | 0 | 0 | 0 | 0 | 0 | 0 | 0 | 176.8313 | 0 | 0 | 0 | 0 | 274.0325 | 299.1037 | 29.2132 | 29.4798 | 209.7575 | 157.6217 | 11.6066 | 79.3577 | 90.7087 | 270.0805 | 162.9997 | 223.499 | 84.756 | 29.2132 | 242.9907 | 43.1396 | 253.5995 | 119.9712 | 162.2948 | 47.1058 | 89.106 | 459.0395 | 19.4408 | 154.7999 | 143.4583 | 11.6066 | 11.6066 | 57.5201 | 127.4844 | 63.2663 | 124.5081 | 160.2096 | 66.9772 | 51.7988 | 497.5879 | 94.559 | 79.3577 | 77.8642 | 77.8642 | 31.974 | 39.0657 | 497.5879 | 326.8915 | 152.5671 | 0 | 0 | 0 | 79.1926 | 90.7087 | 76.5055 | 337.1908 | 89.106 | 0 | 67.6811 | 39.0657 | 11.6066 | 55.6406 | 22.5132 | 0 | 0 | 0 | 87.8489 | 0 | 0 | 135.9082 | 0 | 27.8444 | 0 | 0 | 206.5067 | 97.1178 | 22.5132 | 29.2373 | 29.2373 | 59.0009 | 128.4977 | 167.4915 | 130.7925 | 294.2159 | 191.1976 | 109.0389 | 261.5542 | 217.7858 | 134.6689 | 142.2479 | 327.4685 | 182.3198 | 156.6507 | 93.0716 | 86.5353 | 178.6818 | 179.8404 | 68.1914 | 86.5353 | 86.5353 | 125.4518 | 93.0716 | 93.0716 | 93.0716 | 146.8007 | 169.9806 | 140.5452 | 121.7761 | 121.7761 | 93.7905 | 142.3023 | 435.4121 | 172.9073 | 86.5434 | 482.7436 | 173.8681 | 86.5434 | 280.065 | 808.251 | 118.3472 | 464.2052 | 369.2947 | 173.8681 | 95.8338 | 58.6615 | 179.7659 | 54.2732 | 54.2732 | 54.2732 | 144.0821 | 155.5661 | 58.8816 | 145.7911 | 219.731 | 223.7107 | 127.0978 | 127.0978 | 119.2183 | 417.1409 | 54.2732 | 364.0327 | 231.2258 | 386.5294 | 147.5642 | 117.6453 | 260.9562 | 91.6865 | 203.5391 | 91.6865 | 228.049 | 72.6489 | 112.9619 | 68.5835 | 68.5835 | 72.6489 | 369.4216 | 303.1418 | 141.286 | 183.4269 | 127.8422 | 72.6489 | 910.7541 | 191.9759 | 179.0495 | 418.668 | 637.2336 | 92.5016 | 103.3644 | 137.411 | 317.6609 | 103.3644 | 56.0376 | 124.905 | 110.6185 | 92.8901 | 100.0342 | 56.24 | 56.24 | 94.139 | 49.8133 | 145.5195 | 238.887 | 104.6287 | 203.5391 | 97.861 | 195.7483 | 186.7183 | 104.6287 | 97.861 | 72.698 | 212.6119 | 185.1352 | 58.4258 | 26.5123 | 368.8913 | 73.1716 | 237.8218 | 72.6075 | 367.606 | 894.4123 | 42.8503 | 253.6527 | 212.6119 | 315.2974 | 72.6075 | 27.8444 | 461.7274 | 241.5271 | 211.895 | 241.8975 | 0 | 86.5353 | 152.3781 | 390.5899 | 0 | 92.5016 | 116.1003 | 178.6818 | 76.6756 | 102.1193 | 190.4565 | 69.7724 | 0 | 0 | 0 | 0 | 0 | 0 | 0 | 0 | 97.1178 | 0 | 166.7257 | 256.129 | 204.0918 | 142.3731 | 0 | 144.5423 | 36.8242 | 39.5782 | 19.4408 | 554.6339 | 38.5221 | 95.2652 | 40.8988 | 40.8988 | 64.309 | 26.7543 | 36.8242 | 38.5221 | 30.702 | 30.702 | 52.6765 | 0 | 0 | 0 | 0 | 26.7543 | 26.7543 | 26.7543 | 47.292 | 30.702 | 102.7818 | 0 | 0 | 19.4811 | 0 | 0 | 0 | 87.3876 | 48.7553 | 111.0288 | 65.8723 | 50.3933 | 19.4811 | 128.7768 | 127.4917 | 32.531 | 168.1874 | 124.4533 | 549.8023 | 112.6022 | 109.5762 | 129.5111 | 21.3016 | 26.2984 | 26.2984 | 21.3016 | 39.0176 | 72.208 | 165.6597 | 1471.9021 | 103.2881 | 72.208 | 69.7818 | 122.2431 | 85.6098 | 73.4384 | 69.5161 | 69.7818 | 129.2303 | 61.2515 | 48.7553 | 48.7553 | 136.3827 | 85.5178 | 0 | 0 | 0 | 26.2984 | 26.2984 | 25.4125 | 0 | 0 | 0 | 0 | 0 | 0 | 21.3016 | 48.7553 | 128.7964 | 26.2984 | 32.4733 | 56.8723 | 0 | 0 | 0 | 0 | 0 | 0 | 0 | 0 | 0 | 0 | 0 | 0 | 0 | 0 | 0 | 0 | 0 | 0 | 0 | 0 | 0 | 0 | 0 | 0 | 0 | 0 | 0 | 0 | 0 | 0 | 0 | 0 | 0 | 0 | 0 | 0 | 0 | 0 | 0 | 0 | 0 | 0 | 0 | 0 | 0 | 0 | 0 | 0 | 0 | 0 | 0 | 0 | 0 | 0 | 0 | 0 | 0 | 0 | 0 | 0 | 0 | 0 | 0 | 0 | 0 | 0 | 0 | 0 | 0 | 0 | 0 | 0 | 0 | 0 | 0 | 0 | 0 | 0 | 0 | 0 | 0 | 0 | 0 | 0 | 0 | 0 | 0 | 0 | 0 | 0 | 0 | 0 | 0 | 0 | 0 | 0 | 0 | 0 | 0 | 0 | 0 | 0 | 0 | 0 | 0 | 0 | 0 | 0 | 0 | 2017-01-11 04:00
t0246 | 0 | 159.1405 | 366.533 | 186.7375 | 39.4327 | 281.2355 | 39.4327 | 908.8015 | 66.7169 | 66.7169 | 2218.4599 | 64.4153 | 101.7376 | 448.9514 | 530.0356 | 79.0567 | 87.8956 | 422.4257 | 257.0301 | 495.807 | 0 | 0 | 461.8561 | 43.8777 | 43.8777 | 43.8777 | 108.603 | 202.9629 | 380.4935 | 134.3851 | 398.1592 | 99.2142 | 326.7484 | 301.8533 | 338.0636 | 312.7979 | 180.7058 | 886.1847 | 497.8409 | 123.4551 | 311.3789 | 333.6038 | 143.4231 | 303.4889 | 583.9823 | 143.4231 | 57.0453 | 368.3193 | 1018.6248 | 223.3443 | 216.6557 | 113.4984 | 241.0933 | 57.0453 | 217.1375 | 395.7835 | 128.7376 | 403.2387 | 40.3991 | 250.7262 | 40.3991 | 143.4231 | 202.9629 | 78.2617 | 583.9823 | 0 | 0 | 0 | 0 | 0 | 0 | 0 | 0 | 201.9261 | 0 | 0 | 0 | 0 | 312.8093 | 340.7634 | 33.3466 | 33.1584 | 235.6788 | 179.2269 | 13.1196 | 89.7815 | 102.8214 | 306.8216 | 185.9324 | 255.0961 | 95.0892 | 33.3466 | 272.6885 | 48.8162 | 287.4865 | 135.7514 | 184.7461 | 53.4272 | 101.0984 | 518.7151 | 21.7459 | 176.0123 | 162.0856 | 13.1196 | 13.1196 | 64.6878 | 145.5953 | 71.7411 | 141.0835 | 182.6228 | 74.2506 | 55.8846 | 551.9132 | 105.7178 | 89.7815 | 88.5104 | 88.5104 | 36.2128 | 43.4972 | 551.9132 | 366.9642 | 173.9508 | 0 | 0 | 0 | 90.1229 | 102.8214 | 87.0422 | 381.5433 | 101.0984 | 0 | 77.0055 | 43.4972 | 13.1196 | 62.3956 | 25.2448 | 0 | 0 | 0 | 99.9206 | 0 | 0 | 154.214 | 0 | 31.3045 | 0 | 0 | 235.1202 | 111.494 | 25.2448 | 33.2024 | 33.2024 | 66.2459 | 145.0331 | 188.4226 | 148.1586 | 334.2187 | 218.1655 | 123.7491 | 297.5398 | 245.639 | 151.6385 | 161.4713 | 366.4851 | 207.4789 | 175.6836 | 106.1015 | 98.5605 | 202.3963 | 202.4534 | 76.9749 | 98.5605 | 98.5605 | 140.658 | 106.1015 | 106.1015 | 106.1015 | 165.2987 | 193.5412 | 157.6278 | 137.557 | 137.557 | 105.8358 | 159.0409 | 495.2124 | 198.2279 | 96.8197 | 538.9944 | 197.5079 | 96.8197 | 307.6696 | 909.9703 | 132.53 | 521.2784 | 418.1742 | 197.5079 | 108.1114 | 66.3643 | 201.5788 | 61.7779 | 61.7779 | 61.7779 | 162.1824 | 173.2293 | 65.6686 | 167.6722 | 249.8584 | 255.6947 | 145.4911 | 145.4911 | 135.1212 | 479.1252 | 61.7779 | 409.8556 | 263.8258 | 440.7769 | 168.5023 | 133.9487 | 290.3286 | 104.0401 | 233.7303 | 104.0401 | 258.4743 | 81.8497 | 128.7446 | 78.2617 | 78.2617 | 81.8497 | 424.7083 | 347.5817 | 159.9616 | 206.7023 | 146.3933 | 81.8497 | 1048.7868 | 218.8106 | 201.4529 | 472.1096 | 714.5215 | 105.4309 | 118.0036 | 154.1404 | 359.7474 | 118.0036 | 63.5978 | 141.4704 | 126.461 | 105.5891 | 112.7951 | 63.9861 | 63.9861 | 107.289 | 56.2857 | 164.4373 | 271.806 | 118.6592 | 233.7303 | 110.9744 | 220.5014 | 212.9576 | 118.6592 | 110.9744 | 81.8752 | 238.3918 | 211.2172 | 67.0495 | 29.9102 | 419.4758 | 82.7895 | 267.9448 | 82.0204 | 418.4139 | 1018.8566 | 48.6909 | 286.5641 | 238.3918 | 354.7163 | 82.0204 | 31.3045 | 536.0282 | 272.3106 | 242.2518 | 278.2429 | 0 | 98.5605 | 173.4666 | 440.1682 | 0 | 105.4309 | 131.6593 | 202.3963 | 86.6939 | 114.3592 | 216.991 | 78.5516 | 0 | 0 | 0 | 0 | 0 | 0 | 0 | 0 | 111.494 | 0 | 190.4662 | 295.7727 | 229.6048 | 160.9492 | 0 | 162.6131 | 40.5878 | 44.6874 | 21.7459 | 615.0806 | 43.7867 | 106.2698 | 45.659 | 45.659 | 70.5017 | 29.8943 | 40.5878 | 43.7867 | 34.5333 | 34.5333 | 59.3041 | 0 | 0 | 0 | 0 | 29.8943 | 29.8943 | 29.8943 | 53.261 | 34.5333 | 115.9328 | 0 | 0 | 21.7982 | 0 | 0 | 0 | 98.2314 | 55.8194 | 124.8828 | 75.6695 | 56.8961 | 21.7982 | 147.097 | 141.8039 | 36.784 | 192.2349 | 140.9221 | 623.9467 | 127.9562 | 124.559 | 146.733 | 24.1932 | 29.9067 | 29.9067 | 24.1932 | 43.6287 | 81.4774 | 187.2876 | 1651.5495 | 114.6321 | 81.4774 | 78.895 | 135.7675 | 95.6419 | 82.0826 | 77.4248 | 78.895 | 144.1883 | 68.9591 | 55.8194 | 55.8194 | 153.6805 | 95.5287 | 0 | 0 | 0 | 29.9067 | 29.9067 | 28.5179 | 0 | 0 | 0 | 0 | 0 | 0 | 24.1932 | 55.8194 | 144.5728 | 29.9067 | 36.8326 | 63.7016 | 0 | 0 | 0 | 0 | 0 | 0 | 0 | 0 | 0 | 0 | 0 | 0 | 0 | 0 | 0 | 0 | 0 | 0 | 0 | 0 | 0 | 0 | 0 | 0 | 0 | 0 | 0 | 0 | 0 | 0 | 0 | 0 | 0 | 0 | 0 | 0 | 0 | 0 | 0 | 0 | 0 | 0 | 0 | 0 | 0 | 0 | 0 | 0 | 0 | 0 | 0 | 0 | 0 | 0 | 0 | 0 | 0 | 0 | 0 | 0 | 0 | 0 | 0 | 0 | 0 | 0 | 0 | 0 | 0 | 0 | 0 | 0 | 0 | 0 | 0 | 0 | 0 | 0 | 0 | 0 | 0 | 0 | 0 | 0 | 0 | 0 | 0 | 0 | 0 | 0 | 0 | 0 | 0 | 0 | 0 | 0 | 0 | 0 | 0 | 0 | 0 | 0 | 0 | 0 | 0 | 0 | 0 | 0 | 0 | 2017-01-11 05:00
t0247 | 0 | 176.9479 | 406.5167 | 207.5467 | 43.6622 | 311.7185 | 43.6622 | 1013.0324 | 74.0639 | 74.0639 | 2468.015 | 71.2683 | 112.9968 | 499.5493 | 589.2705 | 87.8782 | 97.5425 | 469.0956 | 285.2647 | 551.6886 | 0 | 0 | 512.4883 | 48.711 | 48.711 | 48.711 | 120.7281 | 225.5537 | 423.3763 | 149.2914 | 442.3731 | 110.0823 | 363.4085 | 335.7822 | 375.4752 | 347.1804 | 200.8127 | 987.3722 | 554.2098 | 137.1866 | 346.5587 | 370.6751 | 159.4714 | 337.4241 | 650.4047 | 159.4714 | 63.37 | 409.3056 | 1132.4893 | 248.4265 | 240.6698 | 125.9627 | 268.081 | 63.37 | 241.2607 | 440.2988 | 143.0775 | 447.8437 | 44.8027 | 278.9475 | 44.8027 | 159.4714 | 225.5537 | 86.943 | 650.4047 | 0 | 0 | 0 | 0 | 0 | 0 | 0 | 0 | 224.3188 | 0 | 0 | 0 | 0 | 347.5611 | 378.3504 | 37.0233 | 36.6718 | 261.015 | 198.8164 | 14.5343 | 99.4836 | 113.9347 | 340.622 | 206.5391 | 283.3626 | 105.2039 | 37.0233 | 302.1814 | 54.0825 | 318.9496 | 150.4178 | 204.9937 | 59.2246 | 112.099 | 575.2512 | 24.0226 | 195.2818 | 179.5694 | 14.5343 | 14.5343 | 71.6167 | 161.7373 | 79.5381 | 156.3939 | 202.8059 | 82.1065 | 61.5962 | 610.5343 | 116.808 | 99.4836 | 98.1745 | 98.1745 | 40.1342 | 48.0536 | 610.5343 | 406.5792 | 193.0603 | 0 | 0 | 0 | 99.9789 | 113.9347 | 96.5742 | 422.9962 | 112.099 | 0 | 85.4331 | 48.0536 | 14.5343 | 69.0851 | 27.9328 | 0 | 0 | 0 | 110.9003 | 0 | 0 | 171.0861 | 0 | 34.6291 | 0 | 0 | 261.0073 | 123.9828 | 27.9328 | 36.8292 | 36.8292 | 73.2407 | 160.6897 | 208.7043 | 164.2463 | 371.1964 | 242.3313 | 137.3053 | 330.2517 | 272.5908 | 167.9648 | 179.1337 | 406.8105 | 230.3584 | 194.4117 | 117.9021 | 109.4632 | 224.6076 | 224.1594 | 85.2977 | 109.4632 | 109.4632 | 155.7777 | 117.9021 | 117.9021 | 117.9021 | 183.0971 | 214.9672 | 174.4783 | 152.4452 | 152.4452 | 117.2865 | 176.1415 | 549.8333 | 220.4894 | 107.1332 | 598.822 | 219.318 | 107.1332 | 340.4179 | 1010.7824 | 146.5907 | 577.8918 | 463.9494 | 219.318 | 119.8766 | 73.5757 | 222.9774 | 68.5704 | 68.5704 | 68.5704 | 179.5616 | 191.6366 | 72.5602 | 186.5074 | 277.3257 | 284.1119 | 161.7365 | 161.7365 | 149.929 | 532.822 | 68.5704 | 454.225 | 293.0549 | 489.5509 | 187.1873 | 148.667 | 321.6008 | 115.4314 | 260.0408 | 115.4314 | 286.9091 | 90.7218 | 143.0564 | 86.943 | 86.943 | 90.7218 | 472.7014 | 386.5508 | 177.5104 | 229.1698 | 162.7802 | 90.7218 | 1167.7358 | 242.9869 | 223.4958 | 523.9291 | 793.7131 | 117.0823 | 131.0898 | 170.6237 | 399.1568 | 131.0898 | 70.5249 | 156.9345 | 140.5326 | 117.1823 | 124.9636 | 71.0482 | 71.0482 | 119.1863 | 62.3978 | 182.6229 | 301.9155 | 131.6186 | 260.0408 | 123.1523 | 244.557 | 236.5082 | 131.6186 | 123.1523 | 90.6447 | 264.3053 | 234.6705 | 74.5401 | 33.1134 | 465.5221 | 91.7708 | 296.9212 | 90.8935 | 464.3139 | 1132.6112 | 54.0026 | 317.3589 | 264.3053 | 393.3036 | 90.8935 | 34.6291 | 597.7339 | 301.7745 | 269.3354 | 309.6349 | 0 | 109.4632 | 192.5022 | 489.6544 | 0 | 117.0823 | 146.0881 | 224.6076 | 96.2385 | 126.3861 | 240.8947 | 86.9982 | 0 | 0 | 0 | 0 | 0 | 0 | 0 | 0 | 123.9828 | 0 | 211.6132 | 329.3526 | 254.6394 | 178.6395 | 0 | 180.0849 | 44.7369 | 49.5081 | 24.0226 | 680.2019 | 48.5864 | 117.6476 | 50.4566 | 50.4566 | 77.6265 | 33.056 | 44.7369 | 48.5864 | 38.2068 | 38.2068 | 65.6464 | 0 | 0 | 0 | 0 | 33.056 | 33.056 | 33.056 | 58.978 | 38.2068 | 128.4221 | 0 | 0 | 24.1514 | 0 | 0 | 0 | 108.7452 | 62.0537 | 138.3484 | 84.2264 | 63.0452 | 24.1514 | 163.4087 | 156.9428 | 40.7527 | 213.6694 | 156.3423 | 693.0409 | 141.9998 | 138.2437 | 162.7579 | 26.8487 | 33.1923 | 33.1923 | 26.8487 | 48.2555 | 90.3125 | 207.5924 | 1833.3455 | 126.6693 | 90.3125 | 87.4971 | 150.3911 | 105.7749 | 90.704 | 85.5694 | 87.4971 | 159.4861 | 76.4629 | 62.0537 | 62.0537 | 170.2107 | 105.7617 | 0 | 0 | 0 | 33.1923 | 33.1923 | 31.5601 | 0 | 0 | 0 | 0 | 0 | 0 | 26.8487 | 62.0537 | 160.1326 | 33.1923 | 40.8589 | 70.4356 | 0 | 0 | 0 | 0 | 0 | 0 | 0 | 0 | 0 | 0 | 0 | 0 | 0 | 0 | 0 | 0 | 0 | 0 | 0 | 0 | 0 | 0 | 0 | 0 | 0 | 0 | 0 | 0 | 0 | 0 | 0 | 0 | 0 | 0 | 0 | 0 | 0 | 0 | 0 | 0 | 0 | 0 | 0 | 0 | 0 | 0 | 0 | 0 | 0 | 0 | 0 | 0 | 0 | 0 | 0 | 0 | 0 | 0 | 0 | 0 | 0 | 0 | 0 | 0 | 0 | 0 | 0 | 0 | 0 | 0 | 0 | 0 | 0 | 0 | 0 | 0 | 0 | 0 | 0 | 0 | 0 | 0 | 0 | 0 | 0 | 0 | 0 | 0 | 0 | 0 | 0 | 0 | 0 | 0 | 0 | 0 | 0 | 0 | 0 | 0 | 0 | 0 | 0 | 0 | 0 | 0 | 0 | 0 | 0 | 2017-01-11 06:00
t0248 | 0 | 183.4644 | 423.9457 | 215.234 | 45.6629 | 325.4696 | 45.6629 | 1043.633 | 77.2099 | 77.2099 | 2564.925 | 74.7496 | 117.3107 | 517.1254 | 610.6728 | 91.0585 | 101.5014 | 487.5234 | 296.8236 | 570.5948 | 0 | 0 | 534.029 | 50.6312 | 50.6312 | 50.6312 | 125.1591 | 234.0225 | 437.95 | 155.7098 | 459.7936 | 114.6626 | 376.2749 | 347.5056 | 389.9526 | 361.2318 | 208.2535 | 1018.4885 | 573.2349 | 142.3256 | 358.2775 | 384.9224 | 165.2685 | 349.7378 | 672.8989 | 165.2685 | 65.7417 | 424.6313 | 1173.8711 | 257.1629 | 250.1339 | 131.0336 | 277.7269 | 65.7417 | 250.3218 | 455.599 | 148.3486 | 465.6966 | 46.6788 | 288.6062 | 46.6788 | 165.2685 | 234.0225 | 90.2757 | 672.8989 | 0 | 0 | 0 | 0 | 0 | 0 | 0 | 0 | 232.8698 | 0 | 0 | 0 | 0 | 360.8022 | 393.2264 | 38.4561 | 38.3876 | 273.0302 | 206.9063 | 15.1702 | 103.7896 | 118.7902 | 354.3752 | 214.4963 | 294.2271 | 110.1862 | 38.4561 | 316.0737 | 56.4267 | 332.2217 | 156.9229 | 213.2145 | 61.7187 | 116.7824 | 599.9974 | 25.2142 | 203.2052 | 187.4482 | 15.1702 | 15.1702 | 74.9112 | 167.8987 | 82.8835 | 163.0286 | 210.7117 | 86.3666 | 65.5443 | 641.9175 | 122.6044 | 103.7896 | 102.1873 | 102.1873 | 41.8503 | 50.5113 | 641.9175 | 425.285 | 200.6629 | 0 | 0 | 0 | 104.0145 | 118.7902 | 100.4706 | 441.1041 | 116.7824 | 0 | 88.883 | 50.5113 | 15.1702 | 72.3256 | 29.2585 | 0 | 0 | 0 | 115.3551 | 0 | 0 | 178.1552 | 0 | 36.2486 | 0 | 0 | 271.3628 | 128.3893 | 29.2585 | 38.3455 | 38.3455 | 76.7313 | 167.7865 | 218.2029 | 171.2238 | 386.0655 | 251.6527 | 142.9561 | 343.4876 | 284.3467 | 175.5531 | 186.5144 | 425.342 | 239.5079 | 203.6111 | 122.4356 | 113.7525 | 233.9661 | 234.3779 | 89.0511 | 113.7525 | 113.7525 | 163.0619 | 122.4356 | 122.4356 | 122.4356 | 191.368 | 223.4001 | 182.6941 | 159.1054 | 159.1054 | 122.455 | 184.5673 | 571.7684 | 228.382 | 112.2991 | 626.1637 | 228.1367 | 112.2991 | 358.9983 | 1054.221 | 153.6555 | 604.1435 | 483.4227 | 228.1367 | 125.116 | 76.7294 | 233.6115 | 71.3041 | 71.3041 | 71.3041 | 187.7606 | 201.221 | 76.22 | 192.9826 | 288.4812 | 294.8053 | 167.6812 | 167.6812 | 156.1623 | 551.6492 | 71.3041 | 474.5704 | 304.3281 | 508.5225 | 194.3251 | 154.588 | 337.4431 | 120.1925 | 269.1575 | 120.1925 | 298.7486 | 94.7551 | 148.5746 | 90.2757 | 90.2757 | 94.7551 | 488.9464 | 400.4216 | 184.9395 | 239.2917 | 168.7124 | 94.7551 | 1206.8845 | 252.4723 | 233.3696 | 546.5479 | 828.8943 | 121.6512 | 136.0979 | 178.643 | 415.8713 | 136.0979 | 73.4589 | 163.5265 | 145.7982 | 121.9213 | 130.531 | 73.8708 | 73.8708 | 123.8081 | 65.1014 | 190.2687 | 313.8158 | 137.0984 | 269.1575 | 128.2371 | 255.3203 | 245.6721 | 137.0984 | 128.2371 | 94.7701 | 276.4297 | 243.6633 | 77.2142 | 34.6016 | 484.2993 | 95.7126 | 310.1744 | 94.8665 | 482.9168 | 1176.101 | 56.2204 | 331.3854 | 276.4297 | 410.8721 | 94.8665 | 36.2486 | 615.4595 | 315.16 | 279.3223 | 320.2625 | 0 | 113.7525 | 200.1995 | 509.9617 | 0 | 121.6512 | 152.1344 | 233.9661 | 100.2832 | 132.5617 | 250.3881 | 90.942 | 0 | 0 | 0 | 0 | 0 | 0 | 0 | 0 | 128.3893 | 0 | 219.6303 | 340.0626 | 265.969 | 186.1806 | 0 | 188.3035 | 47.2655 | 51.6912 | 25.2142 | 715.3759 | 50.5582 | 123.3909 | 52.9793 | 52.9793 | 82.2274 | 34.6822 | 47.2655 | 50.5582 | 39.9827 | 39.9827 | 68.6502 | 0 | 0 | 0 | 0 | 34.6822 | 34.6822 | 34.6822 | 61.6528 | 39.9827 | 134.1429 | 0 | 0 | 25.2894 | 0 | 0 | 0 | 113.7713 | 64.3302 | 144.6342 | 87.1387 | 65.8171 | 25.2894 | 169.6217 | 164.7973 | 42.5291 | 221.6553 | 162.9104 | 720.9812 | 147.7617 | 143.8266 | 169.5889 | 27.9428 | 34.5282 | 34.5282 | 27.9428 | 50.6072 | 94.278 | 216.5745 | 1915.1807 | 133.2664 | 94.278 | 91.2429 | 157.8894 | 110.9702 | 95.2049 | 89.9095 | 91.2429 | 167.3729 | 79.8579 | 64.3302 | 64.3302 | 177.8709 | 110.8702 | 0 | 0 | 0 | 34.5282 | 34.5282 | 33.045 | 0 | 0 | 0 | 0 | 0 | 0 | 27.9428 | 64.3302 | 167.5426 | 34.5282 | 42.5554 | 73.8446 | 0 | 0 | 0 | 0 | 0 | 0 | 0 | 0 | 0 | 0 | 0 | 0 | 0 | 0 | 0 | 0 | 0 | 0 | 0 | 0 | 0 | 0 | 0 | 0 | 0 | 0 | 0 | 0 | 0 | 0 | 0 | 0 | 0 | 0 | 0 | 0 | 0 | 0 | 0 | 0 | 0 | 0 | 0 | 0 | 0 | 0 | 0 | 0 | 0 | 0 | 0 | 0 | 0 | 0 | 0 | 0 | 0 | 0 | 0 | 0 | 0 | 0 | 0 | 0 | 0 | 0 | 0 | 0 | 0 | 0 | 0 | 0 | 0 | 0 | 0 | 0 | 0 | 0 | 0 | 0 | 0 | 0 | 0 | 0 | 0 | 0 | 0 | 0 | 0 | 0 | 0 | 0 | 0 | 0 | 0 | 0 | 0 | 0 | 0 | 0 | 0 | 0 | 0 | 0 | 0 | 0 | 0 | 0 | 0 | 2017-01-11 07:00
t0249 | 0 | 181.9855 | 432.8606 | 214.4488 | 47.4614 | 334.6107 | 47.4614 | 1004.5083 | 78.0755 | 78.0755 | 2533.2035 | 78.4003 | 117.7861 | 508.6529 | 606.4 | 90.5614 | 102.8957 | 490.6151 | 300.6275 | 560.9522 | 0 | 0 | 542.3564 | 51.1101 | 51.1101 | 51.1101 | 124.4352 | 233.5108 | 430.6039 | 156.3341 | 460.3104 | 116.5198 | 371.9254 | 342.7391 | 391.6211 | 365.6187 | 207.8192 | 985.8242 | 560.7934 | 142.1116 | 351.2305 | 384.8995 | 163.9018 | 347.1236 | 655.1621 | 163.9018 | 65.8604 | 423.7835 | 1165.4999 | 253.9058 | 250.8866 | 132.7329 | 275.2653 | 65.8604 | 250.2627 | 449.0066 | 147.8573 | 468.1881 | 47.6749 | 284.1845 | 47.6749 | 163.9018 | 233.5108 | 90.4317 | 655.1621 | 0 | 0 | 0 | 0 | 0 | 0 | 0 | 0 | 233.3149 | 0 | 0 | 0 | 0 | 360.8145 | 396.3803 | 38.7692 | 40.3817 | 283.1893 | 210.6342 | 15.6729 | 106.9805 | 122.3842 | 357.8568 | 215.0817 | 295.0628 | 115.5129 | 38.7692 | 325.9051 | 58.26 | 337.9115 | 161.7816 | 216.406 | 63.3265 | 119.4792 | 613.1779 | 26.8513 | 206.5181 | 193.6039 | 15.6729 | 15.6729 | 77.9695 | 168.2598 | 84.908 | 167.283 | 211.9439 | 91.1665 | 71.6987 | 675.0077 | 130.3264 | 106.9805 | 104.146 | 104.146 | 43.0393 | 53.7974 | 675.0077 | 439.3218 | 203.1138 | 0 | 0 | 0 | 105.8134 | 122.3842 | 102.0682 | 452.1778 | 119.4792 | 0 | 90.3547 | 53.7974 | 15.6729 | 75.2416 | 30.6447 | 0 | 0 | 0 | 116.7776 | 0 | 0 | 181.2399 | 0 | 38.0487 | 0 | 0 | 274.0937 | 127.1338 | 30.6447 | 39.069 | 39.069 | 81.0103 | 173.1881 | 225.9942 | 175.593 | 388.0866 | 252.4748 | 145.2348 | 347.5238 | 288.6785 | 181.7525 | 189.7732 | 431.0753 | 241.5382 | 213.0136 | 122.3189 | 114.3216 | 237.3253 | 243.6816 | 91.768 | 114.3216 | 114.3216 | 169.1987 | 122.3189 | 122.3189 | 122.3189 | 198.1104 | 224.3429 | 190.6019 | 163.7746 | 163.7746 | 126.1159 | 191.5481 | 576.5347 | 225.5616 | 117.6109 | 629.0331 | 229.8003 | 117.6109 | 377.2449 | 1059.7742 | 161.5349 | 620.2633 | 491.6821 | 229.8003 | 128.1 | 78.6442 | 245.4083 | 72.1281 | 72.1281 | 72.1281 | 195.3188 | 211.3885 | 81.0179 | 190.4391 | 291.9176 | 294.6358 | 166.6965 | 166.6965 | 158.62 | 545.8929 | 72.1281 | 488.6358 | 305.2626 | 510.7929 | 194.7101 | 156.4739 | 349.826 | 122.1769 | 265.0682 | 122.1769 | 302.2354 | 97.4266 | 148.5189 | 90.4317 | 90.4317 | 97.4266 | 479.3661 | 396.1951 | 187.6715 | 245.3386 | 167.2575 | 97.4266 | 1178.0694 | 254.0225 | 237.6943 | 554.6812 | 833.4454 | 122.3718 | 136.3617 | 186.3078 | 422.6351 | 136.3617 | 75.0739 | 166.5579 | 145.5181 | 123.5401 | 134.842 | 74.4315 | 74.4315 | 124.0912 | 66.7845 | 191.5123 | 314.9634 | 139.7375 | 265.0682 | 130.0626 | 260.8016 | 246.9205 | 139.7375 | 130.0626 | 98.623 | 283.6141 | 243.8276 | 76.6848 | 36.0043 | 490.8173 | 98.2656 | 319.6711 | 97.6973 | 489.6747 | 1170.2495 | 57.3539 | 343.5693 | 283.6141 | 421.0099 | 97.6973 | 38.0487 | 589.7594 | 324.6049 | 277.361 | 314.5185 | 0 | 114.3216 | 202.9263 | 504.5188 | 0 | 122.3718 | 154.5116 | 237.3253 | 101.409 | 140.5418 | 252.7402 | 94.2756 | 0 | 0 | 0 | 0 | 0 | 0 | 0 | 0 | 127.1338 | 0 | 219.7548 | 331.3967 | 271.8907 | 188.6065 | 0 | 195.3799 | 51.5551 | 53.3902 | 26.8513 | 754.6057 | 51.3183 | 128.6377 | 56.2406 | 56.2406 | 90.6683 | 36.5827 | 51.5551 | 51.3183 | 41.8979 | 41.8979 | 71.5533 | 0 | 0 | 0 | 0 | 36.5827 | 36.5827 | 36.5827 | 64.0231 | 41.8979 | 138.7628 | 0 | 0 | 26.1363 | 0 | 0 | 0 | 118.5144 | 63.9334 | 149.5434 | 85.3759 | 67.8537 | 26.1363 | 169.9464 | 172.3614 | 43.9107 | 220.7461 | 165.758 | 724.1868 | 149.7918 | 145.6393 | 172.886 | 28.3276 | 34.9623 | 34.9623 | 28.3276 | 53.2352 | 96.8755 | 222.5224 | 1939.4047 | 141.6701 | 96.8755 | 93.2049 | 163.7286 | 116.8569 | 101.0872 | 95.3716 | 93.2049 | 176.0444 | 81.7946 | 63.9334 | 63.9334 | 184.3088 | 115.5024 | 0 | 0 | 0 | 34.9623 | 34.9623 | 34.544 | 0 | 0 | 0 | 0 | 0 | 0 | 28.3276 | 63.9334 | 173.6033 | 34.9623 | 43.3323 | 77.9012 | 0 | 0 | 0 | 0 | 0 | 0 | 0 | 0 | 0 | 0 | 0 | 0 | 0 | 0 | 0 | 0 | 0 | 0 | 0 | 0 | 0 | 0 | 0 | 0 | 0 | 0 | 0 | 0 | 0 | 0 | 0 | 0 | 0 | 0 | 0 | 0 | 0 | 0 | 0 | 0 | 0 | 0 | 0 | 0 | 0 | 0 | 0 | 0 | 0 | 0 | 0 | 0 | 0 | 0 | 0 | 0 | 0 | 0 | 0 | 0 | 0 | 0 | 0 | 0 | 0 | 0 | 0 | 0 | 0 | 0 | 0 | 0 | 0 | 0 | 0 | 0 | 0 | 0 | 0 | 0 | 0 | 0 | 0 | 0 | 0 | 0 | 0 | 0 | 0 | 0 | 0 | 0 | 0 | 0 | 0 | 0 | 0 | 0 | 0 | 0 | 0 | 0 | 0 | 0 | 0 | 0 | 0 | 0 | 0 | 2017-01-11 08:00
t0250 | 0 | 178.3504 | 448.3864 | 211.4564 | 50.6064 | 350.6977 | 50.6064 | 921.9512 | 79.911 | 79.911 | 2493.2259 | 85.2059 | 117.7057 | 490.2022 | 593.8796 | 88.8117 | 104.8854 | 493.6076 | 306.0551 | 538.2705 | 0 | 0 | 556.869 | 51.6298 | 51.6298 | 51.6298 | 122.2263 | 231.1024 | 413.5132 | 159.0375 | 460.5218 | 119.5339 | 360.9172 | 331.0568 | 392.0159 | 371.8796 | 205.3121 | 916.7435 | 534.9458 | 140.7127 | 335.2192 | 383.1795 | 160.2899 | 339.9894 | 621.8514 | 160.2899 | 65.4577 | 419.341 | 1142.2313 | 245.8208 | 251.4946 | 135.0227 | 268.6144 | 65.4577 | 248.2619 | 433.0091 | 145.7413 | 471.5299 | 49.2266 | 273.6301 | 49.2266 | 160.2899 | 231.1024 | 90.1798 | 621.8514 | 0 | 0 | 0 | 0 | 0 | 0 | 0 | 0 | 232.5278 | 0 | 0 | 0 | 0 | 358.7795 | 399.6094 | 39.0009 | 43.7215 | 301.5198 | 215.796 | 16.4909 | 112.1077 | 127.8889 | 362.9191 | 214.8888 | 294.6305 | 124.8736 | 39.0009 | 344.8224 | 61.1744 | 347.0064 | 169.552 | 220.5015 | 65.7697 | 123.5562 | 636.1271 | 29.6869 | 211.0957 | 203.7338 | 16.4909 | 16.4909 | 83.3038 | 167.7231 | 88.017 | 173.9349 | 212.8772 | 100.6709 | 84.7297 | 741.5178 | 143.8479 | 112.1077 | 106.9018 | 106.9018 | 44.9113 | 59.7731 | 741.5178 | 465.7656 | 205.7822 | 0 | 0 | 0 | 108.1939 | 127.8889 | 104.1985 | 470.3057 | 123.5562 | 0 | 92.3188 | 59.7731 | 16.4909 | 80.5923 | 33.1085 | 0 | 0 | 0 | 118.6703 | 0 | 0 | 185.9602 | 0 | 41.1038 | 0 | 0 | 277.3288 | 123.7086 | 33.1085 | 40.1324 | 40.1324 | 88.2739 | 182.311 | 239.8417 | 182.5019 | 391.0861 | 252.3474 | 148.7069 | 352.8108 | 297.4534 | 192.5952 | 194.6671 | 447.1886 | 243.9926 | 229.7713 | 121.6519 | 114.8013 | 243.028 | 259.7023 | 96.3825 | 114.8013 | 114.8013 | 180.6681 | 121.6519 | 121.6519 | 121.6519 | 209.9077 | 225.1191 | 204.8688 | 171.6183 | 171.6183 | 132.4037 | 205.3059 | 582.6787 | 219.0102 | 127.3739 | 646.5516 | 232.2471 | 127.3739 | 418.3292 | 1079.546 | 175.5869 | 652.0994 | 505.5478 | 232.2471 | 133.4803 | 81.7998 | 266.1256 | 73.1528 | 73.1528 | 73.1528 | 208.3274 | 230.9689 | 89.6501 | 183.9278 | 296.5715 | 292.2539 | 163.7533 | 163.7533 | 162.6226 | 530.3261 | 73.1528 | 514.145 | 305.0419 | 511.7922 | 194.0775 | 158.7877 | 376.3201 | 125.2165 | 255.7079 | 125.2165 | 308.1393 | 102.2435 | 147.8778 | 90.1798 | 90.1798 | 102.2435 | 458.5844 | 385.6734 | 192.3968 | 256.4342 | 163.5593 | 102.2435 | 1116.9265 | 255.2785 | 246.7045 | 571.4158 | 853.3851 | 122.9401 | 135.9487 | 200.1217 | 434.0145 | 135.9487 | 77.4958 | 171.5426 | 144.0198 | 125.7986 | 142.2541 | 75.115 | 75.115 | 124.0341 | 69.6431 | 194.5702 | 316.0707 | 143.839 | 255.7079 | 132.9885 | 271.3672 | 247.5728 | 143.839 | 132.9885 | 105.1804 | 298.4184 | 242.8398 | 74.9841 | 38.3203 | 499.6982 | 102.4245 | 336.5146 | 102.436 | 498.3383 | 1158.131 | 58.976 | 363.3821 | 298.4184 | 440.5461 | 102.436 | 41.1038 | 536.7277 | 341.154 | 272.4298 | 301.4686 | 0 | 114.8013 | 206.3712 | 501.8013 | 0 | 122.9401 | 158.2845 | 243.028 | 103.6254 | 154.3615 | 255.2799 | 100.0862 | 0 | 0 | 0 | 0 | 0 | 0 | 0 | 0 | 123.7086 | 0 | 218.476 | 312.2298 | 283.6202 | 193.2408 | 0 | 207.8261 | 59.4842 | 56.2281 | 29.6869 | 832.2625 | 52.3848 | 138.9556 | 62.0693 | 62.0693 | 106.4164 | 40.0241 | 59.4842 | 52.3848 | 45.1439 | 45.1439 | 76.4958 | 0 | 0 | 0 | 0 | 40.0241 | 40.0241 | 40.0241 | 68.0947 | 45.1439 | 146.5963 | 0 | 0 | 27.8274 | 0 | 0 | 0 | 126.8221 | 62.7653 | 158.3853 | 81.678 | 71.2887 | 27.8274 | 169.3104 | 187.5345 | 46.1463 | 217.8298 | 170.5283 | 729.8305 | 152.6832 | 148.1605 | 178.2114 | 28.8939 | 35.5486 | 35.5486 | 28.8939 | 58.0027 | 101.4047 | 232.3864 | 2003.5769 | 157.5866 | 101.4047 | 96.5751 | 176.5262 | 127.6112 | 111.4546 | 105.4192 | 96.5751 | 192.2318 | 85.4726 | 62.7653 | 62.7653 | 195.3605 | 124.4663 | 0 | 0 | 0 | 35.5486 | 35.5486 | 37.1994 | 0 | 0 | 0 | 0 | 0 | 0 | 28.8939 | 62.7653 | 184.8014 | 35.5486 | 44.5383 | 85.0228 | 0 | 0 | 0 | 0 | 0 | 0 | 0 | 0 | 0 | 0 | 0 | 0 | 0 | 0 | 0 | 0 | 0 | 0 | 0 | 0 | 0 | 0 | 0 | 0 | 0 | 0 | 0 | 0 | 0 | 0 | 0 | 0 | 0 | 0 | 0 | 0 | 0 | 0 | 0 | 0 | 0 | 0 | 0 | 0 | 0 | 0 | 0 | 0 | 0 | 0 | 0 | 0 | 0 | 0 | 0 | 0 | 0 | 0 | 0 | 0 | 0 | 0 | 0 | 0 | 0 | 0 | 0 | 0 | 0 | 0 | 0 | 0 | 0 | 0 | 0 | 0 | 0 | 0 | 0 | 0 | 0 | 0 | 0 | 0 | 0 | 0 | 0 | 0 | 0 | 0 | 0 | 0 | 0 | 0 | 0 | 0 | 0 | 0 | 0 | 0 | 0 | 0 | 0 | 0 | 0 | 0 | 0 | 0 | 0 | 2017-01-11 09:00
t0251 | 0 | 174.7539 | 461.3437 | 207.7698 | 53.15 | 364.0471 | 53.15 | 844.0791 | 81.8905 | 81.8905 | 2486.4051 | 91.1437 | 116.8632 | 472.9233 | 579.7711 | 86.6503 | 106.1462 | 494.2797 | 309.5414 | 515.3025 | 0 | 0 | 569.3205 | 51.7832 | 51.7832 | 51.7832 | 119.7178 | 228.0357 | 396.3896 | 163.3758 | 460.9765 | 121.8693 | 349.3351 | 318.9481 | 390.3176 | 375.948 | 201.8351 | 851.779 | 511.5433 | 138.7772 | 319.388 | 380.8122 | 156.4665 | 332.3195 | 594.9976 | 156.4665 | 64.5928 | 413.4718 | 1116.9794 | 237.3962 | 251.7382 | 136.315 | 261.3991 | 64.5928 | 245.103 | 416.5124 | 142.995 | 474.0471 | 50.3179 | 262.8649 | 50.3179 | 156.4665 | 228.0357 | 89.5898 | 594.9976 | 0 | 0 | 0 | 0 | 0 | 0 | 0 | 0 | 230.6532 | 0 | 0 | 0 | 0 | 355.6727 | 400.3885 | 38.9047 | 46.2275 | 317.0202 | 218.7075 | 17.0892 | 115.7982 | 131.5266 | 366.4904 | 213.8362 | 292.7953 | 132.437 | 38.9047 | 362.2282 | 63.2266 | 353.846 | 175.0977 | 222.4532 | 67.3798 | 126.2485 | 655.2095 | 31.9109 | 213.7106 | 211.2859 | 17.0892 | 17.0892 | 87.5962 | 166.3495 | 90.1201 | 178.5576 | 212.6819 | 109.527 | 97.6132 | 804.5949 | 154.6298 | 115.7982 | 108.5008 | 108.5008 | 46.2195 | 64.7867 | 804.5949 | 489.4596 | 206.4457 | 0 | 0 | 0 | 109.3954 | 131.5266 | 105.3161 | 483.9541 | 126.2485 | 0 | 93.3428 | 64.7867 | 17.0892 | 85.1999 | 35.132 | 0 | 0 | 0 | 119.7191 | 0 | 0 | 189.2558 | 0 | 43.4476 | 0 | 0 | 278.6891 | 119.9329 | 35.132 | 40.8124 | 40.8124 | 93.8259 | 189.3989 | 251.3423 | 187.4085 | 393.707 | 251.0287 | 151.1398 | 355.6634 | 306.3201 | 201.4102 | 197.965 | 467.7564 | 245.1895 | 243.5977 | 120.8889 | 114.8446 | 247.8017 | 272.3757 | 100.0087 | 114.8446 | 114.8446 | 190.7948 | 120.8889 | 120.8889 | 120.8889 | 219.506 | 225.2381 | 216.8601 | 177.6969 | 177.6969 | 137.4312 | 218.2003 | 586.2509 | 212.5991 | 135.752 | 676.1434 | 234.1479 | 135.752 | 461.6641 | 1109.0661 | 187.1503 | 682.4292 | 516.7638 | 234.1479 | 138.1325 | 84.2016 | 282.8251 | 73.632 | 73.632 | 73.632 | 218.604 | 248.7022 | 96.797 | 176.9471 | 299.2863 | 288.6876 | 160.4546 | 160.4546 | 165.7504 | 513.1926 | 73.632 | 536.0878 | 303.4398 | 510.3235 | 192.5322 | 159.8034 | 403.2651 | 127.356 | 246.5332 | 127.356 | 313.1975 | 106.3679 | 147.1031 | 89.5898 | 89.5898 | 106.3679 | 438.9758 | 374.8414 | 196.4353 | 266.2015 | 159.7564 | 106.3679 | 1059.9601 | 255.1612 | 255.9201 | 588.596 | 884.7307 | 122.8657 | 134.9366 | 211.7198 | 443.2945 | 134.9366 | 79.0782 | 175.4242 | 142.0346 | 127.1722 | 148.1566 | 75.475 | 75.475 | 123.6432 | 71.9129 | 198.4186 | 316.63 | 146.744 | 246.5332 | 135.2497 | 281.2963 | 246.8834 | 146.744 | 135.2497 | 110.2737 | 313.1448 | 241.1731 | 72.9502 | 40.0367 | 504.8018 | 105.5174 | 350.57 | 106.0852 | 502.53 | 1149.3594 | 59.9475 | 377.7755 | 313.1448 | 458.7536 | 106.0852 | 43.4476 | 487.7289 | 354.7565 | 267.5319 | 288.6337 | 0 | 114.8446 | 207.9766 | 508.8205 | 0 | 122.8657 | 161.1217 | 247.8017 | 105.8686 | 165.22 | 256.0136 | 104.7795 | 0 | 0 | 0 | 0 | 0 | 0 | 0 | 0 | 119.9329 | 0 | 216.2694 | 293.5347 | 294.9335 | 197.7288 | 0 | 217.9948 | 66.2336 | 58.3937 | 31.9109 | 904.622 | 53.0256 | 148.5671 | 66.8544 | 66.8544 | 119.9534 | 42.9086 | 66.2336 | 53.0256 | 47.6322 | 47.6322 | 80.3301 | 0 | 0 | 0 | 0 | 42.9086 | 42.9086 | 42.9086 | 71.3086 | 47.6322 | 152.6958 | 0 | 0 | 29.4411 | 0 | 0 | 0 | 133.5408 | 61.4627 | 165.8748 | 78.3075 | 73.9579 | 29.4411 | 167.8226 | 201.9375 | 47.7687 | 214.5579 | 174.3666 | 735.9629 | 154.5081 | 149.7009 | 182.2268 | 29.2751 | 35.8837 | 35.8837 | 29.2751 | 62.0145 | 105.121 | 239.9149 | 2083.1891 | 171.6471 | 105.121 | 99.3316 | 189.8186 | 136.7372 | 119.8025 | 113.9894 | 99.3316 | 206.3539 | 88.8491 | 61.4627 | 61.4627 | 204.101 | 132.6751 | 0 | 0 | 0 | 35.8837 | 35.8837 | 39.3737 | 0 | 0 | 0 | 0 | 0 | 0 | 29.2751 | 61.4627 | 194.5681 | 35.8837 | 45.3958 | 90.7449 | 0 | 0 | 0 | 0 | 0 | 0 | 0 | 0 | 0 | 0 | 0 | 0 | 0 | 0 | 0 | 0 | 0 | 0 | 0 | 0 | 0 | 0 | 0 | 0 | 0 | 0 | 0 | 0 | 0 | 0 | 0 | 0 | 0 | 0 | 0 | 0 | 0 | 0 | 0 | 0 | 0 | 0 | 0 | 0 | 0 | 0 | 0 | 0 | 0 | 0 | 0 | 0 | 0 | 0 | 0 | 0 | 0 | 0 | 0 | 0 | 0 | 0 | 0 | 0 | 0 | 0 | 0 | 0 | 0 | 0 | 0 | 0 | 0 | 0 | 0 | 0 | 0 | 0 | 0 | 0 | 0 | 0 | 0 | 0 | 0 | 0 | 0 | 0 | 0 | 0 | 0 | 0 | 0 | 0 | 0 | 0 | 0 | 0 | 0 | 0 | 0 | 0 | 0 | 0 | 0 | 0 | 0 | 0 | 0 | 2017-01-11 10:00
t0252 | 0 | 169.4659 | 465.8908 | 201.9951 | 54.5472 | 370.2244 | 54.5472 | 768.773 | 82.4111 | 82.4111 | 2446.22 | 94.8248 | 114.6388 | 452.3858 | 560.5115 | 83.7354 | 105.7878 | 488.3074 | 308.3329 | 489.593 | 0 | 0 | 571.9877 | 51.2304 | 51.2304 | 51.2304 | 116.0714 | 222.4963 | 377.0514 | 164.6799 | 455.1698 | 122.1792 | 335.19 | 304.7721 | 383.7848 | 374.3378 | 196.3227 | 786.9714 | 485.4193 | 135.3549 | 302.1311 | 373.801 | 151.2473 | 321.607 | 564.7687 | 151.2473 | 63.0378 | 403.1844 | 1081.4127 | 227.3277 | 248.5831 | 135.5895 | 252.0094 | 63.0378 | 239.2796 | 397.4372 | 138.8554 | 469.7983 | 50.5571 | 250.5322 | 50.5571 | 151.2473 | 222.4963 | 87.9207 | 564.7687 | 0 | 0 | 0 | 0 | 0 | 0 | 0 | 0 | 226.073 | 0 | 0 | 0 | 0 | 348.4088 | 395.7657 | 38.3181 | 47.6958 | 325.5936 | 218.2561 | 17.3596 | 117.3301 | 132.8219 | 364.5715 | 210.1457 | 287.4282 | 136.9348 | 38.3181 | 371.7058 | 64.0966 | 354.8054 | 177.3878 | 221.1607 | 67.8307 | 126.8203 | 662.2336 | 33.3308 | 213.0714 | 214.7501 | 17.3596 | 17.3596 | 89.9831 | 163.0306 | 90.6776 | 180.0371 | 209.7201 | 115.3453 | 106.8718 | 845.6598 | 161.5058 | 117.3301 | 108.4052 | 108.4052 | 46.6955 | 68.0668 | 845.6598 | 502.4373 | 204.306 | 0 | 0 | 0 | 108.9629 | 132.8219 | 104.8628 | 488.8409 | 126.8203 | 0 | 92.9701 | 68.0668 | 17.3596 | 87.8654 | 36.3378 | 0 | 0 | 0 | 119.01 | 0 | 0 | 189.4804 | 0 | 44.8153 | 0 | 0 | 276.1485 | 115.2471 | 36.3378 | 40.8387 | 40.8387 | 97.1885 | 192.7541 | 257.4974 | 189.0012 | 390.6007 | 246.6355 | 151.1522 | 353.3379 | 309.4837 | 206.0198 | 198.0819 | 478.1762 | 242.9388 | 251.7859 | 118.6494 | 113.3604 | 248.4345 | 279.2501 | 101.6815 | 113.3604 | 113.3604 | 196.5942 | 118.6494 | 118.6494 | 118.6494 | 224.522 | 222.3472 | 223.876 | 180.3706 | 180.3706 | 139.7623 | 225.8824 | 581.4345 | 204.4937 | 140.8566 | 690.8673 | 232.5937 | 140.8566 | 490.9125 | 1118.0296 | 194.2217 | 698.2134 | 519.1452 | 232.5937 | 140.1255 | 85.0732 | 292.886 | 73.0609 | 73.0609 | 73.0609 | 224.2094 | 259.9809 | 101.4179 | 168.8762 | 297.5828 | 281.948 | 155.6176 | 155.6176 | 166.1303 | 492.344 | 73.0609 | 547.0385 | 298.1204 | 502.3878 | 188.7252 | 158.5486 | 419.9336 | 127.4407 | 235.7068 | 127.4407 | 313.185 | 108.352 | 144.5047 | 87.9207 | 87.9207 | 108.352 | 416.9831 | 360.9592 | 197.1434 | 270.6966 | 154.5055 | 108.352 | 998.919 | 251.7046 | 260.0397 | 594.7813 | 898.127 | 121.1859 | 132.3249 | 218.4799 | 445.0507 | 132.3249 | 79.3502 | 176.3015 | 138.5259 | 126.6311 | 151.0713 | 74.7729 | 74.7729 | 121.6812 | 72.8341 | 198.8856 | 312.8725 | 147.2084 | 235.7068 | 135.3192 | 285.6945 | 243.0674 | 147.2084 | 135.3192 | 113.0304 | 321.0264 | 236.6063 | 70.3202 | 40.9314 | 502.3785 | 106.6823 | 357.5084 | 107.6994 | 499.4172 | 1126.6544 | 59.9672 | 384.7313 | 321.0264 | 467.589 | 107.6994 | 44.8153 | 440.8823 | 361.2739 | 259.9357 | 274.2428 | 0 | 113.3604 | 206.582 | 507.3765 | 0 | 121.1859 | 161.3278 | 248.4345 | 106.2891 | 172.0258 | 253.2603 | 107.2681 | 0 | 0 | 0 | 0 | 0 | 0 | 0 | 0 | 115.2471 | 0 | 211.6032 | 274.2651 | 300.275 | 198.7665 | 0 | 223.5017 | 70.9257 | 59.4138 | 33.3308 | 952.0299 | 52.8581 | 154.4843 | 69.923 | 69.923 | 129.5304 | 44.7205 | 70.9257 | 52.8581 | 49.0643 | 49.0643 | 82.4415 | 0 | 0 | 0 | 0 | 44.7205 | 44.7205 | 44.7205 | 73.0223 | 49.0643 | 155.7201 | 0 | 0 | 30.3728 | 0 | 0 | 0 | 137.3232 | 59.5779 | 169.8468 | 74.484 | 75.1862 | 30.3728 | 164.3909 | 211.0698 | 48.4834 | 209.0187 | 175.2157 | 731.1195 | 153.9782 | 148.9988 | 183.131 | 29.203 | 35.6881 | 35.6881 | 29.203 | 64.5026 | 106.7922 | 242.967 | 2119.9437 | 180.9474 | 106.7922 | 100.2857 | 198.1526 | 142.4514 | 125.1211 | 119.5465 | 100.2857 | 215.2484 | 90.4392 | 59.5779 | 59.5779 | 208.6248 | 137.6571 | 0 | 0 | 0 | 35.6881 | 35.6881 | 40.6479 | 0 | 0 | 0 | 0 | 0 | 0 | 29.203 | 59.5779 | 200.0255 | 35.6881 | 45.5049 | 94.2758 | 0 | 0 | 0 | 0 | 0 | 0 | 0 | 0 | 0 | 0 | 0 | 0 | 0 | 0 | 0 | 0 | 0 | 0 | 0 | 0 | 0 | 0 | 0 | 0 | 0 | 0 | 0 | 0 | 0 | 0 | 0 | 0 | 0 | 0 | 0 | 0 | 0 | 0 | 0 | 0 | 0 | 0 | 0 | 0 | 0 | 0 | 0 | 0 | 0 | 0 | 0 | 0 | 0 | 0 | 0 | 0 | 0 | 0 | 0 | 0 | 0 | 0 | 0 | 0 | 0 | 0 | 0 | 0 | 0 | 0 | 0 | 0 | 0 | 0 | 0 | 0 | 0 | 0 | 0 | 0 | 0 | 0 | 0 | 0 | 0 | 0 | 0 | 0 | 0 | 0 | 0 | 0 | 0 | 0 | 0 | 0 | 0 | 0 | 0 | 0 | 0 | 0 | 0 | 0 | 0 | 0 | 0 | 0 | 0 | 2017-01-11 11:00
t0253 | 0 | 165.6609 | 465.3302 | 197.6101 | 54.8968 | 371.0463 | 54.8968 | 724.3939 | 82.2686 | 82.2686 | 2417.0497 | 96.1477 | 112.6553 | 438.9291 | 546.6438 | 81.6108 | 104.8758 | 481.939 | 305.6193 | 472.8432 | 0 | 0 | 569.9143 | 50.5797 | 50.5797 | 50.5797 | 113.3914 | 218.1335 | 364.4382 | 164.7893 | 449.5504 | 121.5504 | 325.5352 | 295.2952 | 377.7277 | 370.9959 | 192.0604 | 748.1059 | 468.9745 | 132.6469 | 291.103 | 367.807 | 147.5334 | 313.9041 | 546.3974 | 147.5334 | 61.7584 | 395.0991 | 1055.7251 | 220.5301 | 245.4304 | 134.2636 | 245.4042 | 61.7584 | 234.5769 | 384.7686 | 135.7199 | 464.7486 | 50.324 | 242.3976 | 50.324 | 147.5334 | 218.1335 | 86.4653 | 546.3974 | 0 | 0 | 0 | 0 | 0 | 0 | 0 | 0 | 222.1333 | 0 | 0 | 0 | 0 | 342.3376 | 390.6169 | 37.7271 | 48.0787 | 327.9488 | 216.3924 | 17.3707 | 117.2528 | 132.4506 | 361.2455 | 206.8206 | 282.664 | 138.2985 | 37.7271 | 374.5453 | 64.058 | 352.959 | 177.247 | 218.8426 | 67.5487 | 126.1774 | 661.7021 | 33.8075 | 211.1874 | 214.9779 | 17.3707 | 17.3707 | 90.5953 | 160.1711 | 90.2959 | 179.4765 | 206.7443 | 117.7606 | 111.301 | 862.7458 | 163.8548 | 117.2528 | 107.5422 | 107.5422 | 46.5934 | 69.3009 | 862.7458 | 506.235 | 201.6449 | 0 | 0 | 0 | 107.9092 | 132.4506 | 103.8513 | 487.9839 | 126.1774 | 0 | 92.0814 | 69.3009 | 17.3707 | 88.6966 | 36.7131 | 0 | 0 | 0 | 117.8127 | 0 | 0 | 188.2967 | 0 | 45.1819 | 0 | 0 | 272.8984 | 111.9959 | 36.7131 | 40.5573 | 40.5573 | 98.1681 | 193.1443 | 258.9992 | 188.458 | 386.6916 | 242.6654 | 150.1352 | 349.6767 | 309.5236 | 207.0219 | 196.7603 | 482.0532 | 240.1439 | 254.318 | 116.7595 | 111.8478 | 247.2412 | 280.8382 | 101.8502 | 111.8478 | 111.8478 | 198.4237 | 116.7595 | 116.7595 | 116.7595 | 225.612 | 219.4282 | 226.0448 | 180.5079 | 180.5079 | 140.03 | 228.6656 | 575.1373 | 198.9803 | 142.606 | 697.3369 | 230.3673 | 142.606 | 504.5672 | 1118.5812 | 196.544 | 702.6954 | 517.0971 | 230.3673 | 140.3059 | 84.9403 | 296.0106 | 72.2469 | 72.2469 | 72.2469 | 225.5231 | 264.3533 | 103.1019 | 163.4641 | 294.6589 | 276.5067 | 152.0612 | 152.0612 | 165.2617 | 477.9892 | 72.2469 | 549.3351 | 293.3274 | 494.8449 | 185.4444 | 156.7524 | 426.7905 | 126.6192 | 228.548 | 126.6192 | 311.2999 | 108.7088 | 142.2702 | 86.4653 | 86.4653 | 108.7088 | 402.9286 | 351.3551 | 196.3181 | 271.4109 | 150.7764 | 108.7088 | 960.952 | 248.1829 | 260.8932 | 594.9652 | 902.6101 | 119.4853 | 130.0635 | 220.5501 | 443.1714 | 130.0635 | 78.9062 | 175.6054 | 135.7627 | 125.4759 | 151.5484 | 73.9193 | 73.9193 | 119.8816 | 72.8263 | 198.1941 | 309.0042 | 146.43 | 228.548 | 134.4899 | 286.4023 | 239.4033 | 146.43 | 134.4899 | 113.6389 | 323.5415 | 232.6919 | 68.439 | 41.0824 | 497.5953 | 106.5325 | 358.8053 | 107.7844 | 494.1456 | 1108.7161 | 59.5274 | 385.3988 | 323.5415 | 469.5859 | 107.7844 | 45.1819 | 413.6882 | 362.2913 | 254.3752 | 264.9358 | 0 | 111.8478 | 204.345 | 505.612 | 0 | 119.4853 | 160.3795 | 247.2412 | 105.9391 | 174.2376 | 250.0328 | 107.8267 | 0 | 0 | 0 | 0 | 0 | 0 | 0 | 0 | 111.9959 | 0 | 207.7258 | 262.3479 | 301.4575 | 198.2123 | 0 | 224.8501 | 72.8728 | 59.5181 | 33.8075 | 971.6403 | 52.3972 | 156.7276 | 71.0164 | 71.0164 | 133.625 | 45.3583 | 72.8728 | 52.3972 | 49.434 | 49.434 | 82.9326 | 0 | 0 | 0 | 0 | 45.3583 | 45.3583 | 45.3583 | 73.3952 | 49.434 | 156.1896 | 0 | 0 | 30.6991 | 0 | 0 | 0 | 138.3338 | 58.1987 | 170.8259 | 72.0525 | 75.2997 | 30.6991 | 161.4596 | 214.7419 | 48.4923 | 204.7864 | 174.5422 | 724.554 | 152.6451 | 147.6152 | 182.3737 | 28.9688 | 35.3387 | 35.3387 | 28.9688 | 65.3631 | 106.9646 | 242.8603 | 2131.1879 | 184.6746 | 106.9646 | 100.1402 | 201.696 | 144.4788 | 126.9555 | 121.6422 | 100.1402 | 218.5271 | 90.7525 | 58.1987 | 58.1987 | 209.5132 | 139.4744 | 0 | 0 | 0 | 35.3387 | 35.3387 | 41.0293 | 0 | 0 | 0 | 0 | 0 | 0 | 28.9688 | 58.1987 | 201.6333 | 35.3387 | 45.2495 | 95.4211 | 0 | 0 | 0 | 0 | 0 | 0 | 0 | 0 | 0 | 0 | 0 | 0 | 0 | 0 | 0 | 0 | 0 | 0 | 0 | 0 | 0 | 0 | 0 | 0 | 0 | 0 | 0 | 0 | 0 | 0 | 0 | 0 | 0 | 0 | 0 | 0 | 0 | 0 | 0 | 0 | 0 | 0 | 0 | 0 | 0 | 0 | 0 | 0 | 0 | 0 | 0 | 0 | 0 | 0 | 0 | 0 | 0 | 0 | 0 | 0 | 0 | 0 | 0 | 0 | 0 | 0 | 0 | 0 | 0 | 0 | 0 | 0 | 0 | 0 | 0 | 0 | 0 | 0 | 0 | 0 | 0 | 0 | 0 | 0 | 0 | 0 | 0 | 0 | 0 | 0 | 0 | 0 | 0 | 0 | 0 | 0 | 0 | 0 | 0 | 0 | 0 | 0 | 0 | 0 | 0 | 0 | 0 | 0 | 0 | 2017-01-11 12:00
t0254 | 0 | 165.253 | 454.5867 | 196.2039 | 53.0268 | 360.8853 | 53.0268 | 745.7858 | 81.0593 | 81.0593 | 2429.8947 | 92.612 | 111.1098 | 441.2437 | 544.2602 | 81.0973 | 102.8034 | 474.9808 | 299.8187 | 475.1001 | 0 | 0 | 558.865 | 49.7021 | 49.7021 | 49.7021 | 112.8012 | 216.3877 | 366.1909 | 163.5979 | 445.5131 | 119.0515 | 325.4421 | 295.7862 | 372.6688 | 364.1673 | 190.3676 | 764.8342 | 474.1218 | 131.4706 | 293.3559 | 364.4826 | 147.1114 | 312.781 | 555.8697 | 147.1114 | 60.988 | 391.7979 | 1051.6032 | 220.6897 | 242.7317 | 131.6431 | 244.747 | 60.988 | 232.2088 | 385.6806 | 134.6655 | 458.8864 | 49.0731 | 243.1875 | 49.0731 | 147.1114 | 216.3877 | 85.5085 | 555.8697 | 0 | 0 | 0 | 0 | 0 | 0 | 0 | 0 | 219.5645 | 0 | 0 | 0 | 0 | 339.0468 | 384.339 | 37.0812 | 46.051 | 317.4464 | 211.2787 | 16.8117 | 113.6303 | 128.2748 | 355.3558 | 204.3731 | 279.2108 | 132.9589 | 37.0812 | 364.3564 | 61.991 | 345.4014 | 171.7283 | 214.1009 | 65.6115 | 122.8244 | 646.0136 | 32.2176 | 206.4976 | 208.1563 | 16.8117 | 16.8117 | 87.4315 | 158.2728 | 87.8285 | 174.4094 | 203.7716 | 113.368 | 106.2574 | 832.4197 | 156.3727 | 113.6303 | 104.9168 | 104.9168 | 45.2085 | 66.1963 | 832.4197 | 491.7081 | 197.5873 | 0 | 0 | 0 | 105.3776 | 128.2748 | 101.5482 | 474.9179 | 122.8244 | 0 | 89.9874 | 66.1963 | 16.8117 | 85.7536 | 35.3277 | 0 | 0 | 0 | 115.57 | 0 | 0 | 184.15 | 0 | 43.3518 | 0 | 0 | 268.1045 | 111.7484 | 35.3277 | 39.5968 | 39.5968 | 93.888 | 187.2049 | 250.8159 | 183.2497 | 381.9626 | 239.6368 | 146.9839 | 343.1687 | 304.0987 | 200.4431 | 192.3642 | 475.8744 | 236.3167 | 244.8964 | 115.8169 | 110.3687 | 242.6016 | 271.1035 | 98.8363 | 110.3687 | 110.3687 | 192.2133 | 115.8169 | 115.8169 | 115.8169 | 218.4555 | 216.7145 | 218.0891 | 175.2574 | 175.2574 | 135.9719 | 221.8231 | 566.1981 | 199.2124 | 137.3931 | 694.0623 | 227.1285 | 137.3931 | 489.1426 | 1109.1265 | 188.7764 | 685.6045 | 506.3186 | 227.1285 | 136.8888 | 82.684 | 284.2577 | 70.8929 | 70.8929 | 70.8929 | 217.6321 | 254.7467 | 98.5228 | 163.5865 | 289.1934 | 273.8483 | 151.296 | 151.296 | 161.9264 | 477.1685 | 70.8929 | 534.1226 | 289.7273 | 488.2636 | 183.2892 | 153.7078 | 415.2116 | 123.9115 | 229.3831 | 123.9115 | 306.0676 | 105.7769 | 141.0586 | 85.5085 | 85.5085 | 105.7769 | 406.2761 | 351.0615 | 192.6104 | 264.6501 | 150.4248 | 105.7769 | 973.3758 | 244.5609 | 255.9249 | 584.7647 | 896.251 | 117.7653 | 128.5713 | 212.8229 | 434.2048 | 128.5713 | 76.8662 | 171.7204 | 134.6222 | 123.0242 | 146.8727 | 72.8072 | 72.8072 | 118.5612 | 70.8859 | 195.9996 | 305.4417 | 143.0143 | 229.3831 | 131.908 | 280.1447 | 236.0657 | 143.0143 | 131.908 | 109.601 | 316.0577 | 230.3709 | 68.0869 | 39.59 | 487.7081 | 103.5581 | 348.4946 | 104.6078 | 483.8713 | 1104.4712 | 58.0379 | 372.1169 | 316.0577 | 458.4625 | 104.6078 | 43.3518 | 428.6189 | 351.9264 | 253.5354 | 266.5645 | 0 | 110.3687 | 200.1445 | 508.5552 | 0 | 117.7653 | 157.1156 | 242.6016 | 104.3154 | 166.4159 | 245.7065 | 104.3085 | 0 | 0 | 0 | 0 | 0 | 0 | 0 | 0 | 111.7484 | 0 | 205.5488 | 266.0172 | 294.8651 | 194.8912 | 0 | 217.4509 | 68.9966 | 57.6483 | 32.2176 | 935.6623 | 51.2972 | 151.6909 | 67.8834 | 67.8834 | 126.1209 | 43.5181 | 68.9966 | 51.2972 | 47.4752 | 47.4752 | 79.9109 | 0 | 0 | 0 | 0 | 43.5181 | 43.5181 | 43.5181 | 70.8976 | 47.4752 | 151.1879 | 0 | 0 | 29.8543 | 0 | 0 | 0 | 133.4555 | 57.9195 | 165.6524 | 72.7275 | 73.04 | 29.8543 | 159.5688 | 207.6674 | 46.9464 | 203.5272 | 170.8508 | 716.5212 | 149.6262 | 144.8137 | 178.1799 | 28.4026 | 34.6618 | 34.6618 | 28.4026 | 62.8017 | 104.0514 | 236.0307 | 2103.0287 | 176.8971 | 104.0514 | 97.7769 | 196.3371 | 138.7813 | 121.2631 | 116.4727 | 97.7769 | 210.2101 | 88.6009 | 57.9195 | 57.9195 | 202.651 | 134.9695 | 0 | 0 | 0 | 34.6618 | 34.6618 | 39.5181 | 0 | 0 | 0 | 0 | 0 | 0 | 28.4026 | 57.9195 | 195.413 | 34.6618 | 44.2272 | 91.4265 | 0 | 0 | 0 | 0 | 0 | 0 | 0 | 0 | 0 | 0 | 0 | 0 | 0 | 0 | 0 | 0 | 0 | 0 | 0 | 0 | 0 | 0 | 0 | 0 | 0 | 0 | 0 | 0 | 0 | 0 | 0 | 0 | 0 | 0 | 0 | 0 | 0 | 0 | 0 | 0 | 0 | 0 | 0 | 0 | 0 | 0 | 0 | 0 | 0 | 0 | 0 | 0 | 0 | 0 | 0 | 0 | 0 | 0 | 0 | 0 | 0 | 0 | 0 | 0 | 0 | 0 | 0 | 0 | 0 | 0 | 0 | 0 | 0 | 0 | 0 | 0 | 0 | 0 | 0 | 0 | 0 | 0 | 0 | 0 | 0 | 0 | 0 | 0 | 0 | 0 | 0 | 0 | 0 | 0 | 0 | 0 | 0 | 0 | 0 | 0 | 0 | 0 | 0 | 0 | 0 | 0 | 0 | 0 | 0 | 2017-01-11 13:00
t0255 | 0 | 168.1398 | 442.316 | 198.6462 | 50.5561 | 348.1974 | 50.5561 | 811.4487 | 79.5573 | 79.5573 | 2458.121 | 87.2239 | 111.2356 | 455.8603 | 554.3875 | 82.5315 | 101.2653 | 472.7424 | 295.6148 | 493.2601 | 0 | 0 | 547.3375 | 49.315 | 49.315 | 49.315 | 114.5871 | 218.3541 | 379.8541 | 161.2298 | 445.2444 | 116.683 | 334.2856 | 305.1604 | 372.509 | 359.3101 | 192.4502 | 819.7347 | 494.5379 | 132.628 | 306.1423 | 365.8707 | 150.0088 | 318.5125 | 581.8444 | 150.0088 | 61.3496 | 395.4487 | 1070.3165 | 227.1792 | 242.2415 | 129.8874 | 250.1048 | 61.3496 | 233.8977 | 398.5116 | 136.4078 | 456.214 | 47.8675 | 251.6423 | 47.8675 | 150.0088 | 218.3541 | 85.7319 | 581.8444 | 0 | 0 | 0 | 0 | 0 | 0 | 0 | 0 | 220.2737 | 0 | 0 | 0 | 0 | 340.7364 | 381.9393 | 36.9234 | 43.4494 | 302.9742 | 207.3352 | 16.1752 | 109.6456 | 124.0297 | 351.389 | 204.5841 | 279.6583 | 125.6101 | 36.9234 | 349.2675 | 59.7312 | 338.2788 | 165.6945 | 211.0018 | 63.7265 | 119.6758 | 627.8877 | 29.9998 | 202.9938 | 200.2591 | 16.1752 | 16.1752 | 83.2437 | 158.765 | 85.4233 | 169.2526 | 203.1067 | 105.787 | 95.7941 | 779.2475 | 145.7783 | 109.6456 | 102.808 | 102.808 | 43.7571 | 61.4888 | 779.2475 | 470.6854 | 195.622 | 0 | 0 | 0 | 103.5723 | 124.0297 | 99.927 | 460.7548 | 119.6758 | 0 | 88.494 | 61.4888 | 16.1752 | 81.5215 | 33.3899 | 0 | 0 | 0 | 114.1197 | 0 | 0 | 180.4791 | 0 | 40.9664 | 0 | 0 | 265.6591 | 114.5162 | 33.3899 | 38.7767 | 38.7767 | 88.2202 | 180.0628 | 239.9031 | 177.8823 | 379.5311 | 239.824 | 144.2809 | 339.1221 | 296.9945 | 191.9176 | 188.5704 | 462.3946 | 234.4386 | 231.7094 | 116.3433 | 110.0109 | 238.0805 | 258.5473 | 95.2188 | 110.0109 | 110.0109 | 183.1145 | 116.3433 | 116.3433 | 116.3433 | 209.1784 | 216.1242 | 206.8376 | 169.116 | 169.116 | 131.0334 | 210.8321 | 561.441 | 204.4243 | 129.6776 | 678.6222 | 225.1837 | 129.6776 | 455.8446 | 1092.0518 | 177.7245 | 660.091 | 495.3807 | 225.1837 | 132.6231 | 80.2158 | 267.9991 | 70.1156 | 70.1156 | 70.1156 | 207.4386 | 239.1787 | 91.7319 | 168.8357 | 285.6122 | 275.839 | 153.6709 | 153.6709 | 158.7778 | 489.7502 | 70.1156 | 513.9286 | 290.0009 | 487.6386 | 183.8622 | 151.9606 | 393.8267 | 121.5449 | 236.8401 | 121.5449 | 301.3659 | 101.9648 | 141.5639 | 85.7319 | 85.7319 | 101.9648 | 422.7696 | 359.4826 | 188.857 | 255.8378 | 153.3798 | 101.9648 | 1021.8631 | 243.6557 | 248.6278 | 571.1872 | 878.9035 | 117.3568 | 128.9442 | 201.9297 | 425.2173 | 128.9442 | 74.997 | 167.8056 | 135.8537 | 121.2833 | 141.0559 | 72.2802 | 72.2802 | 118.6223 | 68.6409 | 193.4298 | 304.5596 | 139.8231 | 236.8401 | 129.6068 | 271.6829 | 235.6432 | 139.8231 | 129.6068 | 104.4717 | 304.129 | 231.1968 | 69.4758 | 37.7868 | 480.8928 | 100.3137 | 335.2066 | 100.9002 | 477.3036 | 1113.6674 | 56.794 | 356.7163 | 304.129 | 442.8422 | 100.9002 | 40.9664 | 470.6998 | 338.8908 | 257.4487 | 276.9743 | 0 | 110.0109 | 197.5382 | 509.6351 | 0 | 117.3568 | 154.1586 | 238.0805 | 102.516 | 155.6036 | 243.8158 | 99.7434 | 0 | 0 | 0 | 0 | 0 | 0 | 0 | 0 | 114.5162 | 0 | 206.6383 | 281.3109 | 285.4436 | 191.1538 | 0 | 207.6614 | 62.7431 | 55.4309 | 29.9998 | 873.7194 | 50.477 | 143.4565 | 63.3021 | 63.3021 | 113.6887 | 40.8064 | 62.7431 | 50.477 | 44.9407 | 44.9407 | 76.0458 | 0 | 0 | 0 | 0 | 40.8064 | 40.8064 | 40.8064 | 67.7069 | 44.9407 | 145.0555 | 0 | 0 | 28.4999 | 0 | 0 | 0 | 126.9302 | 58.8617 | 158.6682 | 75.6499 | 70.3504 | 28.4999 | 160.142 | 195.5328 | 45.208 | 205.8719 | 167.0904 | 711.821 | 147.3918 | 142.8683 | 174.0122 | 27.9626 | 34.2117 | 34.2117 | 27.9626 | 59.043 | 100.4832 | 228.3171 | 2049.5507 | 164.2843 | 100.4832 | 95.1192 | 185.9792 | 130.2951 | 113.1313 | 108.5418 | 95.1192 | 197.3962 | 85.6651 | 58.8617 | 58.8617 | 193.987 | 127.8299 | 0 | 0 | 0 | 34.2117 | 34.2117 | 37.4301 | 0 | 0 | 0 | 0 | 0 | 0 | 27.9626 | 58.8617 | 186.5406 | 34.2117 | 43.2882 | 85.8405 | 0 | 0 | 0 | 0 | 0 | 0 | 0 | 0 | 0 | 0 | 0 | 0 | 0 | 0 | 0 | 0 | 0 | 0 | 0 | 0 | 0 | 0 | 0 | 0 | 0 | 0 | 0 | 0 | 0 | 0 | 0 | 0 | 0 | 0 | 0 | 0 | 0 | 0 | 0 | 0 | 0 | 0 | 0 | 0 | 0 | 0 | 0 | 0 | 0 | 0 | 0 | 0 | 0 | 0 | 0 | 0 | 0 | 0 | 0 | 0 | 0 | 0 | 0 | 0 | 0 | 0 | 0 | 0 | 0 | 0 | 0 | 0 | 0 | 0 | 0 | 0 | 0 | 0 | 0 | 0 | 0 | 0 | 0 | 0 | 0 | 0 | 0 | 0 | 0 | 0 | 0 | 0 | 0 | 0 | 0 | 0 | 0 | 0 | 0 | 0 | 0 | 0 | 0 | 0 | 0 | 0 | 0 | 0 | 0 | 2017-01-11 14:00
t0256 | 0 | 171.5892 | 436.5907 | 202.4929 | 49.2387 | 341.6836 | 49.2387 | 868.6187 | 78.6396 | 78.6396 | 2470.271 | 83.8531 | 112.6314 | 470.1455 | 567.6668 | 84.5875 | 101.1535 | 475.5644 | 295.3821 | 511.9747 | 0 | 0 | 542.4711 | 49.5786 | 49.5786 | 49.5786 | 117.0464 | 221.8847 | 393.8398 | 158.8611 | 447.5092 | 115.9151 | 344.3189 | 315.3514 | 376.3159 | 359.1076 | 196.175 | 868.2272 | 512.9786 | 134.8513 | 318.762 | 369.7902 | 153.5596 | 325.7632 | 602.3148 | 153.5596 | 62.4025 | 402.1083 | 1094.3627 | 234.3666 | 243.5817 | 129.9798 | 256.6463 | 62.4025 | 237.6891 | 412.2767 | 139.229 | 457.3565 | 47.4997 | 260.5509 | 47.4997 | 153.5596 | 221.8847 | 86.714 | 602.3148 | 0 | 0 | 0 | 0 | 0 | 0 | 0 | 0 | 223.0895 | 0 | 0 | 0 | 0 | 345.1044 | 384.1794 | 37.2768 | 42.1651 | 294.7389 | 207.0408 | 15.9072 | 108.0681 | 122.6645 | 351.3316 | 206.6955 | 282.8645 | 121.5488 | 37.2768 | 339.7197 | 58.8601 | 336.066 | 163.3434 | 211.3644 | 63.1757 | 118.8307 | 619.3349 | 28.7823 | 202.8161 | 196.8118 | 15.9072 | 15.9072 | 81.014 | 160.8211 | 84.6994 | 167.5138 | 204.6788 | 100.4788 | 87.5604 | 741.3417 | 139.83 | 108.0681 | 102.5642 | 102.5642 | 43.2383 | 58.6195 | 741.3417 | 457.8069 | 196.7473 | 0 | 0 | 0 | 103.6103 | 122.6645 | 99.9657 | 455.0701 | 118.8307 | 0 | 88.5139 | 58.6195 | 15.9072 | 79.0023 | 32.2935 | 0 | 0 | 0 | 114.2534 | 0 | 0 | 179.5878 | 0 | 39.7527 | 0 | 0 | 266.6925 | 117.8545 | 32.2935 | 38.6208 | 38.6208 | 85.2987 | 176.6993 | 233.9345 | 175.994 | 380.0552 | 242.3961 | 143.6854 | 339.685 | 292.6507 | 187.4386 | 187.7616 | 450.0815 | 235.2689 | 224.2222 | 117.5733 | 110.7231 | 236.411 | 252.0971 | 93.5051 | 110.7231 | 110.7231 | 177.5392 | 117.5733 | 117.5733 | 117.5733 | 204.301 | 217.4578 | 200.3223 | 166.3224 | 166.3224 | 128.6283 | 203.4217 | 562.8521 | 209.9954 | 124.9944 | 659.7839 | 225.3258 | 124.9944 | 428.3557 | 1076.1962 | 171.3758 | 643.5185 | 491.1793 | 225.3258 | 130.3718 | 79.203 | 258.9874 | 70.3168 | 70.3168 | 70.3168 | 202.1989 | 228.8278 | 87.69 | 174.7165 | 285.8487 | 280.1628 | 156.9144 | 156.9144 | 157.7567 | 504.7168 | 70.3168 | 502.6789 | 293.1039 | 492.0471 | 186.2002 | 152.4368 | 377.5873 | 120.9869 | 244.4871 | 120.9869 | 299.8571 | 99.8867 | 142.9588 | 86.714 | 86.714 | 99.8867 | 438.4561 | 369.0946 | 187.3494 | 250.9351 | 156.9139 | 99.8867 | 1066.0539 | 245.4657 | 243.7353 | 562.6886 | 860.1869 | 118.2368 | 130.5262 | 195.6422 | 421.8119 | 130.5262 | 74.5331 | 166.3697 | 138.1196 | 121.2454 | 138.163 | 72.5287 | 72.5287 | 119.6612 | 67.6152 | 191.7661 | 306.0902 | 138.9111 | 244.4871 | 128.963 | 266.6161 | 237.7913 | 138.9111 | 128.963 | 101.908 | 295.847 | 233.8478 | 71.3506 | 36.9607 | 481.0346 | 99.0121 | 328.143 | 99.2258 | 478.1967 | 1125.543 | 56.6015 | 350.1062 | 295.847 | 433.2584 | 99.2258 | 39.7527 | 506.2067 | 332.193 | 262.3184 | 287.3607 | 0 | 110.7231 | 197.994 | 505.7666 | 0 | 118.2368 | 153.3224 | 236.411 | 101.578 | 149.7078 | 245.1351 | 97.3523 | 0 | 0 | 0 | 0 | 0 | 0 | 0 | 0 | 117.8545 | 0 | 209.5673 | 295.685 | 279.4624 | 189.2371 | 0 | 202.4006 | 58.7377 | 54.4163 | 28.7823 | 830.4045 | 50.426 | 137.8653 | 60.6173 | 60.6173 | 105.5506 | 39.1884 | 58.7377 | 50.426 | 43.6611 | 43.6611 | 74.1017 | 0 | 0 | 0 | 0 | 39.1884 | 39.1884 | 39.1884 | 66.0857 | 43.6611 | 142.0989 | 0 | 0 | 27.5784 | 0 | 0 | 0 | 123.4114 | 60.1305 | 154.7583 | 78.3372 | 69.0986 | 27.5784 | 162.2878 | 186.9784 | 44.4929 | 209.4052 | 165.6436 | 711.7157 | 147.2372 | 142.8638 | 172.565 | 27.9057 | 34.2372 | 34.2372 | 27.9057 | 56.802 | 98.7016 | 225.0001 | 2003.8057 | 156.0105 | 98.7016 | 93.9216 | 177.8613 | 125.1546 | 108.5058 | 103.6218 | 93.9216 | 189.3201 | 83.9205 | 60.1305 | 60.1305 | 189.6314 | 123.1183 | 0 | 0 | 0 | 34.2372 | 34.2372 | 36.2628 | 0 | 0 | 0 | 0 | 0 | 0 | 27.9057 | 60.1305 | 181.2511 | 34.2372 | 43.0299 | 82.7221 | 0 | 0 | 0 | 0 | 0 | 0 | 0 | 0 | 0 | 0 | 0 | 0 | 0 | 0 | 0 | 0 | 0 | 0 | 0 | 0 | 0 | 0 | 0 | 0 | 0 | 0 | 0 | 0 | 0 | 0 | 0 | 0 | 0 | 0 | 0 | 0 | 0 | 0 | 0 | 0 | 0 | 0 | 0 | 0 | 0 | 0 | 0 | 0 | 0 | 0 | 0 | 0 | 0 | 0 | 0 | 0 | 0 | 0 | 0 | 0 | 0 | 0 | 0 | 0 | 0 | 0 | 0 | 0 | 0 | 0 | 0 | 0 | 0 | 0 | 0 | 0 | 0 | 0 | 0 | 0 | 0 | 0 | 0 | 0 | 0 | 0 | 0 | 0 | 0 | 0 | 0 | 0 | 0 | 0 | 0 | 0 | 0 | 0 | 0 | 0 | 0 | 0 | 0 | 0 | 0 | 0 | 0 | 0 | 0 | 2017-01-11 15:00
t0257 | 0 | 179.2321 | 445.1811 | 211.4584 | 49.7354 | 346.9422 | 49.7354 | 937.4927 | 80.1766 | 80.1766 | 2545.7918 | 83.7957 | 117.1004 | 494.6767 | 594.6853 | 88.7022 | 104.1112 | 491.8963 | 304.0617 | 541.4018 | 0 | 0 | 554.7105 | 51.2777 | 51.2777 | 51.2777 | 122.3958 | 231.1592 | 416.1267 | 161.3463 | 462.1784 | 118.7809 | 362.1842 | 332.4775 | 390.5065 | 369.6952 | 204.9077 | 930.4267 | 541.7768 | 140.5705 | 337.7788 | 383.6443 | 160.8007 | 340.919 | 634.6244 | 160.8007 | 65.1027 | 419.1575 | 1145.0642 | 246.7973 | 251.7308 | 133.9742 | 269.2553 | 65.1027 | 247.7053 | 435.001 | 145.5557 | 471.6106 | 48.6624 | 275.0581 | 48.6624 | 160.8007 | 231.1592 | 90.0422 | 634.6244 | 0 | 0 | 0 | 0 | 0 | 0 | 0 | 0 | 231.9122 | 0 | 0 | 0 | 0 | 358.6627 | 397.4358 | 38.6837 | 42.5207 | 297.3142 | 213.1671 | 16.1945 | 110.2001 | 125.454 | 361.693 | 214.4585 | 293.7717 | 122.1956 | 38.6837 | 342.3597 | 60.025 | 344.4322 | 166.6003 | 218.11 | 64.7101 | 121.8357 | 631.2217 | 28.7667 | 208.8644 | 200.241 | 16.1945 | 16.1945 | 81.7914 | 167.2103 | 86.7498 | 171.3361 | 212.0076 | 99.3584 | 83.707 | 733.8347 | 139.69 | 110.2001 | 105.5298 | 105.5298 | 44.1771 | 58.2379 | 733.8347 | 461.4715 | 203.6413 | 0 | 0 | 0 | 106.8291 | 125.454 | 103.0525 | 464.5377 | 121.8357 | 0 | 91.243 | 58.2379 | 16.1945 | 79.4473 | 32.4457 | 0 | 0 | 0 | 117.8001 | 0 | 0 | 184.321 | 0 | 40.0735 | 0 | 0 | 275.5172 | 123.9198 | 32.4457 | 39.6791 | 39.6791 | 85.7703 | 179.5234 | 236.4369 | 179.941 | 391.5192 | 251.6046 | 147.5476 | 350.346 | 297.7196 | 189.7039 | 192.8232 | 452.7898 | 242.9258 | 225.3566 | 121.9477 | 114.5516 | 242.1014 | 254.913 | 95.0366 | 114.5516 | 114.5516 | 178.553 | 121.9477 | 121.9477 | 121.9477 | 206.7717 | 224.8936 | 201.4152 | 169.2462 | 169.2462 | 130.6819 | 203.6775 | 580.6516 | 220.3846 | 125.1897 | 662.2379 | 232.0436 | 125.1897 | 418.9792 | 1093.3968 | 171.7957 | 649.4768 | 502.5485 | 232.0436 | 132.5089 | 80.8283 | 260.1175 | 72.5963 | 72.5963 | 72.5963 | 204.4135 | 227.6894 | 87.3217 | 184.4256 | 294.6174 | 291.8265 | 164.0367 | 164.0367 | 161.6678 | 531.2244 | 72.5963 | 509.0426 | 304.2234 | 510.1151 | 193.5554 | 157.4285 | 375.7936 | 124.1989 | 257.483 | 124.1989 | 307.4944 | 101.2711 | 148.202 | 90.0422 | 90.0422 | 101.2711 | 463.1613 | 387.3057 | 191.7071 | 254.5934 | 164.2216 | 101.2711 | 1130.6172 | 254.1992 | 246.9436 | 572.2769 | 868.6415 | 122.447 | 135.6311 | 196.7673 | 431.7046 | 135.6311 | 76.4647 | 170.2441 | 143.9584 | 124.8673 | 140.1533 | 74.8729 | 74.8729 | 123.986 | 68.8685 | 195.8896 | 316.2255 | 142.4143 | 257.483 | 132.3006 | 270.4876 | 246.5609 | 142.4143 | 132.3006 | 103.0983 | 297.9699 | 242.787 | 74.9285 | 37.4843 | 495.6753 | 101.0366 | 332.5901 | 100.97 | 493.4533 | 1166.8034 | 58.1949 | 355.9702 | 297.9699 | 438.5466 | 100.97 | 40.0735 | 547.8373 | 337.0679 | 273.6925 | 303.7247 | 0 | 114.5516 | 204.3759 | 515.8003 | 0 | 122.447 | 157.2591 | 242.1014 | 103.7817 | 149.9304 | 253.5476 | 98.4888 | 0 | 0 | 0 | 0 | 0 | 0 | 0 | 0 | 123.9198 | 0 | 218.0611 | 315.3527 | 282.9578 | 193.2429 | 0 | 204.5308 | 57.5105 | 55.31 | 28.7667 | 821.5662 | 51.9143 | 137.6154 | 60.4505 | 60.4505 | 102.628 | 39.153 | 57.5105 | 51.9143 | 44.0512 | 44.0512 | 74.9122 | 0 | 0 | 0 | 0 | 39.153 | 39.153 | 39.153 | 66.8749 | 44.0512 | 144.19 | 0 | 0 | 27.6713 | 0 | 0 | 0 | 124.5006 | 62.8796 | 156.4113 | 82.6422 | 70.2476 | 27.6713 | 168.7917 | 185.8527 | 45.3231 | 218.2715 | 169.4606 | 732.1426 | 151.5498 | 147.1527 | 176.6434 | 28.6988 | 35.2884 | 35.2884 | 28.6988 | 56.8235 | 100.3021 | 229.3067 | 2023.6431 | 154.3841 | 100.3021 | 95.8061 | 176.6057 | 125.038 | 108.3723 | 103.0295 | 95.8061 | 188.8454 | 85.0389 | 62.8796 | 62.8796 | 192.1023 | 123.1346 | 0 | 0 | 0 | 35.2884 | 35.2884 | 36.4813 | 0 | 0 | 0 | 0 | 0 | 0 | 28.6988 | 62.8796 | 182.6093 | 35.2884 | 44.1303 | 82.9152 | 0 | 0 | 0 | 0 | 0 | 0 | 0 | 0 | 0 | 0 | 0 | 0 | 0 | 0 | 0 | 0 | 0 | 0 | 0 | 0 | 0 | 0 | 0 | 0 | 0 | 0 | 0 | 0 | 0 | 0 | 0 | 0 | 0 | 0 | 0 | 0 | 0 | 0 | 0 | 0 | 0 | 0 | 0 | 0 | 0 | 0 | 0 | 0 | 0 | 0 | 0 | 0 | 0 | 0 | 0 | 0 | 0 | 0 | 0 | 0 | 0 | 0 | 0 | 0 | 0 | 0 | 0 | 0 | 0 | 0 | 0 | 0 | 0 | 0 | 0 | 0 | 0 | 0 | 0 | 0 | 0 | 0 | 0 | 0 | 0 | 0 | 0 | 0 | 0 | 0 | 0 | 0 | 0 | 0 | 0 | 0 | 0 | 0 | 0 | 0 | 0 | 0 | 0 | 0 | 0 | 0 | 0 | 0 | 0 | 2017-01-11 16:00
t0258 | 0 | 175.2387 | 444.9953 | 206.4632 | 50.0588 | 347.9742 | 50.0588 | 888.2067 | 80.4311 | 80.4311 | 2538.7906 | 85.3492 | 114.684 | 480.5208 | 578.9022 | 86.1789 | 103.0095 | 484.7205 | 300.886 | 522.4744 | 0 | 0 | 553.382 | 50.4764 | 50.4764 | 50.4764 | 119.3827 | 226.2991 | 402.0133 | 163.1139 | 457.2564 | 118.1297 | 351.2658 | 321.7355 | 383.4042 | 365.8745 | 199.8841 | 887.7541 | 524.7692 | 137.4692 | 325.4414 | 377.4028 | 156.7008 | 332.3934 | 617.845 | 156.7008 | 63.5145 | 409.994 | 1116.5587 | 239.1099 | 248.6549 | 132.3309 | 261.7838 | 63.5145 | 242.2084 | 420.6392 | 141.884 | 466.8505 | 48.3243 | 265.8791 | 48.3243 | 156.7008 | 226.2991 | 88.4115 | 617.845 | 0 | 0 | 0 | 0 | 0 | 0 | 0 | 0 | 227.349 | 0 | 0 | 0 | 0 | 351.9754 | 391.311 | 37.9238 | 42.7238 | 300.0119 | 210.4906 | 16.1566 | 109.7822 | 124.4905 | 358.2509 | 210.7223 | 288.2629 | 123.4482 | 37.9238 | 346.608 | 59.7571 | 342.3537 | 165.9087 | 214.9411 | 64.1719 | 120.784 | 631.1647 | 29.1522 | 206.3045 | 199.9651 | 16.1566 | 16.1566 | 82.3406 | 163.8666 | 86.0859 | 170.2449 | 208.5508 | 102.4834 | 89.5876 | 756.725 | 141.7354 | 109.7822 | 104.2561 | 104.2561 | 43.9265 | 59.5135 | 756.725 | 466.7605 | 200.0533 | 0 | 0 | 0 | 105.3077 | 124.4905 | 101.6611 | 462.9905 | 120.784 | 0 | 89.9954 | 59.5135 | 16.1566 | 80.4304 | 32.8158 | 0 | 0 | 0 | 116.3339 | 0 | 0 | 182.8393 | 0 | 40.314 | 0 | 0 | 271.5753 | 120.1634 | 32.8158 | 39.2836 | 39.2836 | 86.4252 | 179.666 | 238.0594 | 178.9249 | 388.0966 | 247.0316 | 146.3306 | 345.9011 | 299.135 | 190.6684 | 191.1089 | 462.1843 | 239.7615 | 227.9036 | 120.0449 | 112.9016 | 241.1408 | 256.1645 | 95.1143 | 112.9016 | 112.9016 | 180.8978 | 120.0449 | 120.0449 | 120.0449 | 207.8262 | 221.8301 | 203.7657 | 169.1754 | 169.1754 | 130.8891 | 207.6067 | 573.8162 | 214.4721 | 127.1741 | 680.1072 | 229.9488 | 127.1741 | 439.337 | 1104.3887 | 174.09 | 657.1574 | 500.6914 | 229.9488 | 132.9126 | 80.594 | 262.9562 | 71.5822 | 71.5822 | 71.5822 | 205.441 | 233.1794 | 89 | 178.14 | 291.1359 | 285.5767 | 160.0689 | 160.0689 | 160.7929 | 514.5582 | 71.5822 | 512.1871 | 298.7364 | 501.4534 | 189.7533 | 155.1258 | 386.3648 | 123.204 | 249.6814 | 123.204 | 305.9954 | 101.7797 | 145.9587 | 88.4115 | 88.4115 | 101.7797 | 448.1118 | 376.71 | 191.125 | 255.8732 | 160.1774 | 101.7797 | 1089.9963 | 250.1019 | 249.2262 | 575.284 | 884.5379 | 120.4785 | 133.0371 | 199.0064 | 430.0572 | 133.0371 | 75.7701 | 169.4968 | 140.8302 | 123.4625 | 140.5269 | 73.9435 | 73.9435 | 122.0727 | 68.8319 | 196.324 | 312.4273 | 141.3879 | 249.6814 | 131.4637 | 272.2174 | 242.2678 | 141.3879 | 131.4637 | 103.4998 | 302.4175 | 238.5331 | 72.6961 | 37.5038 | 489.7005 | 100.6947 | 334.1304 | 100.9111 | 486.4618 | 1151.1729 | 57.5309 | 355.3418 | 302.4175 | 442.2575 | 100.9111 | 40.314 | 518.1712 | 338.1859 | 267.8955 | 293.4304 | 0 | 112.9016 | 201.4197 | 521.3122 | 0 | 120.4785 | 156.2299 | 241.1408 | 103.8125 | 151.7233 | 249.5761 | 99.0017 | 0 | 0 | 0 | 0 | 0 | 0 | 0 | 0 | 120.1634 | 0 | 213.605 | 301.9571 | 285.466 | 193.3133 | 0 | 205.8577 | 59.5612 | 55.3084 | 29.1522 | 846.9855 | 51.3224 | 140.6593 | 61.5125 | 61.5125 | 107.011 | 39.8186 | 59.5612 | 51.3224 | 44.2873 | 44.2873 | 75.241 | 0 | 0 | 0 | 0 | 39.8186 | 39.8186 | 39.8186 | 67.1594 | 44.2873 | 144.4458 | 0 | 0 | 28.1621 | 0 | 0 | 0 | 125.4344 | 61.3395 | 157.5788 | 80.1195 | 70.2711 | 28.1621 | 165.3559 | 190.8782 | 45.1902 | 213.6893 | 168.8344 | 727.3544 | 149.936 | 145.5039 | 175.731 | 28.4257 | 34.8619 | 34.8619 | 28.4257 | 57.7369 | 100.5061 | 228.8727 | 2055.4384 | 158.731 | 100.5061 | 95.7005 | 182.1378 | 127.2363 | 110.0337 | 105.3017 | 95.7005 | 192.6603 | 85.6405 | 61.3395 | 61.3395 | 192.7746 | 125.5492 | 0 | 0 | 0 | 34.8619 | 34.8619 | 36.8539 | 0 | 0 | 0 | 0 | 0 | 0 | 28.4257 | 61.3395 | 184.6421 | 34.8619 | 43.8068 | 83.9419 | 0 | 0 | 0 | 0 | 0 | 0 | 0 | 0 | 0 | 0 | 0 | 0 | 0 | 0 | 0 | 0 | 0 | 0 | 0 | 0 | 0 | 0 | 0 | 0 | 0 | 0 | 0 | 0 | 0 | 0 | 0 | 0 | 0 | 0 | 0 | 0 | 0 | 0 | 0 | 0 | 0 | 0 | 0 | 0 | 0 | 0 | 0 | 0 | 0 | 0 | 0 | 0 | 0 | 0 | 0 | 0 | 0 | 0 | 0 | 0 | 0 | 0 | 0 | 0 | 0 | 0 | 0 | 0 | 0 | 0 | 0 | 0 | 0 | 0 | 0 | 0 | 0 | 0 | 0 | 0 | 0 | 0 | 0 | 0 | 0 | 0 | 0 | 0 | 0 | 0 | 0 | 0 | 0 | 0 | 0 | 0 | 0 | 0 | 0 | 0 | 0 | 0 | 0 | 0 | 0 | 0 | 0 | 0 | 0 | 2017-01-11 17:00
t0259 | 0 | 164.7004 | 442.724 | 194.0292 | 50.8378 | 349.4466 | 50.8378 | 766.1425 | 80.1458 | 80.1458 | 2471.8594 | 88.7798 | 108.8976 | 443.5612 | 539.767 | 80.1145 | 100.2349 | 466.2757 | 292.717 | 475.7253 | 0 | 0 | 547.1432 | 48.5412 | 48.5412 | 48.5412 | 111.8279 | 213.9558 | 366.8878 | 164.1848 | 441.9085 | 116.181 | 324.1933 | 295.1994 | 365.8505 | 355.8893 | 187.681 | 780.9391 | 479.9583 | 129.7551 | 294.7943 | 360.5938 | 146.306 | 310.8004 | 569.2816 | 146.306 | 59.7862 | 387.0309 | 1044.4786 | 220.0687 | 239.8404 | 128.3099 | 243.2097 | 59.7862 | 228.7249 | 385.187 | 132.9363 | 452.6859 | 47.5225 | 243.1556 | 47.5225 | 146.306 | 213.9558 | 84.2565 | 569.2816 | 0 | 0 | 0 | 0 | 0 | 0 | 0 | 0 | 216.0241 | 0 | 0 | 0 | 0 | 334.764 | 376.1711 | 36.1624 | 43.4988 | 305.7168 | 204.5202 | 16.1123 | 109.0752 | 122.7987 | 348.5825 | 201.2006 | 274.5428 | 126.6527 | 36.1624 | 354.2274 | 59.3503 | 336.5241 | 164.752 | 207.7408 | 63.0968 | 118.5182 | 628.5946 | 30.2688 | 200.3878 | 199.7274 | 16.1123 | 16.1123 | 83.7053 | 155.6271 | 84.6783 | 167.9903 | 199.9014 | 109.079 | 102.0243 | 803.8617 | 147.3455 | 109.0752 | 101.4511 | 101.4511 | 43.4481 | 62.6389 | 803.8617 | 476.6651 | 191.9344 | 0 | 0 | 0 | 101.9594 | 122.7987 | 98.4942 | 459.1442 | 118.5182 | 0 | 87.1936 | 62.6389 | 16.1123 | 82.5265 | 33.7185 | 0 | 0 | 0 | 112.723 | 0 | 0 | 179.084 | 0 | 41.0903 | 0 | 0 | 261.906 | 110.9858 | 33.7185 | 38.3703 | 38.3703 | 88.5589 | 180.0845 | 241.5159 | 176.7359 | 377.2533 | 235.5945 | 143.1695 | 334.9099 | 299.4973 | 192.815 | 186.905 | 475.159 | 231.5912 | 234.0134 | 114.7886 | 108.5643 | 237.5968 | 259.4805 | 95.2649 | 108.5643 | 108.5643 | 185.6306 | 114.7886 | 114.7886 | 114.7886 | 210.1638 | 213.5364 | 209.098 | 168.9832 | 168.9832 | 131.2352 | 215.2252 | 555.5356 | 199.2074 | 131.6268 | 703.5291 | 223.6488 | 131.6268 | 478.8653 | 1110.5849 | 179.7477 | 669.6109 | 494.253 | 223.6488 | 133.2258 | 79.9805 | 270.3238 | 69.1329 | 69.1329 | 69.1329 | 208.1939 | 244.8867 | 93.2019 | 162.892 | 282.3708 | 270.0411 | 150.0614 | 150.0614 | 158.1241 | 474.0184 | 69.1329 | 517.588 | 284.9515 | 479.6658 | 180.3202 | 149.682 | 406.0643 | 120.6302 | 229.8417 | 120.6302 | 300.589 | 102.5796 | 139.739 | 84.2565 | 84.2565 | 102.5796 | 409.4514 | 349.9021 | 188.6738 | 257.5355 | 149.7845 | 102.5796 | 985.8714 | 239.8536 | 251.8812 | 576.3884 | 902.267 | 115.5376 | 126.5485 | 204.0823 | 424.2599 | 126.5485 | 74.2461 | 167.228 | 132.9831 | 119.9587 | 141.369 | 71.4728 | 71.4728 | 116.9772 | 68.6262 | 194.8364 | 301.5776 | 138.831 | 229.8417 | 128.9672 | 274.1467 | 231.6267 | 138.831 | 128.9672 | 104.7023 | 309.6621 | 227.4492 | 67.3366 | 37.7171 | 475.1317 | 99.9244 | 336.9061 | 100.7907 | 470.2449 | 1102.9757 | 56.0803 | 355.3252 | 309.6621 | 447.6525 | 100.7907 | 41.0903 | 443.8151 | 340.1173 | 252.4944 | 267.6046 | 0 | 108.5643 | 194.5576 | 520.586 | 0 | 115.5376 | 153.3101 | 237.5968 | 102.9149 | 156.8678 | 239.9817 | 100.1982 | 0 | 0 | 0 | 0 | 0 | 0 | 0 | 0 | 110.9858 | 0 | 202.5085 | 268.9133 | 288.8244 | 191.8384 | 0 | 208.8882 | 64.6016 | 55.3745 | 30.2688 | 900.534 | 49.8972 | 146.7765 | 64.2124 | 64.2124 | 117.7042 | 41.4168 | 64.6016 | 49.8972 | 45.0568 | 45.0568 | 76.2348 | 0 | 0 | 0 | 0 | 41.4168 | 41.4168 | 41.4168 | 67.9146 | 45.0568 | 145.1806 | 0 | 0 | 29.0675 | 0 | 0 | 0 | 127.7316 | 57.4593 | 159.9042 | 73.4823 | 70.3372 | 29.0675 | 156.9103 | 201.0161 | 45.005 | 201.823 | 166.6961 | 709.6417 | 145.8799 | 141.3367 | 173.2129 | 27.7156 | 33.8069 | 33.8069 | 27.7156 | 59.8943 | 100.7402 | 227.813 | 2094.5774 | 168.5709 | 100.7402 | 95.1179 | 192.4086 | 132.3732 | 114.4618 | 110.6744 | 95.1179 | 201.1828 | 86.4616 | 57.4593 | 57.4593 | 194.4912 | 130.4405 | 0 | 0 | 0 | 33.8069 | 33.8069 | 37.7602 | 0 | 0 | 0 | 0 | 0 | 0 | 27.7156 | 57.4593 | 188.7202 | 33.8069 | 42.9834 | 86.6624 | 0 | 0 | 0 | 0 | 0 | 0 | 0 | 0 | 0 | 0 | 0 | 0 | 0 | 0 | 0 | 0 | 0 | 0 | 0 | 0 | 0 | 0 | 0 | 0 | 0 | 0 | 0 | 0 | 0 | 0 | 0 | 0 | 0 | 0 | 0 | 0 | 0 | 0 | 0 | 0 | 0 | 0 | 0 | 0 | 0 | 0 | 0 | 0 | 0 | 0 | 0 | 0 | 0 | 0 | 0 | 0 | 0 | 0 | 0 | 0 | 0 | 0 | 0 | 0 | 0 | 0 | 0 | 0 | 0 | 0 | 0 | 0 | 0 | 0 | 0 | 0 | 0 | 0 | 0 | 0 | 0 | 0 | 0 | 0 | 0 | 0 | 0 | 0 | 0 | 0 | 0 | 0 | 0 | 0 | 0 | 0 | 0 | 0 | 0 | 0 | 0 | 0 | 0 | 0 | 0 | 0 | 0 | 0 | 0 | 2017-01-11 18:00
t0260 | 0 | 151.1921 | 425.3012 | 178.6086 | 49.7276 | 338.3181 | 49.7276 | 652.3974 | 76.6577 | 76.6577 | 2306.5844 | 88.0718 | 101.2782 | 400.834 | 493.658 | 73.2237 | 94.9111 | 437.1518 | 276.998 | 426.2998 | 0 | 0 | 522.6029 | 45.5847 | 45.5847 | 45.5847 | 102.6172 | 197.7738 | 329.2493 | 157.207 | 414.0333 | 110.7263 | 293.9039 | 266.3188 | 341.168 | 336.6285 | 172.8537 | 676.9766 | 429.7654 | 119.8856 | 262.8236 | 335.6204 | 133.7977 | 284.6079 | 510.319 | 133.7977 | 55.2718 | 357.5041 | 956.8989 | 199.0388 | 224.7336 | 121.2315 | 221.7147 | 55.2718 | 211.5478 | 346.9221 | 122.1961 | 425.8851 | 45.4132 | 218.7038 | 45.4132 | 133.7977 | 197.7738 | 78.4 | 510.319 | 0 | 0 | 0 | 0 | 0 | 0 | 0 | 0 | 200.7197 | 0 | 0 | 0 | 0 | 310.8494 | 352.9005 | 33.7881 | 42.8381 | 299.1705 | 193.9765 | 15.5896 | 105.2358 | 118.0602 | 329.3414 | 187.5135 | 255.5472 | 124.9185 | 33.7881 | 346.0946 | 57.3019 | 320.8011 | 158.9319 | 196.1903 | 60.441 | 113.2453 | 604.4361 | 30.2086 | 189.8479 | 193.3531 | 15.5896 | 15.5896 | 81.9664 | 144.5851 | 81.0606 | 161.1884 | 187.0214 | 109.4819 | 106.1914 | 804.9498 | 147.0039 | 105.2358 | 96.3513 | 96.3513 | 41.7842 | 62.8401 | 804.9498 | 465.9824 | 180.3192 | 0 | 0 | 0 | 96.4986 | 118.0602 | 93.177 | 441.3405 | 113.2453 | 0 | 82.5174 | 62.8401 | 15.5896 | 81.1092 | 33.2631 | 0 | 0 | 0 | 106.4312 | 0 | 0 | 170.4428 | 0 | 40.4428 | 0 | 0 | 246.3904 | 100.781 | 33.2631 | 36.5011 | 36.5011 | 87.5875 | 174.5535 | 235.7326 | 169.6091 | 355.3366 | 219.5054 | 136.0891 | 315.994 | 287.7034 | 187.9018 | 177.7746 | 461.6208 | 217.8466 | 230.6667 | 106.8255 | 101.6844 | 226.4169 | 253.5713 | 92.2324 | 101.6844 | 101.6844 | 182.2295 | 106.8255 | 106.8255 | 106.8255 | 204.7997 | 200.022 | 205.7896 | 163.3115 | 163.3115 | 127.0792 | 212.2031 | 523.1242 | 181.1558 | 130.2294 | 682.4963 | 210.9596 | 130.2294 | 484.0729 | 1063.5964 | 177.9709 | 652.0365 | 472.0979 | 210.9596 | 128.6049 | 76.8981 | 267.0926 | 65.1395 | 65.1395 | 65.1395 | 203.5447 | 244.0295 | 93.2445 | 146.7194 | 266.6734 | 249.8872 | 137.7552 | 137.7552 | 150.6558 | 429.6024 | 65.1395 | 502.8793 | 265.4829 | 447.919 | 167.5616 | 141.0236 | 402.428 | 114.7399 | 207.5393 | 114.7399 | 285.6153 | 99.4778 | 130.1736 | 78.4 | 78.4 | 99.4778 | 366.9728 | 318.5783 | 179.9987 | 249.2408 | 137.0655 | 99.4778 | 875.4397 | 224.4974 | 243.4137 | 553.7737 | 870.0212 | 108.1247 | 117.6525 | 200.7654 | 404.9453 | 117.6525 | 70.8551 | 159.8142 | 122.8636 | 113.4757 | 137.3033 | 67.22 | 67.22 | 109.1945 | 66.1517 | 185.536 | 282.7965 | 132.427 | 207.5393 | 122.6332 | 264.8899 | 216.3203 | 132.427 | 122.6332 | 102.3066 | 302.0845 | 211.5666 | 61.3642 | 36.7596 | 449.1882 | 96.1559 | 327.1668 | 97.4291 | 443.8925 | 1025.0522 | 53.3343 | 344.8205 | 302.0845 | 434.2048 | 97.4291 | 40.4428 | 374.6349 | 329.8052 | 232.2972 | 239.8535 | 0 | 101.6844 | 183.5473 | 492.6498 | 0 | 108.1247 | 145.9116 | 226.4169 | 98.1963 | 155.9923 | 225.3444 | 97.7415 | 0 | 0 | 0 | 0 | 0 | 0 | 0 | 0 | 100.781 | 0 | 187.7846 | 236.208 | 279.7661 | 183.3066 | 0 | 204.0823 | 66.1271 | 53.6646 | 30.2086 | 903.232 | 47.261 | 145.3994 | 64.1277 | 64.1277 | 121.5142 | 41.189 | 66.1271 | 47.261 | 44.2781 | 44.2781 | 74.5969 | 0 | 0 | 0 | 0 | 41.189 | 41.189 | 41.189 | 66.2815 | 44.2781 | 141.0457 | 0 | 0 | 28.5515 | 0 | 0 | 0 | 125.2179 | 52.7144 | 155.9616 | 65.9761 | 68.0932 | 28.5515 | 145.6923 | 200.1479 | 43.5045 | 186.2312 | 159.2718 | 669.3514 | 138.1236 | 133.6306 | 165.5379 | 26.2696 | 31.9368 | 31.9368 | 26.2696 | 59.4302 | 97.4237 | 219.6122 | 2025.9458 | 169.5466 | 97.4237 | 91.355 | 191.1066 | 131.5603 | 114.168 | 110.7798 | 91.355 | 200.1359 | 83.7503 | 52.7144 | 52.7144 | 189.4233 | 128.947 | 0 | 0 | 0 | 31.9368 | 31.9368 | 37.1736 | 0 | 0 | 0 | 0 | 0 | 0 | 26.2696 | 52.7144 | 184.8277 | 31.9368 | 40.9648 | 85.9376 | 0 | 0 | 0 | 0 | 0 | 0 | 0 | 0 | 0 | 0 | 0 | 0 | 0 | 0 | 0 | 0 | 0 | 0 | 0 | 0 | 0 | 0 | 0 | 0 | 0 | 0 | 0 | 0 | 0 | 0 | 0 | 0 | 0 | 0 | 0 | 0 | 0 | 0 | 0 | 0 | 0 | 0 | 0 | 0 | 0 | 0 | 0 | 0 | 0 | 0 | 0 | 0 | 0 | 0 | 0 | 0 | 0 | 0 | 0 | 0 | 0 | 0 | 0 | 0 | 0 | 0 | 0 | 0 | 0 | 0 | 0 | 0 | 0 | 0 | 0 | 0 | 0 | 0 | 0 | 0 | 0 | 0 | 0 | 0 | 0 | 0 | 0 | 0 | 0 | 0 | 0 | 0 | 0 | 0 | 0 | 0 | 0 | 0 | 0 | 0 | 0 | 0 | 0 | 0 | 0 | 0 | 0 | 0 | 0 | 2017-01-11 19:00
t0261 | 0 | 142.636 | 404.3135 | 168.4591 | 47.3794 | 321.9698 | 47.3794 | 606.6826 | 72.9254 | 72.9254 | 2189.0817 | 84.1673 | 95.6508 | 377.1464 | 465.0609 | 68.9409 | 89.9499 | 413.6921 | 262.5214 | 400.1361 | 0 | 0 | 496.4704 | 43.1296 | 43.1296 | 43.1296 | 96.7431 | 186.7103 | 309.1692 | 149.828 | 392.2096 | 105.101 | 276.4539 | 250.275 | 322.4687 | 319.0384 | 162.9935 | 631.8438 | 403.825 | 113.1436 | 246.4983 | 317.363 | 126.085 | 268.258 | 480.2763 | 126.085 | 52.1304 | 337.4143 | 901.9786 | 187.1405 | 212.8013 | 114.8341 | 208.7617 | 52.1304 | 199.6538 | 325.9212 | 115.1908 | 403.565 | 43.095 | 205.4264 | 43.095 | 126.085 | 186.7103 | 74.0971 | 480.2763 | 0 | 0 | 0 | 0 | 0 | 0 | 0 | 0 | 189.6089 | 0 | 0 | 0 | 0 | 293.7173 | 333.8984 | 31.9263 | 40.8089 | 285.2106 | 183.7565 | 14.8175 | 99.9781 | 112.0403 | 312.1827 | 177.2681 | 241.4829 | 119.1505 | 31.9263 | 330.17 | 54.4317 | 304.4644 | 150.9777 | 185.724 | 57.3417 | 107.4189 | 574.6736 | 28.8437 | 179.8509 | 183.8222 | 14.8175 | 14.8175 | 78.1024 | 136.5688 | 76.9146 | 153.0067 | 176.8871 | 104.9296 | 102.5189 | 771.3976 | 140.3968 | 99.9781 | 91.2915 | 91.2915 | 39.6736 | 60.1141 | 771.3976 | 444.4573 | 170.52 | 0 | 0 | 0 | 91.3662 | 112.0403 | 88.2365 | 419.2779 | 107.4189 | 0 | 78.1399 | 60.1141 | 14.8175 | 77.391 | 31.7353 | 0 | 0 | 0 | 100.8071 | 0 | 0 | 161.6718 | 0 | 38.5369 | 0 | 0 | 233.2203 | 94.8008 | 31.7353 | 34.6053 | 34.6053 | 83.5031 | 166.0415 | 224.6031 | 161.0296 | 336.8476 | 207.4667 | 129.0725 | 299.2685 | 273.8387 | 178.9492 | 168.5858 | 441.0959 | 206.2707 | 220.0616 | 101.0319 | 96.228 | 214.9933 | 241.5033 | 87.7315 | 96.228 | 96.228 | 173.8977 | 101.0319 | 101.0319 | 101.0319 | 195.0424 | 189.329 | 196.3342 | 155.2868 | 155.2868 | 120.9002 | 202.7916 | 495.5114 | 170.5974 | 124.3766 | 652.9766 | 199.9801 | 124.3766 | 465.4738 | 1013.4716 | 169.8867 | 621.8892 | 448.3493 | 199.9801 | 122.3797 | 73.0622 | 254.8105 | 61.6674 | 61.6674 | 61.6674 | 193.8657 | 233.5045 | 89.1446 | 137.7924 | 252.6257 | 235.8948 | 129.8884 | 129.8884 | 143.0027 | 403.938 | 61.6674 | 478.9888 | 250.9318 | 423.5343 | 158.2885 | 133.483 | 385.3245 | 108.8335 | 195.1665 | 108.8335 | 271.1136 | 94.7209 | 123.1348 | 74.0971 | 74.0971 | 94.7209 | 344.7214 | 299.982 | 170.9636 | 237.3059 | 129.2013 | 94.7209 | 821.0313 | 212.3472 | 231.9688 | 527.1508 | 830.72 | 102.2733 | 111.1598 | 191.5262 | 384.5525 | 111.1598 | 67.1987 | 151.7521 | 115.9648 | 107.5212 | 130.6738 | 63.6579 | 63.6579 | 103.2913 | 62.8935 | 176.4344 | 267.8047 | 125.6497 | 195.1665 | 116.3682 | 252.2708 | 204.5209 | 125.6497 | 116.3682 | 97.4149 | 288.3286 | 199.9839 | 57.7428 | 34.9717 | 425.5188 | 91.3517 | 311.5089 | 92.6389 | 420.2431 | 969.977 | 50.545 | 327.823 | 288.3286 | 413.7669 | 92.6389 | 38.5369 | 347.9587 | 313.9105 | 219.2432 | 225.2114 | 0 | 96.228 | 173.7505 | 469.3156 | 0 | 102.2733 | 138.4547 | 214.9933 | 93.343 | 148.8823 | 213.205 | 93.0903 | 0 | 0 | 0 | 0 | 0 | 0 | 0 | 0 | 94.8008 | 0 | 177.3357 | 220.9034 | 266.6097 | 174.259 | 0 | 194.437 | 63.4559 | 51.0376 | 28.8437 | 865.5754 | 44.7817 | 139.0501 | 61.2843 | 61.2843 | 116.7724 | 39.3533 | 63.4559 | 44.7817 | 42.1831 | 42.1831 | 71.0415 | 0 | 0 | 0 | 0 | 39.3533 | 39.3533 | 39.3533 | 63.1149 | 42.1831 | 134.2093 | 0 | 0 | 27.2733 | 0 | 0 | 0 | 119.3404 | 49.6981 | 148.6146 | 62.0196 | 64.7629 | 27.2733 | 137.5971 | 191.6229 | 41.3425 | 175.8002 | 151.2614 | 634.9154 | 130.9011 | 126.6173 | 157.1573 | 24.9043 | 30.2527 | 30.2527 | 24.9043 | 56.7668 | 92.692 | 208.7285 | 1933.5172 | 162.402 | 92.692 | 86.832 | 183.1094 | 125.7097 | 109.0515 | 105.971 | 86.832 | 191.3438 | 79.7795 | 49.6981 | 49.6981 | 180.3295 | 123.2454 | 0 | 0 | 0 | 30.2527 | 30.2527 | 35.4548 | 0 | 0 | 0 | 0 | 0 | 0 | 24.9043 | 49.6981 | 176.2875 | 30.2527 | 38.8657 | 82.0209 | 0 | 0 | 0 | 0 | 0 | 0 | 0 | 0 | 0 | 0 | 0 | 0 | 0 | 0 | 0 | 0 | 0 | 0 | 0 | 0 | 0 | 0 | 0 | 0 | 0 | 0 | 0 | 0 | 0 | 0 | 0 | 0 | 0 | 0 | 0 | 0 | 0 | 0 | 0 | 0 | 0 | 0 | 0 | 0 | 0 | 0 | 0 | 0 | 0 | 0 | 0 | 0 | 0 | 0 | 0 | 0 | 0 | 0 | 0 | 0 | 0 | 0 | 0 | 0 | 0 | 0 | 0 | 0 | 0 | 0 | 0 | 0 | 0 | 0 | 0 | 0 | 0 | 0 | 0 | 0 | 0 | 0 | 0 | 0 | 0 | 0 | 0 | 0 | 0 | 0 | 0 | 0 | 0 | 0 | 0 | 0 | 0 | 0 | 0 | 0 | 0 | 0 | 0 | 0 | 0 | 0 | 0 | 0 | 0 | 2017-01-11 20:00
t0262 | 0 | 140.4227 | 383.9236 | 165.5989 | 44.3908 | 303.933 | 44.3908 | 635.8072 | 69.3853 | 69.3853 | 2120.1946 | 77.9411 | 93.296 | 376.0067 | 459.5795 | 68.1972 | 86.4516 | 400.666 | 252.4061 | 402.047 | 0 | 0 | 473.4436 | 41.7371 | 41.7371 | 41.7371 | 95.3315 | 182.8863 | 310.229 | 142.1946 | 379.6271 | 100.449 | 275.1436 | 250.0921 | 313.747 | 306.8272 | 160.2121 | 652.1804 | 405.5046 | 110.8941 | 248.6781 | 309.0143 | 124.5667 | 264.749 | 481.1564 | 124.5667 | 51.1077 | 330.742 | 889.8696 | 186.6125 | 206.0469 | 110.5761 | 206.8325 | 51.1077 | 195.5537 | 326.1309 | 113.3983 | 389.4878 | 41.1296 | 205.7739 | 41.1296 | 124.5667 | 182.8863 | 72.1977 | 481.1564 | 0 | 0 | 0 | 0 | 0 | 0 | 0 | 0 | 185.0087 | 0 | 0 | 0 | 0 | 286.6312 | 323.3187 | 31.0349 | 38.0822 | 266.9895 | 176.5077 | 14.0107 | 94.7455 | 106.5247 | 300.3974 | 172.5067 | 235.2809 | 110.9445 | 31.0349 | 309.1628 | 51.5673 | 290.9826 | 143.1008 | 178.9996 | 54.659 | 102.5713 | 545.3063 | 26.6363 | 172.8691 | 173.7122 | 14.0107 | 14.0107 | 73.1208 | 133.2776 | 73.3358 | 145.6165 | 171.6391 | 96.1956 | 91.2674 | 708.2704 | 129.6452 | 94.7455 | 87.6003 | 87.6003 | 37.6941 | 55.232 | 708.2704 | 416.1152 | 165.0578 | 0 | 0 | 0 | 87.9247 | 106.5247 | 84.9218 | 398.2589 | 102.5713 | 0 | 75.1891 | 55.232 | 14.0107 | 72.1918 | 29.5386 | 0 | 0 | 0 | 97.1184 | 0 | 0 | 154.7558 | 0 | 35.9654 | 0 | 0 | 225.3429 | 94.2506 | 29.5386 | 33.152 | 33.152 | 77.6591 | 156.7009 | 210.7128 | 153.207 | 324.7281 | 201.9748 | 123.6611 | 288.471 | 259.7117 | 168.1225 | 161.4764 | 413.7926 | 199.2505 | 204.94 | 98.3643 | 93.2541 | 205.4142 | 226.4925 | 82.8583 | 93.2541 | 93.2541 | 162.3104 | 98.3643 | 98.3643 | 98.3643 | 183.2466 | 183.4281 | 183.0104 | 146.8762 | 146.8762 | 114.1512 | 188.4997 | 478.147 | 169.2577 | 115.4386 | 612.3154 | 192.6147 | 115.4386 | 423.4659 | 961.914 | 157.688 | 583.6676 | 427.6844 | 192.6147 | 115.7438 | 69.381 | 236.9579 | 59.5167 | 59.5167 | 59.5167 | 181.7576 | 215.3623 | 82.0934 | 137.9217 | 243.3025 | 230.9204 | 127.9432 | 127.9432 | 136.6973 | 402.2588 | 59.5167 | 450.7796 | 244.2853 | 411.562 | 154.4365 | 128.8578 | 356.3409 | 104.2189 | 194.7826 | 104.2189 | 259.5896 | 89.2752 | 119.7887 | 72.1977 | 72.1977 | 89.2752 | 346.0542 | 297.429 | 163.1869 | 223.959 | 127.5576 | 89.2752 | 830.436 | 205.9763 | 218.9163 | 499.8477 | 783.4979 | 99.2134 | 108.4031 | 178.5904 | 367.0164 | 108.4031 | 64.226 | 144.7336 | 113.6512 | 103.425 | 123.1067 | 61.488 | 61.488 | 100.3539 | 59.5894 | 168.3958 | 259.1588 | 120.0721 | 194.7826 | 111.4083 | 238.2564 | 198.7485 | 120.0721 | 111.4083 | 91.3879 | 270.1036 | 194.871 | 57.2582 | 32.8888 | 409.5553 | 86.7104 | 293.3644 | 87.6123 | 405.1143 | 944.6655 | 48.4488 | 309.3307 | 270.1036 | 389.6179 | 87.6123 | 35.9654 | 367.1864 | 295.997 | 215.4502 | 226.1757 | 0 | 93.2541 | 167.5739 | 448.8627 | 0 | 99.2134 | 132.4821 | 205.4142 | 89.0161 | 137.849 | 206.3359 | 87.3997 | 0 | 0 | 0 | 0 | 0 | 0 | 0 | 0 | 94.2506 | 0 | 173.3045 | 225.6352 | 251.2489 | 166.0211 | 0 | 182.3142 | 57.4133 | 48.1813 | 26.6363 | 793.9564 | 43.0408 | 128.7845 | 56.5202 | 56.5202 | 104.9594 | 36.3959 | 57.4133 | 43.0408 | 39.4137 | 39.4137 | 66.5769 | 0 | 0 | 0 | 0 | 36.3959 | 36.3959 | 36.3959 | 59.251 | 39.4137 | 126.4402 | 0 | 0 | 25.4211 | 0 | 0 | 0 | 111.6278 | 48.9789 | 139.4705 | 62.1444 | 61.1754 | 25.4211 | 134.3475 | 176.7225 | 39.1211 | 172.4027 | 144.261 | 611.1543 | 125.8171 | 121.8332 | 149.9153 | 23.9132 | 29.1327 | 29.1327 | 23.9132 | 52.5872 | 87.5824 | 197.8201 | 1821.0185 | 148.7839 | 87.5824 | 82.4783 | 168.9908 | 116.2963 | 100.7017 | 97.5013 | 82.4783 | 176.812 | 75.2137 | 48.9789 | 48.9789 | 169.5467 | 114.3593 | 0 | 0 | 0 | 29.1327 | 29.1327 | 33.0531 | 0 | 0 | 0 | 0 | 0 | 0 | 23.9132 | 48.9789 | 164.8635 | 29.1327 | 37.1631 | 76.0723 | 0 | 0 | 0 | 0 | 0 | 0 | 0 | 0 | 0 | 0 | 0 | 0 | 0 | 0 | 0 | 0 | 0 | 0 | 0 | 0 | 0 | 0 | 0 | 0 | 0 | 0 | 0 | 0 | 0 | 0 | 0 | 0 | 0 | 0 | 0 | 0 | 0 | 0 | 0 | 0 | 0 | 0 | 0 | 0 | 0 | 0 | 0 | 0 | 0 | 0 | 0 | 0 | 0 | 0 | 0 | 0 | 0 | 0 | 0 | 0 | 0 | 0 | 0 | 0 | 0 | 0 | 0 | 0 | 0 | 0 | 0 | 0 | 0 | 0 | 0 | 0 | 0 | 0 | 0 | 0 | 0 | 0 | 0 | 0 | 0 | 0 | 0 | 0 | 0 | 0 | 0 | 0 | 0 | 0 | 0 | 0 | 0 | 0 | 0 | 0 | 0 | 0 | 0 | 0 | 0 | 0 | 0 | 0 | 0 | 2017-01-11 21:00
t0263 | 0 | 132.5709 | 356.2618 | 156.2527 | 40.9256 | 281.2266 | 40.9256 | 617.254 | 64.4309 | 64.4309 | 1985.1182 | 71.4225 | 87.7164 | 357.045 | 434.7061 | 64.5421 | 80.7058 | 375.3996 | 235.668 | 383.1893 | 0 | 0 | 440.2249 | 39.0933 | 39.0933 | 39.0933 | 90.0509 | 172.2698 | 295.4906 | 131.8344 | 355.5073 | 93.5107 | 261.1037 | 237.7688 | 294.6174 | 286.5123 | 151.1727 | 628.9953 | 386.2924 | 104.4912 | 237.4399 | 290.2356 | 117.8039 | 250.2548 | 457.7637 | 117.8039 | 48.1695 | 311.6563 | 841.02 | 177.2465 | 193.0036 | 103.3238 | 195.8691 | 48.1695 | 184.2109 | 310.2554 | 107.0757 | 364.2632 | 38.2678 | 195.8481 | 38.2678 | 117.8039 | 172.2698 | 67.8385 | 457.7637 | 0 | 0 | 0 | 0 | 0 | 0 | 0 | 0 | 173.9616 | 0 | 0 | 0 | 0 | 269.5152 | 302.9177 | 29.1338 | 35.0479 | 246.0157 | 164.7534 | 12.9777 | 87.8558 | 98.947 | 280.5626 | 161.9947 | 221.0786 | 101.9704 | 29.1338 | 284.862 | 47.8127 | 270.89 | 132.7079 | 167.3495 | 50.8315 | 95.465 | 505.8455 | 24.3833 | 161.4013 | 160.8526 | 12.9777 | 12.9777 | 67.3886 | 125.3311 | 68.2061 | 135.3075 | 160.9648 | 87.6779 | 81.8738 | 646.0315 | 118.6692 | 87.8558 | 81.7269 | 81.7269 | 34.9977 | 50.4176 | 646.0315 | 383.4003 | 154.6393 | 0 | 0 | 0 | 82.1454 | 98.947 | 79.34 | 369.6778 | 95.465 | 0 | 70.2414 | 50.4176 | 12.9777 | 66.4007 | 27.1428 | 0 | 0 | 0 | 90.7701 | 0 | 0 | 144.1879 | 0 | 33.0991 | 0 | 0 | 210.9087 | 89.4016 | 27.1428 | 30.9029 | 30.9029 | 71.3475 | 144.9951 | 194.3779 | 142.3358 | 303.5205 | 189.7091 | 115.2639 | 269.682 | 240.797 | 155.2062 | 150.4997 | 381.4252 | 186.4513 | 188.367 | 92.379 | 87.3956 | 191.1826 | 208.9245 | 76.6948 | 87.3956 | 87.3956 | 149.3249 | 92.379 | 92.379 | 92.379 | 169.1701 | 171.8759 | 168.2789 | 136.0506 | 136.0506 | 105.6412 | 173.0321 | 447.192 | 160.3722 | 105.9112 | 564.1379 | 179.9678 | 105.9112 | 384.255 | 891.9052 | 144.6965 | 538.3785 | 397.7601 | 179.9678 | 107.189 | 64.3925 | 217.6536 | 55.6753 | 55.6753 | 55.6753 | 167.6337 | 196.923 | 75.0292 | 131.2336 | 227.3572 | 217.4625 | 120.8325 | 120.8325 | 127.2648 | 381.8584 | 55.6753 | 416.449 | 229.4466 | 386.2274 | 145.2098 | 120.558 | 326.1763 | 97.119 | 185.0631 | 97.119 | 241.8493 | 82.5375 | 112.4576 | 67.8385 | 67.8385 | 82.5375 | 329.6426 | 281.7448 | 151.8065 | 207.1816 | 120.5901 | 82.5375 | 793.7278 | 193.1353 | 202.4679 | 463.386 | 724.0798 | 93.0315 | 101.9022 | 164.2436 | 341.418 | 101.9022 | 59.803 | 134.6021 | 107.0836 | 96.5905 | 113.8074 | 57.5347 | 57.5347 | 94.1603 | 55.2408 | 156.6002 | 242.6903 | 111.7828 | 185.0631 | 103.7977 | 220.4649 | 186.5227 | 111.7828 | 103.7977 | 84.3158 | 248.8909 | 183.1036 | 54.2503 | 30.3836 | 382.6121 | 80.4619 | 271.1303 | 81.1517 | 378.7754 | 887.1876 | 45.1768 | 286.2425 | 248.8909 | 359.9934 | 81.1517 | 33.0991 | 357.4851 | 273.7399 | 203.2303 | 215.5071 | 0 | 87.3956 | 156.7143 | 417.6135 | 0 | 93.0315 | 123.4037 | 191.1826 | 82.7588 | 126.3544 | 193.2725 | 80.6597 | 0 | 0 | 0 | 0 | 0 | 0 | 0 | 0 | 89.4016 | 0 | 163.0752 | 216.6345 | 232.2245 | 154.2832 | 0 | 168.1426 | 51.9907 | 44.5903 | 24.3833 | 723.8581 | 40.1824 | 118.0011 | 51.6968 | 51.6968 | 94.7123 | 33.3347 | 51.9907 | 40.1824 | 36.2931 | 36.2931 | 61.3938 | 0 | 0 | 0 | 0 | 33.3347 | 33.3347 | 33.3347 | 54.6821 | 36.2931 | 116.896 | 0 | 0 | 23.3668 | 0 | 0 | 0 | 102.8298 | 46.2679 | 128.6741 | 59.1435 | 56.6305 | 23.3668 | 126.3672 | 161.5628 | 36.2503 | 162.4775 | 134.1554 | 570.7871 | 117.4583 | 113.7984 | 139.4384 | 22.3132 | 27.2224 | 27.2224 | 22.3132 | 48.2036 | 81.0785 | 183.422 | 1682.056 | 135.5881 | 81.0785 | 76.5493 | 154.5135 | 106.5262 | 92.1735 | 89.0608 | 76.5493 | 161.8491 | 69.5383 | 46.2679 | 46.2679 | 156.5884 | 104.8882 | 0 | 0 | 0 | 27.2224 | 27.2224 | 30.3967 | 0 | 0 | 0 | 0 | 0 | 0 | 22.3132 | 46.2679 | 151.8271 | 27.2224 | 34.6072 | 69.7832 | 0 | 0 | 0 | 0 | 0 | 0 | 0 | 0 | 0 | 0 | 0 | 0 | 0 | 0 | 0 | 0 | 0 | 0 | 0 | 0 | 0 | 0 | 0 | 0 | 0 | 0 | 0 | 0 | 0 | 0 | 0 | 0 | 0 | 0 | 0 | 0 | 0 | 0 | 0 | 0 | 0 | 0 | 0 | 0 | 0 | 0 | 0 | 0 | 0 | 0 | 0 | 0 | 0 | 0 | 0 | 0 | 0 | 0 | 0 | 0 | 0 | 0 | 0 | 0 | 0 | 0 | 0 | 0 | 0 | 0 | 0 | 0 | 0 | 0 | 0 | 0 | 0 | 0 | 0 | 0 | 0 | 0 | 0 | 0 | 0 | 0 | 0 | 0 | 0 | 0 | 0 | 0 | 0 | 0 | 0 | 0 | 0 | 0 | 0 | 0 | 0 | 0 | 0 | 0 | 0 | 0 | 0 | 0 | 0 | 2017-01-11 22:00
t0264 | 0 | 128.5315 | 332.5272 | 151.0777 | 37.5716 | 260.6636 | 37.5716 | 632.8462 | 60.429 | 60.429 | 1903.4779 | 64.7688 | 84.0792 | 350.5136 | 422.4856 | 62.7386 | 76.2315 | 357.6112 | 222.7382 | 378.3935 | 0 | 0 | 413.0251 | 37.1765 | 37.1765 | 37.1765 | 87.2952 | 166.0295 | 291.4957 | 123.6846 | 339.1218 | 87.8683 | 255.5348 | 233.5737 | 281.8452 | 270.9115 | 146.0725 | 636.8458 | 381.9981 | 100.7274 | 235.4036 | 278.2451 | 114.5245 | 243.0258 | 452.7148 | 114.5245 | 46.3877 | 300.5093 | 816.4098 | 173.7838 | 184.0366 | 97.7637 | 190.8588 | 46.3877 | 177.4046 | 305.1741 | 103.628 | 346.1837 | 35.857 | 192.85 | 35.857 | 114.5245 | 166.0295 | 65.0285 | 452.7148 | 0 | 0 | 0 | 0 | 0 | 0 | 0 | 0 | 166.9231 | 0 | 0 | 0 | 0 | 258.8127 | 288.348 | 27.8134 | 31.9477 | 225.8536 | 155.3208 | 12.0248 | 81.611 | 92.1634 | 265.6102 | 155.0805 | 211.8287 | 92.893 | 27.8134 | 262.0758 | 44.3782 | 254.4611 | 123.2829 | 158.3442 | 47.508 | 89.4327 | 471.7351 | 21.9567 | 152.3273 | 148.988 | 12.0248 | 12.0248 | 61.8008 | 120.265 | 63.7947 | 126.3025 | 153.5846 | 78.7065 | 71.0176 | 581.3281 | 106.917 | 81.611 | 76.9564 | 76.9564 | 32.6006 | 45.2155 | 581.3281 | 352.4789 | 146.9436 | 0 | 0 | 0 | 77.572 | 92.1634 | 74.965 | 344.6698 | 89.4327 | 0 | 66.3427 | 45.2155 | 12.0248 | 60.7279 | 24.7265 | 0 | 0 | 0 | 85.938 | 0 | 0 | 135.6005 | 0 | 30.1951 | 0 | 0 | 200.2882 | 87.3672 | 24.7265 | 29.0654 | 29.0654 | 64.7857 | 134.188 | 178.8433 | 132.8584 | 288.2124 | 181.6322 | 108.5251 | 255.4821 | 224.9643 | 142.9826 | 141.5987 | 353.3814 | 177.1245 | 171.736 | 88.5841 | 83.3321 | 179.715 | 191.9335 | 71.0592 | 83.3321 | 83.3321 | 136.7459 | 88.5841 | 88.5841 | 88.5841 | 155.8538 | 163.8955 | 153.6711 | 126.2472 | 126.2472 | 97.8756 | 157.918 | 424.5005 | 156.6365 | 96.2657 | 523.9265 | 170.6523 | 96.2657 | 343.1925 | 836.4819 | 131.3661 | 496.929 | 373.087 | 170.6523 | 99.6385 | 60.0269 | 197.9446 | 52.7979 | 52.7979 | 52.7979 | 153.9343 | 177.9065 | 67.453 | 129.0478 | 215.2315 | 209.3647 | 117.1045 | 117.1045 | 119.6208 | 373.7142 | 52.7979 | 384.8705 | 219.6906 | 369.1063 | 139.3231 | 114.3224 | 296.5357 | 91.388 | 181.7363 | 91.388 | 227.9323 | 76.4049 | 107.7503 | 65.0285 | 65.0285 | 76.4049 | 325.6435 | 274.8619 | 142.5714 | 192.1714 | 117.1884 | 76.4049 | 789.6801 | 184.2127 | 188.2027 | 432.8927 | 675.527 | 88.7462 | 97.7373 | 150.0451 | 320.4572 | 97.7373 | 56.0857 | 126.1747 | 103.2367 | 91.3084 | 105.1506 | 54.6713 | 54.6713 | 90.0439 | 51.3887 | 147.4698 | 231.2619 | 104.9186 | 181.7363 | 97.7304 | 204.8632 | 178.2213 | 104.9186 | 97.7304 | 77.4538 | 229.4311 | 175.5948 | 52.856 | 27.9659 | 361.8351 | 74.9379 | 250.6295 | 75.2858 | 358.5738 | 852.168 | 42.4898 | 264.4798 | 229.4311 | 333.3743 | 75.2858 | 30.1951 | 368.8617 | 253.347 | 196.6943 | 212.8199 | 0 | 83.3321 | 148.4288 | 396.18 | 0 | 88.7462 | 116.0868 | 179.715 | 77.7604 | 114.1776 | 183.8102 | 74.2358 | 0 | 0 | 0 | 0 | 0 | 0 | 0 | 0 | 87.3672 | 0 | 156.7386 | 217.1681 | 215.3564 | 144.7671 | 0 | 154.5466 | 45.7269 | 41.2678 | 21.9567 | 650.2169 | 37.9382 | 107.225 | 46.5505 | 46.5505 | 82.6072 | 30.1444 | 45.7269 | 37.9382 | 33.1572 | 33.1572 | 56.3217 | 0 | 0 | 0 | 0 | 30.1444 | 30.1444 | 30.1444 | 50.2947 | 33.1572 | 107.9569 | 0 | 0 | 21.4019 | 0 | 0 | 0 | 94.2102 | 44.8625 | 118.4885 | 58.3618 | 52.4685 | 21.4019 | 121.3148 | 146.1515 | 33.6156 | 156.8404 | 125.7975 | 541.5121 | 110.9513 | 107.6274 | 130.6867 | 21.0606 | 25.7621 | 25.7621 | 21.0606 | 43.6855 | 75.2197 | 170.5796 | 1563.8859 | 121.3871 | 75.2197 | 71.4556 | 140.2223 | 96.404 | 83.076 | 80.0621 | 71.4556 | 146.3888 | 64.4674 | 44.8625 | 44.8625 | 144.3012 | 95.4755 | 0 | 0 | 0 | 25.7621 | 25.7621 | 27.7431 | 0 | 0 | 0 | 0 | 0 | 0 | 21.0606 | 44.8625 | 139.3199 | 25.7621 | 32.5085 | 63.2447 | 0 | 0 | 0 | 0 | 0 | 0 | 0 | 0 | 0 | 0 | 0 | 0 | 0 | 0 | 0 | 0 | 0 | 0 | 0 | 0 | 0 | 0 | 0 | 0 | 0 | 0 | 0 | 0 | 0 | 0 | 0 | 0 | 0 | 0 | 0 | 0 | 0 | 0 | 0 | 0 | 0 | 0 | 0 | 0 | 0 | 0 | 0 | 0 | 0 | 0 | 0 | 0 | 0 | 0 | 0 | 0 | 0 | 0 | 0 | 0 | 0 | 0 | 0 | 0 | 0 | 0 | 0 | 0 | 0 | 0 | 0 | 0 | 0 | 0 | 0 | 0 | 0 | 0 | 0 | 0 | 0 | 0 | 0 | 0 | 0 | 0 | 0 | 0 | 0 | 0 | 0 | 0 | 0 | 0 | 0 | 0 | 0 | 0 | 0 | 0 | 0 | 0 | 0 | 0 | 0 | 0 | 0 | 0 | 0 | 2017-01-11 23:00
t0265 | 0 | 126.4081 | 315.2405 | 147.8759 | 34.9334 | 245.2094 | 34.9334 | 652.575 | 57.8381 | 57.8381 | 1871.152 | 59.619 | 81.5131 | 348.7873 | 415.4809 | 61.6192 | 72.9598 | 345.3329 | 213.3857 | 377.5296 | 0 | 0 | 393.914 | 35.7843 | 35.7843 | 35.7843 | 85.6805 | 162.1276 | 290.6874 | 119.0844 | 329.0808 | 83.7959 | 252.9264 | 231.9434 | 273.0181 | 259.7194 | 142.7513 | 650.2273 | 382.9241 | 98.3091 | 235.7911 | 270.7275 | 112.7614 | 239.0286 | 455.6242 | 112.7614 | 45.1282 | 293.4457 | 802.6333 | 172.2908 | 178.2802 | 93.6766 | 188.1727 | 45.1282 | 172.899 | 303.3878 | 101.4351 | 334.3319 | 34.0182 | 191.9413 | 34.0182 | 112.7614 | 162.1276 | 63.1722 | 455.6242 | 0 | 0 | 0 | 0 | 0 | 0 | 0 | 0 | 162.1853 | 0 | 0 | 0 | 0 | 251.94 | 277.9798 | 26.8344 | 29.3478 | 210.3875 | 148.0229 | 11.2618 | 76.6347 | 86.6329 | 255.2366 | 150.4588 | 205.5547 | 85.5972 | 26.8344 | 245.4957 | 41.6011 | 242.4527 | 115.7452 | 151.4605 | 44.8582 | 84.7128 | 446.754 | 19.9174 | 145.4313 | 139.5603 | 11.2618 | 11.2618 | 57.3793 | 116.8288 | 60.3335 | 119.2175 | 148.4496 | 71.9545 | 62.9699 | 533.3623 | 97.1573 | 76.6347 | 73.2433 | 73.2433 | 30.6946 | 41.0036 | 533.3623 | 329.6045 | 141.0683 | 0 | 0 | 0 | 74.0078 | 86.6329 | 71.6193 | 325.5228 | 84.7128 | 0 | 63.3386 | 41.0036 | 11.2618 | 56.3802 | 22.8036 | 0 | 0 | 0 | 82.4055 | 0 | 0 | 129.2217 | 0 | 27.7968 | 0 | 0 | 192.6059 | 86.2956 | 22.8036 | 27.6617 | 27.6617 | 59.2864 | 125.745 | 166.8827 | 125.4678 | 278.2976 | 176.1438 | 103.5759 | 245.1473 | 214.3611 | 133.499 | 134.9358 | 336.383 | 170.5824 | 158.5626 | 86.2634 | 80.5874 | 171.6726 | 178.4315 | 66.7017 | 80.5874 | 80.5874 | 127.2747 | 86.2634 | 86.2634 | 86.2634 | 145.528 | 158.6068 | 142.2727 | 118.6653 | 118.6653 | 91.9214 | 146.8615 | 408.7761 | 155.0302 | 88.7562 | 502.5357 | 164.4227 | 88.7562 | 314.7595 | 804.475 | 120.6868 | 467.5537 | 355.3483 | 164.4227 | 94.1342 | 56.6974 | 182.016 | 50.686 | 50.686 | 50.686 | 143.0249 | 163.4469 | 61.2899 | 128.134 | 206.4526 | 204.0871 | 114.937 | 114.937 | 114.1309 | 369.5359 | 50.686 | 361.3318 | 213.0923 | 357.3722 | 135.3569 | 109.6868 | 275.8186 | 87.1635 | 180.6772 | 87.1635 | 218.3925 | 71.847 | 104.8473 | 63.1722 | 63.1722 | 71.847 | 325.7109 | 271.5068 | 136.108 | 181.2408 | 115.4039 | 71.847 | 794.9579 | 177.9882 | 178.5937 | 412.6025 | 648.459 | 85.7674 | 94.9477 | 138.9697 | 305.4917 | 94.9477 | 53.192 | 120.0066 | 100.7979 | 87.4444 | 98.4289 | 52.6965 | 52.6965 | 87.363 | 48.4762 | 141.8672 | 223.8573 | 99.763 | 180.6772 | 93.4101 | 193.9153 | 172.4533 | 99.763 | 93.4101 | 71.9443 | 215.9233 | 170.7611 | 52.0185 | 25.9882 | 346.5091 | 70.6606 | 235.1178 | 70.7304 | 343.327 | 833.1504 | 40.3919 | 246.7704 | 215.9233 | 314.4436 | 70.7304 | 27.7968 | 382.814 | 237.8629 | 193.1531 | 212.5301 | 0 | 80.5874 | 142.1838 | 387.3735 | 0 | 85.7674 | 110.7953 | 171.6726 | 74.4662 | 104.0315 | 176.941 | 69.2188 | 0 | 0 | 0 | 0 | 0 | 0 | 0 | 0 | 86.2956 | 0 | 152.5511 | 219.5776 | 203.6065 | 138.3704 | 0 | 143.9509 | 40.5745 | 38.6488 | 19.9174 | 594.8378 | 36.2648 | 99.2532 | 42.3527 | 42.3527 | 72.6376 | 27.5974 | 40.5745 | 36.2648 | 30.5771 | 30.5771 | 52.2288 | 0 | 0 | 0 | 0 | 27.5974 | 27.5974 | 27.5974 | 46.8175 | 30.5771 | 100.9234 | 0 | 0 | 19.9891 | 0 | 0 | 0 | 87.3897 | 44.0509 | 110.7493 | 58.3812 | 49.2324 | 19.9891 | 117.8904 | 134.8126 | 31.506 | 153.4907 | 119.7667 | 523.0798 | 106.1905 | 103.1473 | 124.1963 | 20.1518 | 24.6949 | 24.6949 | 20.1518 | 40.103 | 70.8077 | 160.6776 | 1491.1967 | 110.2582 | 70.8077 | 67.7151 | 130.3501 | 88.3986 | 75.5739 | 72.8847 | 67.7151 | 134.3655 | 60.8446 | 44.0509 | 44.0509 | 134.6364 | 88.4579 | 0 | 0 | 0 | 24.6949 | 24.6949 | 25.6373 | 0 | 0 | 0 | 0 | 0 | 0 | 20.1518 | 44.0509 | 129.8816 | 24.6949 | 30.9442 | 57.9074 | 0 | 0 | 0 | 0 | 0 | 0 | 0 | 0 | 0 | 0 | 0 | 0 | 0 | 0 | 0 | 0 | 0 | 0 | 0 | 0 | 0 | 0 | 0 | 0 | 0 | 0 | 0 | 0 | 0 | 0 | 0 | 0 | 0 | 0 | 0 | 0 | 0 | 0 | 0 | 0 | 0 | 0 | 0 | 0 | 0 | 0 | 0 | 0 | 0 | 0 | 0 | 0 | 0 | 0 | 0 | 0 | 0 | 0 | 0 | 0 | 0 | 0 | 0 | 0 | 0 | 0 | 0 | 0 | 0 | 0 | 0 | 0 | 0 | 0 | 0 | 0 | 0 | 0 | 0 | 0 | 0 | 0 | 0 | 0 | 0 | 0 | 0 | 0 | 0 | 0 | 0 | 0 | 0 | 0 | 0 | 0 | 0 | 0 | 0 | 0 | 0 | 0 | 0 | 0 | 0 | 0 | 0 | 0 | 0 | 2017-01-12
t0266 | 0 | 127.0686 | 305.9648 | 148.5066 | 33.3854 | 236.4244 | 33.3854 | 686.0009 | 56.236 | 56.236 | 1851.1668 | 56.1204 | 81.309 | 354.244 | 419.1373 | 62.228 | 71.7388 | 342.1075 | 209.8862 | 385.9207 | 0 | 0 | 384.0657 | 35.4284 | 35.4284 | 35.4284 | 86.2215 | 162.2948 | 296.8245 | 115.4169 | 325.6775 | 81.9054 | 256.6385 | 236.1025 | 271.671 | 255.5213 | 143.3696 | 677.0717 | 391.0154 | 98.4737 | 241.7413 | 269.4984 | 113.7127 | 240.8345 | 464.1205 | 113.7127 | 45.229 | 293.9546 | 808.4683 | 175.0883 | 176.5241 | 92.2892 | 190.2305 | 45.229 | 173.0986 | 309.1597 | 102.0074 | 329.9932 | 33.2085 | 195.7452 | 33.2085 | 113.7127 | 162.2948 | 62.9374 | 464.1205 | 0 | 0 | 0 | 0 | 0 | 0 | 0 | 0 | 161.8075 | 0 | 0 | 0 | 0 | 251.347 | 275.361 | 26.6865 | 27.9126 | 200.8323 | 145.4962 | 10.8823 | 74.2401 | 84.2455 | 251.2174 | 149.726 | 204.7993 | 81.1691 | 26.6865 | 234.3888 | 40.2902 | 236.9905 | 112.1527 | 149.3811 | 43.7408 | 82.7508 | 433.2743 | 18.6797 | 143.0334 | 134.7612 | 10.8823 | 10.8823 | 54.7865 | 116.5779 | 58.8432 | 116.0374 | 147.3373 | 66.785 | 55.7076 | 496.1398 | 91.1118 | 74.2401 | 71.9184 | 71.9184 | 29.8218 | 38.1779 | 496.1398 | 314.6486 | 139.7324 | 0 | 0 | 0 | 72.8859 | 84.2455 | 70.5347 | 316.1224 | 82.7508 | 0 | 62.3686 | 38.1779 | 10.8823 | 53.5814 | 21.6127 | 0 | 0 | 0 | 81.2249 | 0 | 0 | 126.5308 | 0 | 26.4393 | 0 | 0 | 190.3961 | 87.4976 | 21.6127 | 27.1125 | 27.1125 | 56.1377 | 121.2238 | 159.7337 | 122.0763 | 274.3597 | 175.3627 | 101.5096 | 241.7609 | 207.7054 | 128.006 | 132.219 | 321.7348 | 168.5594 | 150.3863 | 85.8571 | 79.8754 | 167.725 | 170.7376 | 64.3569 | 79.8754 | 79.8754 | 121.0408 | 85.8571 | 85.8571 | 85.8571 | 139.5439 | 157.1531 | 135.0901 | 114.6886 | 114.6886 | 88.6568 | 138.9211 | 403.4861 | 156.8628 | 83.8034 | 480.3007 | 161.9691 | 83.8034 | 288.8773 | 779.8138 | 113.9684 | 447.6261 | 346.61 | 161.9691 | 90.9511 | 55.0427 | 172.3139 | 50.0506 | 50.0506 | 50.0506 | 136.8049 | 153.0073 | 57.2547 | 130.6236 | 203.4192 | 204.2067 | 115.6203 | 115.6203 | 111.5748 | 375.1957 | 50.0506 | 347.1258 | 212.1406 | 355.1699 | 135.0324 | 108.3432 | 259.1295 | 85.3811 | 183.6934 | 85.3811 | 213.8389 | 69.1434 | 104.2771 | 62.9374 | 62.9374 | 69.1434 | 332.5963 | 274.6072 | 132.8377 | 174.6786 | 116.301 | 69.1434 | 816.2644 | 176.5974 | 172.0768 | 399.6859 | 624.0436 | 85.1032 | 94.6757 | 132.0123 | 298.1365 | 94.6757 | 52.0109 | 117.0431 | 100.9562 | 86.0545 | 94.6914 | 52.0653 | 52.0653 | 86.7944 | 46.9395 | 138.3844 | 221.5362 | 97.515 | 183.6934 | 91.4644 | 187.0286 | 171.4067 | 97.515 | 91.4644 | 68.8705 | 206.2395 | 170.1229 | 52.6385 | 24.9543 | 341.2245 | 68.5688 | 226.0709 | 68.3531 | 338.6669 | 829.2123 | 39.6169 | 237.8943 | 206.2395 | 302.2338 | 68.3531 | 26.4393 | 403.9217 | 229.0527 | 193.8565 | 217.1393 | 0 | 79.8754 | 140.3194 | 378.3591 | 0 | 85.1032 | 108.4325 | 167.725 | 72.5896 | 97.9194 | 175.1935 | 66.3184 | 0 | 0 | 0 | 0 | 0 | 0 | 0 | 0 | 87.4976 | 0 | 152.4095 | 227.1183 | 195.8706 | 134.7514 | 0 | 137.6992 | 36.8893 | 37.274 | 18.6797 | 552.5354 | 35.6616 | 93.4424 | 39.647 | 39.647 | 65.3026 | 25.9342 | 36.8893 | 35.6616 | 29.1262 | 29.1262 | 49.9343 | 0 | 0 | 0 | 0 | 25.9342 | 25.9342 | 25.9342 | 44.853 | 29.1262 | 97.0989 | 0 | 0 | 18.9747 | 0 | 0 | 0 | 83.347 | 44.3323 | 106.0435 | 59.5202 | 47.5119 | 18.9747 | 117.6915 | 126.1872 | 30.4709 | 153.7939 | 116.7981 | 514.8434 | 104.4197 | 101.5383 | 121.1593 | 19.7947 | 24.33 | 24.33 | 19.7947 | 37.7702 | 68.3467 | 155.6481 | 1433.0147 | 102.2323 | 68.3467 | 65.7474 | 122.1241 | 83.1032 | 70.8723 | 67.999 | 65.7474 | 126.1151 | 58.5659 | 44.3323 | 44.3323 | 129.2206 | 83.4865 | 0 | 0 | 0 | 24.33 | 24.33 | 24.3483 | 0 | 0 | 0 | 0 | 0 | 0 | 19.7947 | 44.3323 | 123.8253 | 24.33 | 30.2656 | 54.6293 | 0 | 0 | 0 | 0 | 0 | 0 | 0 | 0 | 0 | 0 | 0 | 0 | 0 | 0 | 0 | 0 | 0 | 0 | 0 | 0 | 0 | 0 | 0 | 0 | 0 | 0 | 0 | 0 | 0 | 0 | 0 | 0 | 0 | 0 | 0 | 0 | 0 | 0 | 0 | 0 | 0 | 0 | 0 | 0 | 0 | 0 | 0 | 0 | 0 | 0 | 0 | 0 | 0 | 0 | 0 | 0 | 0 | 0 | 0 | 0 | 0 | 0 | 0 | 0 | 0 | 0 | 0 | 0 | 0 | 0 | 0 | 0 | 0 | 0 | 0 | 0 | 0 | 0 | 0 | 0 | 0 | 0 | 0 | 0 | 0 | 0 | 0 | 0 | 0 | 0 | 0 | 0 | 0 | 0 | 0 | 0 | 0 | 0 | 0 | 0 | 0 | 0 | 0 | 0 | 0 | 0 | 0 | 0 | 0 | 2017-01-12 01:00
t0267 | 0 | 128.4336 | 304.7167 | 150.2247 | 33.0745 | 234.8769 | 33.0745 | 706.564 | 55.8971 | 55.8971 | 1848.4201 | 55.1301 | 82.0842 | 359.5123 | 424.7924 | 63.1446 | 71.9372 | 344.0036 | 210.4523 | 393.2387 | 0 | 0 | 383.0617 | 35.6467 | 35.6467 | 35.6467 | 87.2763 | 163.8958 | 302.2524 | 114.1936 | 326.6901 | 81.8538 | 260.7062 | 240.1761 | 273.8246 | 256.1963 | 145.1101 | 694.5447 | 397.5273 | 99.5108 | 246.5662 | 271.3177 | 115.1707 | 243.8449 | 470.4009 | 115.1707 | 45.7731 | 297.0136 | 818.5126 | 177.9775 | 177.2435 | 92.6479 | 192.9483 | 45.7731 | 174.9339 | 314.6351 | 103.2939 | 330.8677 | 33.2145 | 199.2566 | 33.2145 | 115.1707 | 163.8958 | 63.4356 | 470.4009 | 0 | 0 | 0 | 0 | 0 | 0 | 0 | 0 | 163.2531 | 0 | 0 | 0 | 0 | 253.4304 | 277.0263 | 26.9221 | 27.6703 | 198.6424 | 146.0734 | 10.8472 | 74.078 | 84.281 | 251.7616 | 150.8417 | 206.5028 | 80.1803 | 26.9221 | 231.3924 | 40.218 | 236.92 | 111.9336 | 150.1781 | 43.7828 | 82.854 | 431.4005 | 18.3982 | 143.5778 | 134.2417 | 10.8472 | 10.8472 | 54.2653 | 117.6435 | 58.8763 | 115.9985 | 148.3203 | 65.0241 | 52.7196 | 483.2686 | 89.6717 | 74.078 | 72.1787 | 72.1787 | 29.796 | 37.386 | 483.2686 | 310.79 | 140.7706 | 0 | 0 | 0 | 73.2576 | 84.281 | 70.8618 | 315.3918 | 82.854 | 0 | 62.6641 | 37.386 | 10.8472 | 52.8741 | 21.3339 | 0 | 0 | 0 | 81.5513 | 0 | 0 | 126.6583 | 0 | 26.1905 | 0 | 0 | 191.4025 | 88.8939 | 21.3339 | 27.1731 | 27.1731 | 55.5334 | 120.5851 | 158.2333 | 121.9791 | 274.8487 | 176.7542 | 101.6295 | 242.7738 | 206.2122 | 126.9549 | 132.4257 | 316.2252 | 169.3146 | 148.4651 | 86.4012 | 80.3106 | 167.4637 | 169.325 | 64.0208 | 80.3106 | 80.3106 | 119.399 | 86.4012 | 86.4012 | 86.4012 | 138.3971 | 157.932 | 133.3501 | 114.1875 | 114.1875 | 88.151 | 136.4846 | 404.9657 | 159.0127 | 82.4783 | 470.5004 | 162.2791 | 82.4783 | 278.2644 | 771.9402 | 112.3305 | 442.1647 | 345.9793 | 162.2791 | 90.3663 | 54.9001 | 170.1222 | 50.3026 | 50.3026 | 50.3026 | 135.6593 | 149.7408 | 56.1754 | 133.0281 | 204.1548 | 206.2693 | 117.0026 | 117.0026 | 111.5008 | 381.4422 | 50.3026 | 344.1085 | 213.8053 | 357.7042 | 136.2358 | 108.9341 | 253.1506 | 85.4675 | 186.6237 | 85.4675 | 213.6487 | 68.5984 | 104.9055 | 63.4356 | 63.4356 | 68.5984 | 338.3705 | 278.4626 | 132.5491 | 173.3218 | 117.727 | 68.5984 | 832.2192 | 177.7532 | 170.3245 | 396.691 | 614.564 | 85.6581 | 95.4875 | 130.3393 | 297.6251 | 95.4875 | 52.0928 | 116.8777 | 101.998 | 86.331 | 94.0729 | 52.2788 | 52.2788 | 87.3296 | 46.7436 | 137.6588 | 222.4061 | 97.5549 | 186.6237 | 91.4621 | 185.4403 | 172.6764 | 97.5549 | 91.4621 | 68.3444 | 203.3229 | 171.4073 | 53.4605 | 24.8199 | 342.4995 | 68.4092 | 224.3244 | 68.0607 | 340.3997 | 833.3586 | 39.7421 | 237.0069 | 203.3229 | 299.2251 | 68.0607 | 26.1905 | 416.3862 | 227.4856 | 195.7994 | 221.1059 | 0 | 80.3106 | 141.0658 | 374.6656 | 0 | 85.6581 | 108.4409 | 167.4637 | 72.2852 | 96.5611 | 176.2776 | 65.7649 | 0 | 0 | 0 | 0 | 0 | 0 | 0 | 0 | 88.8939 | 0 | 153.8492 | 232.5103 | 193.891 | 134.1718 | 0 | 136.4287 | 35.7299 | 37.097 | 18.3982 | 538.1734 | 35.7783 | 91.6101 | 38.946 | 38.946 | 62.8918 | 25.4945 | 35.7299 | 35.7783 | 28.8668 | 28.8668 | 49.5332 | 0 | 0 | 0 | 0 | 25.4945 | 25.4945 | 25.4945 | 44.5035 | 28.8668 | 96.5165 | 0 | 0 | 18.6651 | 0 | 0 | 0 | 82.5079 | 44.8712 | 105.0136 | 60.4785 | 47.278 | 18.6651 | 118.7951 | 123.2915 | 30.3852 | 155.3114 | 116.5842 | 515.0448 | 104.713 | 101.8631 | 121.0462 | 19.8356 | 24.4219 | 24.4219 | 19.8356 | 37.1585 | 67.9427 | 155.1291 | 1413.0025 | 99.7053 | 67.9427 | 65.5074 | 119.0602 | 81.6702 | 69.7238 | 66.5983 | 65.5074 | 123.7331 | 58.0362 | 44.8712 | 44.8712 | 128.2897 | 81.9873 | 0 | 0 | 0 | 24.4219 | 24.4219 | 24.0557 | 0 | 0 | 0 | 0 | 0 | 0 | 19.8356 | 44.8712 | 122.315 | 24.4219 | 30.2813 | 53.8697 | 0 | 0 | 0 | 0 | 0 | 0 | 0 | 0 | 0 | 0 | 0 | 0 | 0 | 0 | 0 | 0 | 0 | 0 | 0 | 0 | 0 | 0 | 0 | 0 | 0 | 0 | 0 | 0 | 0 | 0 | 0 | 0 | 0 | 0 | 0 | 0 | 0 | 0 | 0 | 0 | 0 | 0 | 0 | 0 | 0 | 0 | 0 | 0 | 0 | 0 | 0 | 0 | 0 | 0 | 0 | 0 | 0 | 0 | 0 | 0 | 0 | 0 | 0 | 0 | 0 | 0 | 0 | 0 | 0 | 0 | 0 | 0 | 0 | 0 | 0 | 0 | 0 | 0 | 0 | 0 | 0 | 0 | 0 | 0 | 0 | 0 | 0 | 0 | 0 | 0 | 0 | 0 | 0 | 0 | 0 | 0 | 0 | 0 | 0 | 0 | 0 | 0 | 0 | 0 | 0 | 0 | 0 | 0 | 0 | 2017-01-12 02:00
t0268 | 0 | 132.1626 | 311.857 | 154.6134 | 33.7776 | 240.1483 | 33.7776 | 731.967 | 57.1811 | 57.1811 | 1894.6515 | 56.1324 | 84.4133 | 370.5057 | 437.5032 | 65.0577 | 73.8007 | 353.2892 | 215.9031 | 405.7964 | 0 | 0 | 392.2724 | 36.614 | 36.614 | 36.614 | 89.8493 | 168.586 | 311.8369 | 116.6539 | 335.2774 | 83.876 | 268.7354 | 247.6949 | 281.4463 | 262.8307 | 149.3719 | 718.4999 | 409.9619 | 102.3791 | 254.5351 | 278.788 | 118.5945 | 251.0637 | 484.6768 | 118.5945 | 47.1119 | 305.5656 | 842.7175 | 183.5012 | 181.9531 | 95.0842 | 198.7801 | 47.1119 | 179.9755 | 324.5372 | 106.3465 | 339.4842 | 34.0406 | 205.546 | 34.0406 | 118.5945 | 168.586 | 65.2044 | 484.6768 | 0 | 0 | 0 | 0 | 0 | 0 | 0 | 0 | 167.8601 | 0 | 0 | 0 | 0 | 260.5379 | 284.5411 | 27.6773 | 28.2573 | 202.7656 | 149.903 | 11.1018 | 75.8464 | 86.3681 | 258.2532 | 155.0213 | 212.2838 | 81.7908 | 27.6773 | 236.0742 | 41.182 | 242.7953 | 114.6141 | 154.1939 | 44.8789 | 84.9415 | 441.4649 | 18.743 | 147.3394 | 137.3643 | 11.1018 | 11.1018 | 55.4136 | 120.9709 | 60.3444 | 118.8517 | 152.3815 | 65.9978 | 52.9463 | 490.6172 | 91.3331 | 75.8464 | 74.0608 | 74.0608 | 30.5221 | 38.0128 | 490.6172 | 317.1223 | 144.6416 | 0 | 0 | 0 | 75.2071 | 86.3681 | 72.7387 | 322.945 | 84.9415 | 0 | 64.3251 | 38.0128 | 11.1018 | 53.9262 | 21.7575 | 0 | 0 | 0 | 83.7006 | 0 | 0 | 129.8547 | 0 | 26.7408 | 0 | 0 | 196.5374 | 91.6313 | 21.7575 | 27.8692 | 27.8692 | 56.6673 | 123.3337 | 161.6049 | 124.9619 | 281.9266 | 181.6783 | 104.2032 | 249.189 | 210.8499 | 129.7126 | 135.7919 | 322.259 | 173.817 | 151.4233 | 88.7698 | 82.4782 | 171.5548 | 172.984 | 65.4833 | 82.4782 | 82.4782 | 121.7666 | 88.7698 | 88.7698 | 88.7698 | 141.4033 | 162.1712 | 136.0102 | 116.8321 | 116.8321 | 90.1514 | 139.0016 | 415.6249 | 163.8002 | 84.0329 | 479.0191 | 166.4582 | 84.0329 | 281.4223 | 788.6859 | 114.4948 | 451.2408 | 354.3811 | 166.4582 | 92.4059 | 56.2098 | 173.5 | 51.6463 | 51.6463 | 51.6463 | 138.5845 | 152.2637 | 57.1567 | 137.2415 | 209.5095 | 212.1811 | 120.4413 | 120.4413 | 114.2554 | 393.2807 | 51.6463 | 351.5671 | 219.7561 | 367.5647 | 140.0791 | 111.8578 | 257.3328 | 87.6259 | 192.3921 | 87.6259 | 218.9287 | 70.1064 | 107.7691 | 65.2044 | 65.2044 | 70.1064 | 349.0181 | 286.8664 | 135.7584 | 177.1493 | 121.2059 | 70.1064 | 859.0797 | 182.6116 | 173.968 | 405.574 | 626.8052 | 87.9991 | 98.1707 | 132.9498 | 304.8683 | 98.1707 | 53.4122 | 119.7286 | 104.9318 | 88.5812 | 96.1749 | 53.6632 | 53.6632 | 89.7127 | 47.8327 | 140.8713 | 228.3015 | 99.9932 | 192.3921 | 93.7442 | 189.5038 | 177.4498 | 99.9932 | 93.7442 | 69.8347 | 207.3623 | 176.1698 | 55.0974 | 25.3802 | 351.4854 | 70.0449 | 229.2565 | 69.6384 | 349.4843 | 855.9012 | 40.7714 | 242.5104 | 207.3623 | 305.6116 | 69.6384 | 26.7408 | 431.5133 | 232.5591 | 201.433 | 228.1214 | 0 | 82.4782 | 144.8413 | 382.9583 | 0 | 87.9991 | 111.1473 | 171.5548 | 73.991 | 98.4204 | 181.0626 | 67.1885 | 0 | 0 | 0 | 0 | 0 | 0 | 0 | 0 | 91.6313 | 0 | 158.2215 | 240.3408 | 198.0288 | 137.328 | 0 | 139.3382 | 36.1752 | 37.9487 | 18.743 | 546.3116 | 36.7102 | 93.2245 | 39.6433 | 39.6433 | 63.5369 | 25.961 | 36.1752 | 36.7102 | 29.4793 | 29.4793 | 50.605 | 0 | 0 | 0 | 0 | 25.961 | 25.961 | 25.961 | 45.4737 | 29.4793 | 98.6879 | 0 | 0 | 19.019 | 0 | 0 | 0 | 84.2365 | 46.1932 | 107.2436 | 62.3574 | 48.3625 | 19.019 | 122.165 | 125.3109 | 31.103 | 159.7624 | 119.4138 | 528.0745 | 107.4269 | 104.5191 | 124.0161 | 20.3448 | 25.0635 | 25.0635 | 20.3448 | 37.8505 | 69.4831 | 158.7827 | 1441.5463 | 101.2414 | 69.4831 | 67.0514 | 120.9415 | 83.1593 | 71.0076 | 67.724 | 67.0514 | 125.9212 | 59.2936 | 46.1932 | 46.1932 | 131.1184 | 83.4807 | 0 | 0 | 0 | 25.0635 | 25.0635 | 24.5417 | 0 | 0 | 0 | 0 | 0 | 0 | 20.3448 | 46.1932 | 124.8019 | 25.0635 | 31.0399 | 54.9122 | 0 | 0 | 0 | 0 | 0 | 0 | 0 | 0 | 0 | 0 | 0 | 0 | 0 | 0 | 0 | 0 | 0 | 0 | 0 | 0 | 0 | 0 | 0 | 0 | 0 | 0 | 0 | 0 | 0 | 0 | 0 | 0 | 0 | 0 | 0 | 0 | 0 | 0 | 0 | 0 | 0 | 0 | 0 | 0 | 0 | 0 | 0 | 0 | 0 | 0 | 0 | 0 | 0 | 0 | 0 | 0 | 0 | 0 | 0 | 0 | 0 | 0 | 0 | 0 | 0 | 0 | 0 | 0 | 0 | 0 | 0 | 0 | 0 | 0 | 0 | 0 | 0 | 0 | 0 | 0 | 0 | 0 | 0 | 0 | 0 | 0 | 0 | 0 | 0 | 0 | 0 | 0 | 0 | 0 | 0 | 0 | 0 | 0 | 0 | 0 | 0 | 0 | 0 | 0 | 0 | 0 | 0 | 0 | 0 | 2017-01-12 03:00
t0269 | 0 | 138.4467 | 327.9416 | 161.6145 | 35.4839 | 252.539 | 35.4839 | 761.842 | 60.4267 | 60.4267 | 2008.9125 | 59.2622 | 88.1697 | 387.7981 | 457.0534 | 67.8575 | 77.3065 | 370.042 | 226.241 | 423.3291 | 0 | 0 | 412.6705 | 38.2899 | 38.2899 | 38.2899 | 93.9293 | 176.398 | 325.4833 | 124.0714 | 352.5338 | 88.061 | 280.5958 | 258.5004 | 294.3667 | 275.4896 | 155.9776 | 749.0288 | 429.1933 | 107.0366 | 265.5523 | 292.3039 | 124.0179 | 262.5498 | 509.5323 | 124.0179 | 49.1369 | 319.5533 | 881.2303 | 191.5629 | 191.0371 | 99.5254 | 207.6478 | 49.1369 | 188.073 | 338.6471 | 111.0486 | 356.6167 | 35.6531 | 214.5013 | 35.6531 | 124.0179 | 176.398 | 68.2555 | 509.5323 | 0 | 0 | 0 | 0 | 0 | 0 | 0 | 0 | 175.5462 | 0 | 0 | 0 | 0 | 272.7902 | 297.7362 | 28.888 | 29.5466 | 213.4785 | 156.6342 | 11.6196 | 79.369 | 90.1763 | 271.0115 | 162.2885 | 222.0572 | 85.9104 | 28.888 | 249.472 | 43.0544 | 254.7557 | 119.9029 | 161.0801 | 46.8991 | 88.8277 | 464.1992 | 19.6373 | 154.0644 | 143.8693 | 11.6196 | 11.6196 | 58.1969 | 126.4771 | 63.1173 | 124.3478 | 159.4727 | 70.1291 | 57.2144 | 521.757 | 95.82 | 79.369 | 77.3815 | 77.3815 | 31.9249 | 40.0485 | 521.757 | 334.7536 | 150.9544 | 0 | 0 | 0 | 78.5225 | 90.1763 | 76.0117 | 338.6033 | 88.8277 | 0 | 67.199 | 40.0485 | 11.6196 | 56.8432 | 22.8763 | 0 | 0 | 0 | 87.6179 | 0 | 0 | 136.0814 | 0 | 28.0012 | 0 | 0 | 205.6541 | 95.6103 | 22.8763 | 29.1582 | 29.1582 | 59.2981 | 129.3717 | 169.9818 | 130.8206 | 296.3956 | 190.0804 | 109.2314 | 260.8607 | 222.7715 | 136.3016 | 142.2244 | 343.8192 | 182.1052 | 159.2513 | 93.1345 | 86.4341 | 180.3736 | 181.5256 | 68.7236 | 86.4341 | 86.4341 | 128.5069 | 93.1345 | 93.1345 | 93.1345 | 148.591 | 170.0672 | 143.1881 | 122.5619 | 122.5619 | 94.6735 | 147.2457 | 435.7807 | 171.3897 | 88.6043 | 514.0205 | 174.8645 | 88.6043 | 302.5882 | 838.122 | 120.4026 | 477.2527 | 372.3597 | 174.8645 | 97.2952 | 58.9532 | 182.2071 | 54.0278 | 54.0278 | 54.0278 | 145.4151 | 161.2493 | 60.1454 | 143.0618 | 219.4242 | 221.8501 | 125.9447 | 125.9447 | 119.9775 | 410.2037 | 54.0278 | 370.2646 | 229.9518 | 384.685 | 146.4927 | 116.947 | 274.1479 | 91.8514 | 201.1066 | 91.8514 | 230.2418 | 73.813 | 113.0778 | 68.2555 | 68.2555 | 73.813 | 364.918 | 299.8948 | 142.798 | 186.6696 | 126.825 | 73.813 | 897.8249 | 191.1129 | 184.1218 | 428.6733 | 669.1752 | 92.1043 | 102.6975 | 139.9553 | 320.3893 | 102.6975 | 55.8595 | 125.697 | 109.7408 | 92.7654 | 100.9753 | 56.2575 | 56.2575 | 94.0388 | 50.2261 | 148.9811 | 239.681 | 104.7791 | 201.1066 | 98.4298 | 200.0643 | 185.6327 | 104.7791 | 98.4298 | 73.2164 | 219.7643 | 184.5362 | 57.4512 | 26.5538 | 367.8933 | 73.4048 | 241.1552 | 73.0358 | 365.2807 | 900.2156 | 42.6035 | 253.6407 | 219.7643 | 322.7541 | 73.0358 | 28.0012 | 449.4458 | 244.4781 | 211.0716 | 238.1997 | 0 | 86.4341 | 151.3789 | 408.848 | 0 | 92.1043 | 116.6394 | 180.3736 | 78.0596 | 103.1526 | 189.3501 | 70.58 | 0 | 0 | 0 | 0 | 0 | 0 | 0 | 0 | 95.6103 | 0 | 165.4646 | 250.4321 | 209.3257 | 144.8105 | 0 | 146.4499 | 38.2177 | 39.7785 | 19.6373 | 580.4263 | 38.4202 | 98.8056 | 41.6866 | 41.6866 | 67.2622 | 27.3385 | 38.2177 | 38.4202 | 30.8716 | 30.8716 | 53.0472 | 0 | 0 | 0 | 0 | 27.3385 | 27.3385 | 27.3385 | 47.7166 | 30.8716 | 103.5147 | 0 | 0 | 20.1507 | 0 | 0 | 0 | 88.4896 | 48.3002 | 112.9002 | 65.2817 | 50.7342 | 20.1507 | 127.7088 | 133.105 | 32.548 | 167.2701 | 125.4575 | 556.0103 | 112.5257 | 109.4817 | 130.1032 | 21.3244 | 26.2401 | 26.2401 | 21.3244 | 39.8657 | 73.0375 | 166.5115 | 1533.862 | 107.1534 | 73.0375 | 70.4711 | 129.085 | 87.645 | 74.5539 | 71.438 | 70.4711 | 132.9786 | 62.5747 | 48.3002 | 48.3002 | 137.6092 | 88.358 | 0 | 0 | 0 | 26.2401 | 26.2401 | 25.7984 | 0 | 0 | 0 | 0 | 0 | 0 | 21.3244 | 48.3002 | 131.6001 | 26.2401 | 32.5328 | 57.6519 | 0 | 0 | 0 | 0 | 0 | 0 | 0 | 0 | 0 | 0 | 0 | 0 | 0 | 0 | 0 | 0 | 0 | 0 | 0 | 0 | 0 | 0 | 0 | 0 | 0 | 0 | 0 | 0 | 0 | 0 | 0 | 0 | 0 | 0 | 0 | 0 | 0 | 0 | 0 | 0 | 0 | 0 | 0 | 0 | 0 | 0 | 0 | 0 | 0 | 0 | 0 | 0 | 0 | 0 | 0 | 0 | 0 | 0 | 0 | 0 | 0 | 0 | 0 | 0 | 0 | 0 | 0 | 0 | 0 | 0 | 0 | 0 | 0 | 0 | 0 | 0 | 0 | 0 | 0 | 0 | 0 | 0 | 0 | 0 | 0 | 0 | 0 | 0 | 0 | 0 | 0 | 0 | 0 | 0 | 0 | 0 | 0 | 0 | 0 | 0 | 0 | 0 | 0 | 0 | 0 | 0 | 0 | 0 | 0 | 2017-01-12 04:00
t0270 | 0 | 156.6418 | 371.1143 | 182.7652 | 40.1346 | 285.7508 | 40.1346 | 861.4008 | 68.4566 | 68.4566 | 2278.2241 | 67.0818 | 99.6805 | 438.7621 | 516.8453 | 76.7097 | 87.4311 | 418.5547 | 255.8929 | 478.6696 | 0 | 0 | 467.0777 | 43.2945 | 43.2945 | 43.2945 | 106.2286 | 199.5161 | 368.0687 | 140.7443 | 399.0774 | 99.6325 | 317.2987 | 292.298 | 332.8803 | 311.6156 | 176.352 | 847.0802 | 485.6659 | 121.0445 | 300.2869 | 330.7263 | 140.2716 | 296.956 | 577.0724 | 140.2716 | 55.5389 | 361.3951 | 996.6973 | 216.6166 | 216.1922 | 112.5454 | 234.8173 | 55.5389 | 212.6621 | 382.9187 | 125.5569 | 403.5967 | 40.316 | 242.5511 | 40.316 | 140.2716 | 199.5161 | 77.2016 | 577.0724 | 0 | 0 | 0 | 0 | 0 | 0 | 0 | 0 | 198.5182 | 0 | 0 | 0 | 0 | 308.5667 | 336.696 | 32.6526 | 33.3822 | 241.5685 | 177.0513 | 13.1347 | 89.7193 | 101.8932 | 306.6311 | 183.5588 | 251.1227 | 97.1529 | 32.6526 | 282.5255 | 48.6589 | 288.1939 | 135.5312 | 182.0786 | 53.0058 | 100.4126 | 525.2937 | 22.19 | 174.1752 | 162.6517 | 13.1347 | 13.1347 | 65.8196 | 143.0202 | 71.3499 | 140.5701 | 180.3526 | 79.4703 | 65.0003 | 591.3855 | 108.3074 | 89.7193 | 87.4653 | 87.4653 | 36.0865 | 45.3025 | 591.3855 | 379.0161 | 170.6101 | 0 | 0 | 0 | 88.7457 | 101.8932 | 85.9245 | 382.9393 | 100.4126 | 0 | 75.9571 | 45.3025 | 13.1347 | 64.3338 | 25.8753 | 0 | 0 | 0 | 99.0829 | 0 | 0 | 153.9062 | 0 | 31.6462 | 0 | 0 | 232.5567 | 108.099 | 25.8753 | 32.9665 | 32.9665 | 67.0013 | 146.3055 | 192.319 | 147.9061 | 335.494 | 214.9667 | 123.549 | 295.0001 | 252.3471 | 154.1852 | 160.8365 | 390.1834 | 205.9811 | 180.1412 | 105.3914 | 97.7776 | 204.1371 | 205.2745 | 77.7287 | 97.7776 | 97.7776 | 145.4807 | 105.3914 | 105.3914 | 105.3914 | 168.0883 | 192.4144 | 162.0105 | 138.6134 | 138.6134 | 107.0932 | 166.8114 | 492.9893 | 193.8874 | 100.2738 | 584.0412 | 197.8952 | 100.2738 | 343.6746 | 950.58 | 136.1822 | 540.6124 | 421.3456 | 197.8952 | 110.1246 | 66.6765 | 206.0366 | 61.0907 | 61.0907 | 61.0907 | 164.4355 | 182.627 | 68.0228 | 161.7294 | 248.1616 | 250.8828 | 142.4437 | 142.4437 | 135.7486 | 463.7578 | 61.0907 | 419.0663 | 260.0663 | 435.0664 | 165.6624 | 132.2191 | 310.9117 | 103.8892 | 227.4748 | 103.8892 | 260.6002 | 83.5392 | 127.9601 | 77.2016 | 77.2016 | 83.5392 | 412.8174 | 339.1939 | 161.6228 | 211.3102 | 143.4637 | 83.5392 | 1015.6723 | 216.1351 | 208.6215 | 485.6233 | 759.6075 | 104.1656 | 116.1431 | 158.3514 | 362.555 | 116.1431 | 63.1467 | 142.207 | 124.1111 | 104.9105 | 114.2103 | 63.642 | 63.642 | 106.3905 | 56.8177 | 168.8163 | 271.2343 | 118.4977 | 227.4748 | 111.3694 | 226.5681 | 209.9248 | 118.4977 | 111.3694 | 82.7796 | 249.0381 | 208.7532 | 64.9437 | 30.0102 | 416.0157 | 83.0062 | 272.8726 | 82.5965 | 412.9467 | 1019.2346 | 48.1552 | 286.658 | 249.0381 | 365.5147 | 82.5965 | 31.6462 | 508.2894 | 276.6034 | 238.8196 | 269.3911 | 0 | 97.7776 | 171.1318 | 464.2283 | 0 | 104.1656 | 131.9561 | 204.1371 | 88.4049 | 116.579 | 214.0987 | 79.8341 | 0 | 0 | 0 | 0 | 0 | 0 | 0 | 0 | 108.099 | 0 | 187.1215 | 283.1539 | 237.1085 | 163.9825 | 0 | 165.6657 | 43.2358 | 44.9787 | 22.19 | 657.7294 | 43.4437 | 111.9368 | 47.1411 | 47.1411 | 76.1091 | 30.9277 | 43.2358 | 43.4437 | 34.8919 | 34.8919 | 59.9725 | 0 | 0 | 0 | 0 | 30.9277 | 30.9277 | 30.9277 | 53.96 | 34.8919 | 117.0584 | 0 | 0 | 22.8308 | 0 | 0 | 0 | 100.0834 | 54.6271 | 127.7611 | 73.8691 | 57.3771 | 22.8308 | 144.4101 | 150.8482 | 36.7915 | 189.2207 | 141.958 | 629.541 | 127.2619 | 123.8222 | 147.1693 | 24.1201 | 29.6743 | 29.6743 | 24.1201 | 45.1032 | 82.637 | 188.3127 | 1739.8644 | 121.3205 | 82.637 | 79.7395 | 146.4456 | 99.1703 | 84.2841 | 80.8346 | 79.7395 | 150.5253 | 70.856 | 54.6271 | 54.6271 | 155.6256 | 100.0763 | 0 | 0 | 0 | 29.6743 | 29.6743 | 29.1804 | 0 | 0 | 0 | 0 | 0 | 0 | 24.1201 | 54.6271 | 148.9628 | 29.6743 | 36.7945 | 65.1834 | 0 | 0 | 0 | 0 | 0 | 0 | 0 | 0 | 0 | 0 | 0 | 0 | 0 | 0 | 0 | 0 | 0 | 0 | 0 | 0 | 0 | 0 | 0 | 0 | 0 | 0 | 0 | 0 | 0 | 0 | 0 | 0 | 0 | 0 | 0 | 0 | 0 | 0 | 0 | 0 | 0 | 0 | 0 | 0 | 0 | 0 | 0 | 0 | 0 | 0 | 0 | 0 | 0 | 0 | 0 | 0 | 0 | 0 | 0 | 0 | 0 | 0 | 0 | 0 | 0 | 0 | 0 | 0 | 0 | 0 | 0 | 0 | 0 | 0 | 0 | 0 | 0 | 0 | 0 | 0 | 0 | 0 | 0 | 0 | 0 | 0 | 0 | 0 | 0 | 0 | 0 | 0 | 0 | 0 | 0 | 0 | 0 | 0 | 0 | 0 | 0 | 0 | 0 | 0 | 0 | 0 | 0 | 0 | 0 | 2017-01-12 05:00
t0271 | 0 | 168.7817 | 414.4147 | 197.5321 | 45.66 | 321.5044 | 45.66 | 889.8717 | 75.95 | 75.95 | 2471.0253 | 77.3267 | 108.616 | 467.8242 | 556.1425 | 82.5667 | 96.5509 | 458.391 | 282.3834 | 508.3776 | 0 | 0 | 518.7001 | 47.5159 | 47.5159 | 47.5159 | 114.5417 | 216.2017 | 391.1796 | 155.81 | 436.0078 | 110.5332 | 339.4318 | 311.7419 | 363.2505 | 343.6978 | 190.7654 | 882.5781 | 514.7046 | 131.1725 | 317.891 | 359.9266 | 150.8568 | 319.6657 | 610.8245 | 150.8568 | 60.2828 | 391.5098 | 1073.2996 | 231.3809 | 236.3857 | 124.0992 | 252.1041 | 60.2828 | 230.69 | 407.969 | 135.6253 | 442.6485 | 44.8897 | 258.1797 | 44.8897 | 150.8568 | 216.2017 | 84.0654 | 610.8245 | 0 | 0 | 0 | 0 | 0 | 0 | 0 | 0 | 216.026 | 0 | 0 | 0 | 0 | 335.423 | 369.1135 | 35.7226 | 38.3508 | 274.6449 | 196.0398 | 14.8043 | 100.8493 | 114.2746 | 337.6744 | 200.1205 | 273.6179 | 111.5435 | 35.7226 | 320.07 | 54.7588 | 319.8892 | 152.3468 | 200.8849 | 59.2163 | 111.8787 | 587.1385 | 25.8661 | 192.6027 | 183.3619 | 14.8043 | 14.8043 | 74.9784 | 155.6394 | 79.6253 | 157.1939 | 197.2615 | 92.6099 | 79.1535 | 686.8553 | 126.1106 | 100.8493 | 96.9642 | 96.9642 | 40.4469 | 52.9964 | 686.8553 | 429.8744 | 187.4966 | 0 | 0 | 0 | 98.1207 | 114.2746 | 94.9235 | 428.4909 | 111.8787 | 0 | 83.9521 | 52.9964 | 14.8043 | 73.4406 | 29.6992 | 0 | 0 | 0 | 109.1856 | 0 | 0 | 170.6916 | 0 | 36.3062 | 0 | 0 | 255.5348 | 115.8056 | 29.6992 | 36.5754 | 36.5754 | 77.3171 | 165.0119 | 218.1588 | 165.3737 | 368.1722 | 234.3783 | 136.8499 | 324.8792 | 281.1255 | 174.7018 | 178.3266 | 437.3583 | 226.175 | 206.5472 | 114.6491 | 106.9719 | 226.2887 | 233.4263 | 87.5438 | 106.9719 | 106.9719 | 165.7613 | 114.6491 | 114.6491 | 114.6491 | 190.4432 | 210.452 | 185.3422 | 155.8734 | 155.8734 | 120.5974 | 190.6161 | 541.5996 | 207.6446 | 115.3079 | 651.8439 | 217.5171 | 115.3079 | 401.745 | 1052.9641 | 156.9479 | 610.0518 | 468.2042 | 217.5171 | 123.469 | 74.6139 | 237.0493 | 67.2238 | 67.2238 | 67.2238 | 187.0842 | 211.3095 | 79.3508 | 172.3998 | 273.4537 | 272.1826 | 153.6141 | 153.6141 | 150.5476 | 496.255 | 67.2238 | 472.8194 | 283.5233 | 475.1307 | 180.2866 | 145.5242 | 356.3296 | 115.1427 | 242.5662 | 115.1427 | 288.0969 | 94.0904 | 139.3023 | 84.0654 | 84.0654 | 94.0904 | 438.0235 | 363.7146 | 179.3056 | 237.4189 | 154.3151 | 94.0904 | 1071.7037 | 236.4801 | 233.5513 | 540.9766 | 844.9303 | 113.9523 | 126.4252 | 181.0758 | 402.573 | 126.4252 | 70.2757 | 158.1622 | 134.4711 | 115.7698 | 129.0157 | 69.8504 | 69.8504 | 116.0651 | 63.7015 | 186.4791 | 296.7633 | 131.6908 | 242.5662 | 123.2985 | 253.9199 | 229.3258 | 131.6908 | 123.2985 | 94.1647 | 281.2668 | 227.1786 | 69.768 | 34.082 | 458.9637 | 93.0008 | 307.9046 | 92.9128 | 455.3023 | 1106.2609 | 53.4476 | 324.1736 | 281.2668 | 411.1339 | 92.9128 | 36.3062 | 522.6866 | 311.754 | 257.7067 | 286.0249 | 0 | 106.9719 | 188.5965 | 507.6759 | 0 | 113.9523 | 146.2462 | 226.2887 | 97.9454 | 135.2762 | 234.9569 | 90.5641 | 0 | 0 | 0 | 0 | 0 | 0 | 0 | 0 | 115.8056 | 0 | 203.3103 | 297.2663 | 266.2184 | 181.9598 | 0 | 188.1867 | 51.9155 | 50.7389 | 25.8661 | 765.8619 | 48.0085 | 128.5629 | 54.8914 | 54.8914 | 92.4821 | 35.8033 | 51.9155 | 48.0085 | 39.9593 | 39.9593 | 68.3298 | 0 | 0 | 0 | 0 | 35.8033 | 35.8033 | 35.8033 | 61.2777 | 39.9593 | 132.3354 | 0 | 0 | 25.9781 | 0 | 0 | 0 | 114.1325 | 58.8866 | 144.7534 | 78.4218 | 64.6314 | 25.9781 | 157.0909 | 174.098 | 41.4334 | 204.7141 | 157.7978 | 691.1686 | 140.5321 | 136.564 | 163.7443 | 26.6509 | 32.7126 | 32.7126 | 26.6509 | 52.0693 | 92.8939 | 211.2779 | 1944.2843 | 142.0499 | 92.8939 | 89.0495 | 168.1092 | 114.6664 | 98.0688 | 94.2354 | 89.0495 | 174.0616 | 79.6198 | 58.8866 | 58.8866 | 176.3358 | 114.7458 | 0 | 0 | 0 | 32.7126 | 32.7126 | 33.419 | 0 | 0 | 0 | 0 | 0 | 0 | 26.6509 | 58.8866 | 169.371 | 32.7126 | 40.8543 | 75.3201 | 0 | 0 | 0 | 0 | 0 | 0 | 0 | 0 | 0 | 0 | 0 | 0 | 0 | 0 | 0 | 0 | 0 | 0 | 0 | 0 | 0 | 0 | 0 | 0 | 0 | 0 | 0 | 0 | 0 | 0 | 0 | 0 | 0 | 0 | 0 | 0 | 0 | 0 | 0 | 0 | 0 | 0 | 0 | 0 | 0 | 0 | 0 | 0 | 0 | 0 | 0 | 0 | 0 | 0 | 0 | 0 | 0 | 0 | 0 | 0 | 0 | 0 | 0 | 0 | 0 | 0 | 0 | 0 | 0 | 0 | 0 | 0 | 0 | 0 | 0 | 0 | 0 | 0 | 0 | 0 | 0 | 0 | 0 | 0 | 0 | 0 | 0 | 0 | 0 | 0 | 0 | 0 | 0 | 0 | 0 | 0 | 0 | 0 | 0 | 0 | 0 | 0 | 0 | 0 | 0 | 0 | 0 | 0 | 0 | 2017-01-12 06:00
t0272 | 0 | 166.3434 | 439.5791 | 194.5549 | 49.7935 | 345.3004 | 49.7935 | 789.2852 | 80.7268 | 80.7268 | 2550.084 | 87.1086 | 108.3688 | 450.8352 | 542.3139 | 80.1807 | 99.4552 | 465.2143 | 290.8035 | 481.2531 | 0 | 0 | 545.7056 | 48.1941 | 48.1941 | 48.1941 | 112.3595 | 214.6108 | 371.4217 | 167.7764 | 445.363 | 115.4745 | 326.7852 | 297.9212 | 364.7887 | 353.8881 | 187.6369 | 801.6076 | 490.5308 | 129.9119 | 299.0605 | 362.203 | 147.3943 | 312.9011 | 588.1773 | 147.3943 | 59.4647 | 387.826 | 1051.1425 | 221.9859 | 240.8133 | 127.2332 | 244.7344 | 59.4647 | 228.5854 | 388.9256 | 133.0418 | 454.0278 | 46.8851 | 245.7474 | 46.8851 | 147.3943 | 214.6108 | 84.2974 | 588.1773 | 0 | 0 | 0 | 0 | 0 | 0 | 0 | 0 | 215.7712 | 0 | 0 | 0 | 0 | 335.5109 | 374.2362 | 35.829 | 41.9858 | 300.8416 | 201.502 | 15.7534 | 106.7799 | 119.8232 | 347.8648 | 201.1605 | 274.1179 | 123.3611 | 35.829 | 351.8574 | 57.9498 | 333.943 | 161.1894 | 205.0532 | 61.8284 | 116.5021 | 623.648 | 29.1013 | 197.8989 | 195.5256 | 15.7534 | 15.7534 | 81.8795 | 155.3506 | 83.1864 | 164.9156 | 199.2609 | 107.5989 | 100.9236 | 795.6587 | 142.1 | 106.7799 | 99.8616 | 99.8616 | 42.5685 | 60.7258 | 795.6587 | 472.1425 | 189.5435 | 0 | 0 | 0 | 100.3805 | 119.8232 | 97.2036 | 452.5581 | 116.5021 | 0 | 85.9679 | 60.7258 | 15.7534 | 81.1977 | 32.9104 | 0 | 0 | 0 | 111.8463 | 0 | 0 | 177.3436 | 0 | 39.8025 | 0 | 0 | 260.1539 | 111.5705 | 32.9104 | 37.8586 | 37.8586 | 85.3991 | 176.7884 | 237.5516 | 173.7369 | 378.8698 | 235.2223 | 141.9836 | 332.469 | 300.6824 | 189.4143 | 184.9074 | 484.0921 | 230.77 | 228.6572 | 115.5021 | 108.5196 | 236.9864 | 253.6825 | 93.6964 | 108.5196 | 108.5196 | 183.2679 | 115.5021 | 115.5021 | 115.5021 | 206.478 | 213.8096 | 204.9798 | 166.2212 | 166.2212 | 129.2545 | 213.6079 | 554.29 | 201.6115 | 129.0215 | 726.8134 | 223.9813 | 129.0215 | 481.0965 | 1132.4773 | 175.0901 | 667.8936 | 491.5265 | 223.9813 | 132.271 | 78.8786 | 262.9013 | 68.564 | 68.564 | 68.564 | 203.4452 | 241.1087 | 90.2946 | 164.0042 | 280.4819 | 270.189 | 150.8509 | 150.8509 | 157.2577 | 476.5097 | 68.564 | 512.0749 | 284.6101 | 478.6851 | 180.0979 | 148.2403 | 406.4794 | 119.5757 | 232.8712 | 119.5757 | 300.5334 | 101.5396 | 140.5588 | 84.2974 | 84.2974 | 101.5396 | 416.7696 | 353.0616 | 188.2522 | 255.7408 | 151.0884 | 101.5396 | 1007.115 | 239.0364 | 252.9004 | 579.1438 | 925.508 | 115.1804 | 126.4591 | 200.085 | 422.2792 | 126.4591 | 73.0465 | 165.9195 | 133.2586 | 119.0189 | 138.9011 | 71.3379 | 71.3379 | 117.229 | 67.7611 | 197.1647 | 302.6078 | 137.2729 | 232.8712 | 128.3839 | 273.705 | 230.8782 | 137.2729 | 128.3839 | 102.1592 | 309.9087 | 227.9933 | 67.4416 | 36.6839 | 470.9541 | 98.3107 | 332.4965 | 99.0736 | 464.8801 | 1117.761 | 55.1708 | 346.2211 | 309.9087 | 446.1671 | 99.0736 | 39.8025 | 460.0834 | 335.496 | 254.8928 | 271.3872 | 0 | 108.5196 | 192.3729 | 541.0538 | 0 | 115.1804 | 152.3343 | 236.9864 | 103.4095 | 151.2767 | 238.2774 | 98.3021 | 0 | 0 | 0 | 0 | 0 | 0 | 0 | 0 | 111.5705 | 0 | 202.4915 | 273.8725 | 288.7197 | 192.367 | 0 | 204.9828 | 62.0988 | 54.2782 | 29.1013 | 888.5039 | 49.3933 | 145.3619 | 62.1894 | 62.1894 | 112.8839 | 40.3471 | 62.0988 | 49.3933 | 43.6953 | 43.6953 | 74.2914 | 0 | 0 | 0 | 0 | 40.3471 | 40.3471 | 40.3471 | 66.4429 | 43.6953 | 142.3075 | 0 | 0 | 28.9358 | 0 | 0 | 0 | 124.9272 | 57.7695 | 157.6606 | 74.9901 | 69.1146 | 28.9358 | 156.629 | 199.2892 | 44.009 | 202.9686 | 165.7002 | 714.7211 | 144.7359 | 140.351 | 171.5544 | 27.5258 | 33.5451 | 33.5451 | 27.5258 | 58.457 | 99.5176 | 224.2495 | 2127.652 | 164.6866 | 99.5176 | 94.3328 | 193.0534 | 129.2415 | 110.5878 | 107.7328 | 94.3328 | 197.1368 | 86.1099 | 57.7695 | 57.7695 | 190.5958 | 128.9916 | 0 | 0 | 0 | 33.5451 | 33.5451 | 36.8881 | 0 | 0 | 0 | 0 | 0 | 0 | 27.5258 | 57.7695 | 186.2607 | 33.5451 | 42.5459 | 84.0363 | 0 | 0 | 0 | 0 | 0 | 0 | 0 | 0 | 0 | 0 | 0 | 0 | 0 | 0 | 0 | 0 | 0 | 0 | 0 | 0 | 0 | 0 | 0 | 0 | 0 | 0 | 0 | 0 | 0 | 0 | 0 | 0 | 0 | 0 | 0 | 0 | 0 | 0 | 0 | 0 | 0 | 0 | 0 | 0 | 0 | 0 | 0 | 0 | 0 | 0 | 0 | 0 | 0 | 0 | 0 | 0 | 0 | 0 | 0 | 0 | 0 | 0 | 0 | 0 | 0 | 0 | 0 | 0 | 0 | 0 | 0 | 0 | 0 | 0 | 0 | 0 | 0 | 0 | 0 | 0 | 0 | 0 | 0 | 0 | 0 | 0 | 0 | 0 | 0 | 0 | 0 | 0 | 0 | 0 | 0 | 0 | 0 | 0 | 0 | 0 | 0 | 0 | 0 | 0 | 0 | 0 | 0 | 0 | 0 | 2017-01-12 07:00
t0273 | 0 | 156.2093 | 445.8965 | 179.5598 | 51.0412 | 352.9574 | 51.0412 | 635.8686 | 84.5748 | 84.5748 | 2686.93 | 93.5671 | 100.4647 | 413.2648 | 494.2432 | 71.8895 | 96.4245 | 446.0364 | 282.6042 | 422.5129 | 0 | 0 | 552.2057 | 45.6621 | 45.6621 | 45.6621 | 103.465 | 200.8486 | 328.4726 | 183.9638 | 440.814 | 114.8036 | 293.3765 | 264.6759 | 343.3665 | 344.5145 | 171.6128 | 672.5908 | 446.4634 | 120.6145 | 261.2576 | 347.7173 | 135.6235 | 288.3772 | 558.2812 | 135.6235 | 54.0051 | 360.8839 | 968.8073 | 198.3775 | 235.4871 | 122.2891 | 222.0864 | 54.0051 | 211.5244 | 344.368 | 121.4041 | 447.6367 | 45.8555 | 217.4595 | 45.8555 | 135.6235 | 200.8486 | 79.7607 | 558.2812 | 0 | 0 | 0 | 0 | 0 | 0 | 0 | 0 | 202.0903 | 0 | 0 | 0 | 0 | 317.3954 | 355.9585 | 33.1719 | 41.9338 | 313.3014 | 191.6704 | 15.5329 | 104.7982 | 115.043 | 341.5582 | 190.7961 | 257.7936 | 127.4047 | 33.1719 | 375.2445 | 56.5046 | 330.5018 | 157.8211 | 193.7077 | 59.537 | 112.5126 | 632.8369 | 29.9217 | 189.1411 | 193.9172 | 15.5329 | 15.5329 | 83.8626 | 145.1382 | 80.6294 | 160.6234 | 189.2252 | 121.3077 | 126.3215 | 899.6726 | 147.3648 | 104.7982 | 95.0859 | 95.0859 | 41.4776 | 65.0563 | 899.6726 | 500.0922 | 176.4586 | 0 | 0 | 0 | 94.61 | 115.043 | 92.2609 | 449.142 | 112.5126 | 0 | 81.4174 | 65.0563 | 15.5329 | 85.5957 | 34.2279 | 0 | 0 | 0 | 107.5011 | 0 | 0 | 173.4795 | 0 | 40.1406 | 0 | 0 | 248.2252 | 99.6579 | 34.2279 | 36.5257 | 36.5257 | 86.1838 | 177.6014 | 245.1475 | 170.0757 | 376.4459 | 221.8404 | 139.0311 | 319.4086 | 315.6772 | 193.803 | 179.9431 | 546.6666 | 222.5068 | 238.0434 | 111.5024 | 104.4062 | 238.2447 | 257.7881 | 94.3663 | 104.4062 | 104.4062 | 194.5362 | 111.5024 | 111.5024 | 111.5024 | 211.3024 | 206.9459 | 214.5544 | 166.576 | 166.576 | 130.8278 | 233.1456 | 538.5373 | 185.4379 | 137.1138 | 849.0472 | 221.4486 | 137.1138 | 580.1655 | 1234.8268 | 182.9777 | 714.2982 | 492.8069 | 221.4486 | 136.057 | 78.4885 | 271.6897 | 65.384 | 65.384 | 65.384 | 206.7083 | 264.9911 | 95.7521 | 143.6688 | 270.7909 | 251.4481 | 139.3273 | 139.3273 | 156.5172 | 423.0549 | 65.384 | 530.9105 | 268.7495 | 453.8226 | 168.6922 | 140.6371 | 460.9355 | 117.1407 | 210.5047 | 117.1407 | 301.8982 | 104.8689 | 135.9275 | 79.7607 | 79.7607 | 104.8689 | 374.7061 | 322.3839 | 190.0799 | 265.1872 | 139.9196 | 104.8689 | 892.5171 | 227.1386 | 270.0473 | 609.7956 | 1044.5852 | 109.5189 | 118.8484 | 209.2321 | 423.6322 | 118.8484 | 70.4835 | 165.3535 | 124.0883 | 115.0273 | 140.7761 | 69.1385 | 69.1385 | 112.6336 | 68.2111 | 206.9646 | 295.9432 | 134.5064 | 210.5047 | 127.4333 | 287.2117 | 218.0544 | 134.5064 | 127.4333 | 103.1209 | 336.4346 | 216.9283 | 60.0776 | 36.3598 | 452.8503 | 97.3084 | 341.5857 | 99.1249 | 440.8942 | 1100.7239 | 52.6555 | 340.6464 | 336.4346 | 470.8717 | 99.1249 | 40.1406 | 370.3798 | 342.6456 | 240.5397 | 240.6867 | 0 | 104.4062 | 182.2327 | 603.9575 | 0 | 109.5189 | 150.691 | 238.2447 | 106.7975 | 155.286 | 225.733 | 100.4612 | 0 | 0 | 0 | 0 | 0 | 0 | 0 | 0 | 99.6579 | 0 | 189.221 | 231.9608 | 306.2536 | 198.2186 | 0 | 210.6096 | 68.9004 | 54.2313 | 29.9217 | 1000.3608 | 47.5526 | 159.7783 | 65.5341 | 65.5341 | 127.6013 | 42.7345 | 68.9004 | 47.5526 | 44.0181 | 44.0181 | 75.021 | 0 | 0 | 0 | 0 | 42.7345 | 42.7345 | 42.7345 | 67.4002 | 44.0181 | 143.2594 | 0 | 0 | 31.5243 | 0 | 0 | 0 | 128.3243 | 53.2816 | 163.5765 | 68.4323 | 69.3848 | 31.5243 | 146.0632 | 222.8446 | 43.2898 | 190.6915 | 166.032 | 719.6541 | 140.2707 | 135.8344 | 169.9975 | 26.8519 | 32.2978 | 32.2978 | 26.8519 | 61.8505 | 101.3031 | 223.542 | 2355.51 | 181.7777 | 101.3031 | 95.275 | 221.6049 | 137.5422 | 115.2414 | 116.0384 | 95.275 | 212.6469 | 90.3209 | 53.2816 | 53.2816 | 193.1699 | 140.3521 | 0 | 0 | 0 | 32.2978 | 32.2978 | 38.234 | 0 | 0 | 0 | 0 | 0 | 0 | 26.8519 | 53.2816 | 196.1927 | 32.2978 | 41.7249 | 87.0102 | 0 | 0 | 0 | 0 | 0 | 0 | 0 | 0 | 0 | 0 | 0 | 0 | 0 | 0 | 0 | 0 | 0 | 0 | 0 | 0 | 0 | 0 | 0 | 0 | 0 | 0 | 0 | 0 | 0 | 0 | 0 | 0 | 0 | 0 | 0 | 0 | 0 | 0 | 0 | 0 | 0 | 0 | 0 | 0 | 0 | 0 | 0 | 0 | 0 | 0 | 0 | 0 | 0 | 0 | 0 | 0 | 0 | 0 | 0 | 0 | 0 | 0 | 0 | 0 | 0 | 0 | 0 | 0 | 0 | 0 | 0 | 0 | 0 | 0 | 0 | 0 | 0 | 0 | 0 | 0 | 0 | 0 | 0 | 0 | 0 | 0 | 0 | 0 | 0 | 0 | 0 | 0 | 0 | 0 | 0 | 0 | 0 | 0 | 0 | 0 | 0 | 0 | 0 | 0 | 0 | 0 | 0 | 0 | 0 | 2017-01-12 08:00
t0274 | 0 | 152.0618 | 453.9516 | 171.4531 | 51.8685 | 360.0987 | 51.8685 | 549.8368 | 88.8146 | 88.8146 | 2873.252 | 98.2439 | 95.7109 | 396.5877 | 467.8101 | 66.9031 | 94.943 | 437.2347 | 279.0084 | 389.562 | 0 | 0 | 562.9234 | 44.1888 | 44.1888 | 44.1888 | 98.7689 | 193.9871 | 304.968 | 200.398 | 445.5515 | 115.3003 | 274.9323 | 246.0725 | 331.6446 | 340.8054 | 162.2741 | 602.8308 | 427.8192 | 115.5901 | 240.4037 | 342.8671 | 129.6572 | 275.906 | 556.9623 | 129.6572 | 50.5554 | 346.7036 | 926.6774 | 185.2889 | 235.3391 | 119.5602 | 209.719 | 50.5554 | 201.885 | 319.3645 | 114.6753 | 449.6848 | 45.2629 | 201.7212 | 45.2629 | 129.6572 | 193.9871 | 77.5512 | 556.9623 | 0 | 0 | 0 | 0 | 0 | 0 | 0 | 0 | 194.6778 | 0 | 0 | 0 | 0 | 308.9602 | 346.0523 | 31.459 | 41.3896 | 322.8809 | 184.9829 | 15.3258 | 103.1327 | 111.0319 | 340.8959 | 185.7657 | 249.0765 | 129.6647 | 31.459 | 395.1795 | 55.2241 | 330.4712 | 154.9645 | 186.1877 | 57.7789 | 109.6972 | 644.0961 | 30.0881 | 183.5563 | 192.3436 | 15.3258 | 15.3258 | 85.098 | 139.4717 | 78.7959 | 157.4755 | 183.9971 | 131.6721 | 145.398 | 980.1309 | 149.4104 | 103.1327 | 91.7778 | 91.7778 | 40.6183 | 67.6761 | 980.1309 | 523.4113 | 167.6748 | 0 | 0 | 0 | 90.5893 | 111.0319 | 89.0027 | 447.8851 | 109.6972 | 0 | 78.347 | 67.6761 | 15.3258 | 88.9282 | 35.0534 | 0 | 0 | 0 | 105.1509 | 0 | 0 | 171.7214 | 0 | 40.0086 | 0 | 0 | 241.6262 | 92.7843 | 35.0534 | 35.683 | 35.683 | 85.6705 | 178.1807 | 250.995 | 167.5532 | 380.6216 | 214.8122 | 137.8695 | 312.4313 | 331.2787 | 197.0824 | 177.3011 | 604.688 | 218.8506 | 244.1265 | 110.5461 | 102.7557 | 241.7661 | 260.0299 | 94.9706 | 102.7557 | 102.7557 | 203.4759 | 110.5461 | 110.5461 | 110.5461 | 214.9214 | 204.849 | 221.3255 | 167.0536 | 167.0536 | 132.2616 | 249.0243 | 533.2463 | 177.854 | 142.8752 | 963.6131 | 222.6851 | 142.8752 | 660.1847 | 1339.0879 | 187.7642 | 755.5226 | 498.1344 | 222.6851 | 139.8516 | 78.4509 | 276.3504 | 63.5447 | 63.5447 | 63.5447 | 208.4166 | 282.9056 | 98.8875 | 131.6763 | 265.991 | 241.3107 | 133.3798 | 133.3798 | 157.3858 | 391.8124 | 63.5447 | 547.4013 | 260.5624 | 441.0971 | 162.5073 | 135.983 | 506.1734 | 116.1617 | 199.2277 | 116.1617 | 306.69 | 107.8792 | 134.9028 | 77.5512 | 77.5512 | 107.8792 | 354.3438 | 306.6601 | 193.5255 | 274.1119 | 134.5885 | 107.8792 | 836.3041 | 220.9365 | 286.4967 | 641.4639 | 1159.3504 | 106.6078 | 114.8421 | 215.7119 | 428.6428 | 114.8421 | 68.7176 | 166.1556 | 119.281 | 112.9836 | 142.2179 | 68.3495 | 68.3495 | 110.9464 | 68.8084 | 218.2392 | 295.6457 | 133.1642 | 199.2277 | 127.9751 | 300.2623 | 211.1194 | 133.1642 | 127.9751 | 103.3753 | 359.9282 | 212.1308 | 55.6325 | 35.8795 | 442.7606 | 96.7193 | 349.4281 | 99.2438 | 425.614 | 1112.7202 | 50.8962 | 334.7231 | 359.9282 | 493.5809 | 99.2438 | 40.0086 | 321.9428 | 348.9642 | 234.961 | 224.3335 | 0 | 102.7557 | 175.7774 | 670.8879 | 0 | 106.6078 | 150.7622 | 241.7661 | 110.9312 | 156.2938 | 218.4381 | 101.9863 | 0 | 0 | 0 | 0 | 0 | 0 | 0 | 0 | 92.7843 | 0 | 182.1013 | 208.2623 | 322.6686 | 205.3095 | 0 | 214.6442 | 72.9361 | 54.1345 | 30.0881 | 1085.0958 | 46.4916 | 171.1863 | 67.377 | 67.377 | 136.4697 | 44.2561 | 72.9361 | 46.4916 | 43.8738 | 43.8738 | 75.1632 | 0 | 0 | 0 | 0 | 44.2561 | 44.2561 | 44.2561 | 67.9335 | 43.8738 | 143.7916 | 0 | 0 | 33.6931 | 0 | 0 | 0 | 130.4676 | 50.9547 | 168.363 | 65.6381 | 69.6219 | 33.6931 | 140.1517 | 241.3993 | 42.6402 | 185.1037 | 167.7022 | 735.8705 | 138.0685 | 133.6477 | 169.9069 | 26.5802 | 31.6345 | 31.6345 | 26.5802 | 64.0847 | 103.0346 | 223.4322 | 2571.8185 | 193.6848 | 103.0346 | 96.6259 | 245.3614 | 143.096 | 117.383 | 121.4524 | 96.6259 | 223.7021 | 94.2523 | 50.9547 | 50.9547 | 194.7986 | 149.296 | 0 | 0 | 0 | 31.6345 | 31.6345 | 39.0869 | 0 | 0 | 0 | 0 | 0 | 0 | 26.5802 | 50.9547 | 204.1281 | 31.6345 | 41.3669 | 88.4457 | 0 | 0 | 0 | 0 | 0 | 0 | 0 | 0 | 0 | 0 | 0 | 0 | 0 | 0 | 0 | 0 | 0 | 0 | 0 | 0 | 0 | 0 | 0 | 0 | 0 | 0 | 0 | 0 | 0 | 0 | 0 | 0 | 0 | 0 | 0 | 0 | 0 | 0 | 0 | 0 | 0 | 0 | 0 | 0 | 0 | 0 | 0 | 0 | 0 | 0 | 0 | 0 | 0 | 0 | 0 | 0 | 0 | 0 | 0 | 0 | 0 | 0 | 0 | 0 | 0 | 0 | 0 | 0 | 0 | 0 | 0 | 0 | 0 | 0 | 0 | 0 | 0 | 0 | 0 | 0 | 0 | 0 | 0 | 0 | 0 | 0 | 0 | 0 | 0 | 0 | 0 | 0 | 0 | 0 | 0 | 0 | 0 | 0 | 0 | 0 | 0 | 0 | 0 | 0 | 0 | 0 | 0 | 0 | 0 | 2017-01-12 09:00
t0275 | 0 | 154.0736 | 456.1372 | 173.3004 | 51.8494 | 361.1542 | 51.8494 | 566.1144 | 89.635 | 89.635 | 2921.8608 | 98.234 | 96.4229 | 403.2001 | 473.4241 | 67.6247 | 95.4488 | 440.6285 | 280.6217 | 395.924 | 0 | 0 | 566.588 | 44.4546 | 44.4546 | 44.4546 | 99.9246 | 196.0301 | 309.9601 | 202.9432 | 450.3887 | 115.9395 | 278.7553 | 249.7179 | 334.2717 | 342.8883 | 163.8587 | 618.0573 | 436.0537 | 116.7436 | 244.6848 | 346.4339 | 131.3231 | 279.3588 | 569.0139 | 131.3231 | 50.9435 | 350.2649 | 938.1262 | 187.9532 | 237.6376 | 120.1861 | 212.4035 | 50.9435 | 203.7621 | 324.2039 | 115.8533 | 453.8 | 45.3952 | 204.8675 | 45.3952 | 131.3231 | 196.0301 | 78.2639 | 569.0139 | 0 | 0 | 0 | 0 | 0 | 0 | 0 | 0 | 196.3832 | 0 | 0 | 0 | 0 | 312.0201 | 348.3942 | 31.6343 | 41.1416 | 323.2708 | 185.4905 | 15.314 | 103.1094 | 110.8748 | 343.3952 | 187.4102 | 251.1947 | 129.3409 | 31.6343 | 396.8315 | 55.1555 | 332.1274 | 154.8952 | 186.8617 | 57.7981 | 109.8731 | 647.0103 | 29.8637 | 184.2284 | 192.2844 | 15.314 | 15.314 | 85.0257 | 140.6666 | 78.8991 | 157.6291 | 185.3951 | 131.8345 | 145.5549 | 982.3545 | 148.4781 | 103.1094 | 91.9928 | 91.9928 | 40.6251 | 67.3854 | 982.3545 | 525.1452 | 168.3552 | 0 | 0 | 0 | 90.8208 | 110.8748 | 89.3123 | 448.9421 | 109.8731 | 0 | 78.5901 | 67.3854 | 15.314 | 89.0198 | 34.9917 | 0 | 0 | 0 | 105.7277 | 0 | 0 | 172.4771 | 0 | 39.8262 | 0 | 0 | 243.0925 | 93.9794 | 34.9917 | 35.7951 | 35.7951 | 85.1273 | 178.2999 | 251.2779 | 167.7993 | 384.2205 | 216.6217 | 138.5524 | 314.2101 | 333.9559 | 197.2305 | 178.0272 | 611.3539 | 220.4113 | 243.7942 | 111.7547 | 103.6217 | 243.376 | 259.7692 | 95.0998 | 103.6217 | 103.6217 | 203.914 | 111.7547 | 111.7547 | 111.7547 | 215.0907 | 206.6825 | 221.2784 | 167.2976 | 167.2976 | 132.5041 | 249.9145 | 537.2377 | 180.4823 | 142.8232 | 977.1471 | 224.5845 | 142.8232 | 663.9671 | 1355.43 | 187.2919 | 759.7018 | 500.9279 | 224.5845 | 140.4902 | 78.651 | 275.5034 | 63.8906 | 63.8906 | 63.8906 | 208.17 | 283.1508 | 98.4397 | 133.553 | 267.5454 | 243.6368 | 134.9568 | 134.9568 | 158.2914 | 396.9357 | 63.8906 | 549.1463 | 262.7905 | 444.6745 | 163.9263 | 136.6563 | 509.0538 | 116.7151 | 202.3907 | 116.7151 | 309.0073 | 108.2488 | 136.3531 | 78.2639 | 78.2639 | 108.2488 | 360.7443 | 310.882 | 194.8215 | 275.3484 | 136.3604 | 108.2488 | 853.236 | 222.5938 | 288.719 | 646.7858 | 1174.448 | 107.4198 | 115.8606 | 215.6762 | 431.1785 | 115.8606 | 68.8531 | 166.9589 | 120.5048 | 113.5894 | 142.3476 | 68.8743 | 68.8743 | 111.9975 | 69.0047 | 220.5862 | 298.4603 | 133.6669 | 202.3907 | 128.7646 | 302.121 | 212.7468 | 133.6669 | 128.7646 | 103.1968 | 362.2233 | 214.2136 | 56.2616 | 35.7753 | 445.0024 | 96.8814 | 350.2711 | 99.3635 | 427.4052 | 1127.2385 | 51.002 | 334.007 | 362.2233 | 496.2965 | 99.3635 | 39.8262 | 332.4924 | 349.7662 | 237.9884 | 228.1545 | 0 | 103.6217 | 176.5339 | 682.3929 | 0 | 107.4198 | 151.5952 | 243.376 | 111.8999 | 155.312 | 219.7568 | 102.0141 | 0 | 0 | 0 | 0 | 0 | 0 | 0 | 0 | 93.9794 | 0 | 183.7893 | 212.6451 | 324.7394 | 206.9661 | 0 | 214.7113 | 72.4108 | 54.1414 | 29.8637 | 1086.521 | 46.7012 | 171.663 | 67.0642 | 67.0642 | 135.3919 | 44.1439 | 72.4108 | 46.7012 | 43.6938 | 43.6938 | 74.9973 | 0 | 0 | 0 | 0 | 44.1439 | 44.1439 | 44.1439 | 67.8841 | 43.6938 | 143.8013 | 0 | 0 | 33.8475 | 0 | 0 | 0 | 130.3471 | 51.5622 | 168.6911 | 66.8541 | 69.694 | 33.8475 | 141.3577 | 242.1021 | 42.6107 | 187.2303 | 168.6156 | 743.3538 | 138.8016 | 134.4073 | 170.6293 | 26.7288 | 31.8075 | 31.8075 | 26.7288 | 63.9655 | 103.3318 | 223.8334 | 2599.1529 | 193.3488 | 103.3318 | 97.0564 | 246.8776 | 142.8434 | 116.7322 | 121.1041 | 97.0564 | 223.5716 | 94.7563 | 51.5622 | 51.5622 | 194.7826 | 149.6572 | 0 | 0 | 0 | 31.8075 | 31.8075 | 39.0316 | 0 | 0 | 0 | 0 | 0 | 0 | 26.7288 | 51.5622 | 204.5638 | 31.8075 | 41.5397 | 88.0769 | 0 | 0 | 0 | 0 | 0 | 0 | 0 | 0 | 0 | 0 | 0 | 0 | 0 | 0 | 0 | 0 | 0 | 0 | 0 | 0 | 0 | 0 | 0 | 0 | 0 | 0 | 0 | 0 | 0 | 0 | 0 | 0 | 0 | 0 | 0 | 0 | 0 | 0 | 0 | 0 | 0 | 0 | 0 | 0 | 0 | 0 | 0 | 0 | 0 | 0 | 0 | 0 | 0 | 0 | 0 | 0 | 0 | 0 | 0 | 0 | 0 | 0 | 0 | 0 | 0 | 0 | 0 | 0 | 0 | 0 | 0 | 0 | 0 | 0 | 0 | 0 | 0 | 0 | 0 | 0 | 0 | 0 | 0 | 0 | 0 | 0 | 0 | 0 | 0 | 0 | 0 | 0 | 0 | 0 | 0 | 0 | 0 | 0 | 0 | 0 | 0 | 0 | 0 | 0 | 0 | 0 | 0 | 0 | 0 | 2017-01-12 10:00
t0276 | 0 | 151.6219 | 453.5545 | 170.015 | 51.6065 | 359.4183 | 51.6065 | 541.8892 | 89.5175 | 89.5175 | 2921.3939 | 98.338 | 94.6292 | 395.3784 | 463.52 | 66.0078 | 94.3149 | 434.7688 | 277.3958 | 385.2336 | 0 | 0 | 563.2731 | 43.7752 | 43.7752 | 43.7752 | 98.0036 | 192.7492 | 302.0086 | 203.7598 | 446.5782 | 114.9774 | 272.2656 | 243.4671 | 328.8873 | 339.0444 | 160.4855 | 596.6817 | 427.2121 | 114.6333 | 237.9007 | 341.9822 | 128.7994 | 274.0534 | 561.3736 | 128.7994 | 49.8207 | 344.0723 | 920.3008 | 183.436 | 235.2045 | 118.6025 | 207.8252 | 49.8207 | 199.9531 | 315.9058 | 113.4308 | 449.6501 | 44.9035 | 199.6131 | 44.9035 | 128.7994 | 192.7492 | 77.077 | 561.3736 | 0 | 0 | 0 | 0 | 0 | 0 | 0 | 0 | 193.0828 | 0 | 0 | 0 | 0 | 307.3023 | 343.3055 | 31.0323 | 40.7867 | 322.4408 | 182.7066 | 15.1609 | 102.0149 | 109.3234 | 340.0026 | 184.6315 | 247.1293 | 128.8401 | 31.0323 | 397.02 | 54.5126 | 329.1484 | 153.1946 | 183.8728 | 57.0252 | 108.4657 | 643.3628 | 29.7203 | 181.6155 | 190.5286 | 15.1609 | 15.1609 | 84.6154 | 138.2437 | 77.9288 | 155.7982 | 182.6572 | 132.6806 | 147.8959 | 988.9984 | 147.9426 | 102.0149 | 90.6229 | 90.6229 | 40.1526 | 67.4198 | 988.9984 | 524.9457 | 165.2753 | 0 | 0 | 0 | 89.325 | 109.3234 | 87.9485 | 444.9877 | 108.4657 | 0 | 77.3601 | 67.4198 | 15.1609 | 88.9227 | 34.889 | 0 | 0 | 0 | 104.3374 | 0 | 0 | 170.6364 | 0 | 39.5406 | 0 | 0 | 239.6413 | 91.6946 | 34.889 | 35.3365 | 35.3365 | 84.513 | 177.0025 | 250.3443 | 165.9817 | 381.1265 | 213.2099 | 137.1008 | 310.0633 | 333.577 | 196.2757 | 175.9888 | 615.6271 | 217.6515 | 243.1154 | 110.4158 | 102.3037 | 241.7445 | 258.2442 | 94.4456 | 102.3037 | 102.3037 | 203.8742 | 110.4158 | 110.4158 | 110.4158 | 214.0553 | 204.2465 | 220.8281 | 166.0352 | 166.0352 | 131.6856 | 250.681 | 531.1286 | 177.0422 | 142.7933 | 987.264 | 222.6059 | 142.7933 | 672.5939 | 1360.0381 | 186.8454 | 760.3702 | 497.3473 | 222.6059 | 139.9445 | 77.988 | 274.4478 | 62.9741 | 62.9741 | 62.9741 | 206.9412 | 284.1962 | 98.3686 | 129.8532 | 264.2141 | 239.3168 | 132.4307 | 132.4307 | 157.0047 | 386.8609 | 62.9741 | 547.5056 | 258.7055 | 438.0175 | 161.173 | 134.5806 | 512.7152 | 115.4977 | 197.9701 | 115.4977 | 306.9264 | 107.8749 | 134.7517 | 77.077 | 77.077 | 107.8749 | 352.6262 | 304.5443 | 193.6287 | 274.5558 | 133.8879 | 107.8749 | 832.1085 | 219.3256 | 288.9581 | 646.2845 | 1182.6902 | 105.8546 | 113.9777 | 215.2127 | 428.1418 | 113.9777 | 67.9645 | 165.6188 | 118.3878 | 112.1875 | 141.483 | 68.0675 | 68.0675 | 110.562 | 68.5335 | 220.3693 | 295.4021 | 132.2648 | 197.9701 | 127.6744 | 301.7239 | 209.4275 | 132.2648 | 127.6744 | 102.493 | 363.1709 | 211.1615 | 54.8548 | 35.4375 | 439.1607 | 95.9862 | 348.8009 | 98.5898 | 420.8589 | 1117.1242 | 50.2596 | 330.525 | 363.1709 | 495.9618 | 98.5898 | 39.5406 | 318.4009 | 348.0304 | 234.3735 | 222.439 | 0 | 102.3037 | 173.7994 | 686.5441 | 0 | 105.8546 | 150.2318 | 241.7445 | 111.5542 | 154.5457 | 216.3946 | 101.501 | 0 | 0 | 0 | 0 | 0 | 0 | 0 | 0 | 91.6946 | 0 | 180.6441 | 205.5603 | 324.7325 | 206.2587 | 0 | 213.7807 | 72.725 | 53.7047 | 29.7203 | 1093.3469 | 46.0941 | 172.3151 | 66.9639 | 66.9639 | 136.2461 | 44.1111 | 72.725 | 46.0941 | 43.3756 | 43.3756 | 74.487 | 0 | 0 | 0 | 0 | 44.1111 | 44.1111 | 44.1111 | 67.4713 | 43.3756 | 142.7884 | 0 | 0 | 33.9462 | 0 | 0 | 0 | 129.7663 | 50.5858 | 168.1878 | 65.522 | 69.1825 | 33.9462 | 138.8817 | 243.4668 | 42.1705 | 184.2301 | 167.3945 | 738.7314 | 137.1445 | 132.7802 | 169.1172 | 26.4358 | 31.3974 | 31.3974 | 26.4358 | 63.9125 | 102.7791 | 221.9882 | 2611.997 | 194.1287 | 102.7791 | 96.4488 | 248.957 | 142.8254 | 116.3885 | 121.2518 | 96.4488 | 223.9108 | 94.6218 | 50.5858 | 50.5858 | 193.5847 | 150.0555 | 0 | 0 | 0 | 31.3974 | 31.3974 | 38.9013 | 0 | 0 | 0 | 0 | 0 | 0 | 26.4358 | 50.5858 | 204.3353 | 31.3974 | 41.1106 | 87.7539 | 0 | 0 | 0 | 0 | 0 | 0 | 0 | 0 | 0 | 0 | 0 | 0 | 0 | 0 | 0 | 0 | 0 | 0 | 0 | 0 | 0 | 0 | 0 | 0 | 0 | 0 | 0 | 0 | 0 | 0 | 0 | 0 | 0 | 0 | 0 | 0 | 0 | 0 | 0 | 0 | 0 | 0 | 0 | 0 | 0 | 0 | 0 | 0 | 0 | 0 | 0 | 0 | 0 | 0 | 0 | 0 | 0 | 0 | 0 | 0 | 0 | 0 | 0 | 0 | 0 | 0 | 0 | 0 | 0 | 0 | 0 | 0 | 0 | 0 | 0 | 0 | 0 | 0 | 0 | 0 | 0 | 0 | 0 | 0 | 0 | 0 | 0 | 0 | 0 | 0 | 0 | 0 | 0 | 0 | 0 | 0 | 0 | 0 | 0 | 0 | 0 | 0 | 0 | 0 | 0 | 0 | 0 | 0 | 0 | 2017-01-12 11:00
t0277 | 0 | 150.543 | 452.0628 | 169.5836 | 51.718 | 358.843 | 51.718 | 536.3053 | 88.5492 | 88.5492 | 2862.5854 | 98.1972 | 94.7354 | 391.7951 | 462.2137 | 66.0295 | 94.2848 | 433.7601 | 277.1 | 383.5823 | 0 | 0 | 560.3809 | 43.8125 | 43.8125 | 43.8125 | 97.6651 | 192.067 | 300.4645 | 200.1538 | 442.7203 | 114.6755 | 271.2721 | 242.5707 | 328.5965 | 338.4978 | 160.4174 | 590.642 | 422.3001 | 114.3894 | 236.5766 | 340.0598 | 128.1837 | 272.8132 | 551.2292 | 128.1837 | 49.9628 | 343.1449 | 916.3104 | 182.7465 | 233.7038 | 118.6663 | 207.1239 | 49.9628 | 199.7568 | 314.7227 | 113.3373 | 446.8188 | 44.9875 | 198.7693 | 44.9875 | 128.1837 | 192.067 | 76.8538 | 551.2292 | 0 | 0 | 0 | 0 | 0 | 0 | 0 | 0 | 192.8025 | 0 | 0 | 0 | 0 | 306.1513 | 343.1632 | 31.1423 | 41.2372 | 322.1561 | 183.5297 | 15.2473 | 102.5681 | 110.2846 | 338.7159 | 184.1329 | 246.7549 | 129.3782 | 31.1423 | 394.6231 | 54.9063 | 328.6133 | 154.0975 | 184.6187 | 57.3888 | 108.96 | 641.4534 | 30.0336 | 182.1518 | 191.4158 | 15.2473 | 15.2473 | 84.8525 | 138.1073 | 78.2875 | 156.5146 | 182.4228 | 131.8854 | 146.242 | 981.7053 | 149.1871 | 102.5681 | 91.0675 | 91.0675 | 40.3756 | 67.6731 | 981.7053 | 522.5535 | 166.0832 | 0 | 0 | 0 | 89.8234 | 110.2846 | 88.2827 | 445.5921 | 108.96 | 0 | 77.7051 | 67.6731 | 15.2473 | 88.7876 | 34.9859 | 0 | 0 | 0 | 104.3616 | 0 | 0 | 170.6468 | 0 | 39.877 | 0 | 0 | 239.6796 | 91.5236 | 34.9859 | 35.4341 | 35.4341 | 85.4118 | 177.435 | 250.3108 | 166.5737 | 378.3572 | 212.8533 | 137.0059 | 310.0688 | 330.3755 | 196.4616 | 176.141 | 604.8908 | 217.2079 | 243.6563 | 109.6731 | 101.9537 | 240.5791 | 259.1694 | 94.5788 | 101.9537 | 101.9537 | 203.1963 | 109.6731 | 109.6731 | 109.6731 | 214.2457 | 203.3154 | 220.9297 | 166.3136 | 166.3136 | 131.7457 | 248.9763 | 529.4783 | 175.7875 | 142.7353 | 964.8945 | 221.3208 | 142.7353 | 662.6666 | 1337.1976 | 187.4696 | 754.4287 | 495.6779 | 221.3208 | 139.3827 | 78.0597 | 275.7697 | 63.0353 | 63.0353 | 63.0353 | 207.73 | 283.0481 | 98.8346 | 129.6616 | 264.0589 | 238.8539 | 131.9159 | 131.9159 | 156.5391 | 386.2927 | 63.0353 | 545.8993 | 258.2039 | 437.2467 | 160.9433 | 134.8543 | 506.8095 | 115.44 | 196.6342 | 115.44 | 305.1355 | 107.5573 | 133.8553 | 76.8538 | 76.8538 | 107.5573 | 349.4975 | 302.9717 | 192.6228 | 273.3144 | 133.1155 | 107.5573 | 823.7291 | 219.0578 | 285.9741 | 639.7929 | 1159.3913 | 105.7045 | 113.7614 | 215.3139 | 426.527 | 113.7614 | 68.2489 | 165.2939 | 118.0627 | 112.1771 | 141.6907 | 67.8542 | 67.8542 | 110.0566 | 68.5093 | 217.5653 | 293.6021 | 132.3551 | 196.6342 | 127.2593 | 299.511 | 209.2327 | 132.3551 | 127.2593 | 103.0032 | 359.6292 | 210.2856 | 54.8747 | 35.7169 | 439.472 | 96.217 | 348.3306 | 98.7979 | 422.1106 | 1105.004 | 50.5119 | 333.0228 | 359.6292 | 492.5368 | 98.7979 | 39.877 | 313.8974 | 347.7595 | 232.7016 | 221.0545 | 0 | 101.9537 | 174.3145 | 670.2046 | 0 | 105.7045 | 149.9004 | 240.5791 | 110.5231 | 155.9727 | 216.5754 | 101.6646 | 0 | 0 | 0 | 0 | 0 | 0 | 0 | 0 | 91.5236 | 0 | 180.3074 | 204.3202 | 322.0301 | 204.5469 | 0 | 214.03 | 73.0858 | 53.8944 | 30.0336 | 1086.7763 | 46.1531 | 171.2286 | 67.3199 | 67.3199 | 136.8796 | 44.218 | 73.0858 | 46.1531 | 43.7241 | 43.7241 | 74.899 | 0 | 0 | 0 | 0 | 44.218 | 44.218 | 44.218 | 67.6995 | 43.7241 | 143.2183 | 0 | 0 | 33.679 | 0 | 0 | 0 | 130.1135 | 50.3898 | 167.9348 | 64.8094 | 69.3245 | 33.679 | 138.7621 | 241.6456 | 42.4152 | 183.2995 | 166.8728 | 731.9936 | 137.1083 | 132.7004 | 168.9807 | 26.4054 | 31.4006 | 31.4006 | 26.4054 | 64.0202 | 102.652 | 222.3632 | 2570.551 | 193.8902 | 102.652 | 96.2045 | 245.7817 | 142.993 | 117.2278 | 121.4565 | 96.2045 | 223.657 | 94.0249 | 50.3898 | 50.3898 | 194.1015 | 149.2683 | 0 | 0 | 0 | 31.4006 | 31.4006 | 39.0026 | 0 | 0 | 0 | 0 | 0 | 0 | 26.4054 | 50.3898 | 203.767 | 31.4006 | 41.1157 | 88.2818 | 0 | 0 | 0 | 0 | 0 | 0 | 0 | 0 | 0 | 0 | 0 | 0 | 0 | 0 | 0 | 0 | 0 | 0 | 0 | 0 | 0 | 0 | 0 | 0 | 0 | 0 | 0 | 0 | 0 | 0 | 0 | 0 | 0 | 0 | 0 | 0 | 0 | 0 | 0 | 0 | 0 | 0 | 0 | 0 | 0 | 0 | 0 | 0 | 0 | 0 | 0 | 0 | 0 | 0 | 0 | 0 | 0 | 0 | 0 | 0 | 0 | 0 | 0 | 0 | 0 | 0 | 0 | 0 | 0 | 0 | 0 | 0 | 0 | 0 | 0 | 0 | 0 | 0 | 0 | 0 | 0 | 0 | 0 | 0 | 0 | 0 | 0 | 0 | 0 | 0 | 0 | 0 | 0 | 0 | 0 | 0 | 0 | 0 | 0 | 0 | 0 | 0 | 0 | 0 | 0 | 0 | 0 | 0 | 0 | 2017-01-12 12:00
t0278 | 0 | 151.061 | 442.3634 | 172.2047 | 50.7012 | 350.8109 | 50.7012 | 577.8689 | 85.0605 | 85.0605 | 2718.28 | 94.4746 | 96.3751 | 396.3331 | 471.7718 | 68.1032 | 94.0748 | 433.7846 | 276.0281 | 397.6116 | 0 | 0 | 547.7988 | 44.1623 | 44.1623 | 44.1623 | 99.1772 | 193.7069 | 310.1248 | 188.2251 | 434.649 | 113.0934 | 278.4933 | 250.2105 | 331.5168 | 336.7789 | 163.8817 | 622.4175 | 427.4177 | 115.9151 | 245.4839 | 338.7688 | 130.0334 | 276.6325 | 544.4709 | 130.0334 | 51.3684 | 347.1938 | 929.2991 | 187.9803 | 231.0046 | 118.9011 | 211.6836 | 51.3684 | 202.939 | 325.1181 | 115.8518 | 440.3562 | 44.8372 | 205.2912 | 44.8372 | 130.0334 | 193.7069 | 77.2164 | 544.4709 | 0 | 0 | 0 | 0 | 0 | 0 | 0 | 0 | 194.8003 | 0 | 0 | 0 | 0 | 307.3531 | 344.926 | 31.7762 | 41.1529 | 313.201 | 185.3792 | 15.2081 | 102.4529 | 111.4579 | 335.181 | 184.8591 | 248.8778 | 126.7644 | 31.7762 | 378.7641 | 55.0765 | 324.9416 | 154.1333 | 186.9122 | 57.7954 | 109.4111 | 627.8154 | 29.6545 | 183.3573 | 190.3195 | 15.2081 | 15.2081 | 83.2603 | 139.7476 | 78.5059 | 156.6608 | 183.316 | 124.5097 | 133.7006 | 924.753 | 146.5759 | 102.4529 | 91.9847 | 91.9847 | 40.4452 | 65.4956 | 924.753 | 503.3906 | 169.2981 | 0 | 0 | 0 | 91.1615 | 111.4579 | 89.1867 | 441.4835 | 109.4111 | 0 | 78.6217 | 65.4956 | 15.2081 | 85.9233 | 34.1519 | 0 | 0 | 0 | 104.5357 | 0 | 0 | 169.7581 | 0 | 39.5602 | 0 | 0 | 240.7509 | 94.3481 | 34.1519 | 35.531 | 35.531 | 84.8879 | 175.2205 | 244.2744 | 166.2409 | 371.4629 | 214.4043 | 136.1376 | 310.5737 | 317.5393 | 192.4886 | 175.7077 | 564.1774 | 216.8075 | 237.6422 | 108.8984 | 101.7088 | 235.7938 | 255.1936 | 93.2188 | 101.7088 | 101.7088 | 195.8523 | 108.8984 | 108.8984 | 108.8984 | 209.8873 | 202.1241 | 214.7175 | 164.2566 | 164.2566 | 129.5015 | 237.0916 | 526.3905 | 177.9305 | 137.9264 | 886.8615 | 218.0119 | 137.9264 | 609.095 | 1260.7839 | 182.8124 | 722.1711 | 487.0035 | 218.0119 | 135.6425 | 77.2326 | 270.311 | 63.3825 | 63.3825 | 63.3825 | 204.5998 | 269.7259 | 96.0555 | 134.9349 | 263.8257 | 241.8478 | 133.7283 | 133.7283 | 154.2649 | 399.4875 | 63.3825 | 530.4208 | 259.8858 | 439.4672 | 162.61 | 136.0207 | 475.0286 | 114.7116 | 200.6077 | 114.7116 | 298.8394 | 104.6414 | 132.8313 | 77.2164 | 77.2164 | 104.6414 | 356.6319 | 308.2365 | 188.4299 | 265.1281 | 134.5325 | 104.6414 | 845.0125 | 220.0899 | 273.1814 | 614.0774 | 1078.9763 | 106.1537 | 114.727 | 209.3267 | 418.7984 | 114.727 | 68.5292 | 162.9807 | 119.4147 | 112.0886 | 139.3537 | 67.5205 | 67.5205 | 109.7212 | 67.4176 | 208.4525 | 290.2859 | 131.6654 | 200.6077 | 125.4974 | 288.585 | 210.7943 | 131.6654 | 125.4974 | 101.8003 | 341.9968 | 210.5401 | 56.7672 | 35.6331 | 440.3431 | 95.5222 | 340.0357 | 97.6745 | 426.2168 | 1084.4092 | 50.979 | 333.0373 | 341.9968 | 473.8997 | 97.6745 | 39.5602 | 336.9742 | 340.3537 | 233.0351 | 227.5997 | 0 | 101.7088 | 176.0915 | 622.9825 | 0 | 106.1537 | 148.1654 | 235.7938 | 106.8435 | 153.8947 | 218.3111 | 99.7147 | 0 | 0 | 0 | 0 | 0 | 0 | 0 | 0 | 94.3481 | 0 | 182.2704 | 215.1895 | 308.9001 | 198.0784 | 0 | 209.4493 | 70.0699 | 53.3829 | 29.6545 | 1026.3725 | 46.2491 | 162.7939 | 65.5966 | 65.5966 | 130.4904 | 42.8936 | 70.0699 | 46.2491 | 43.3737 | 43.3737 | 74.0541 | 0 | 0 | 0 | 0 | 42.8936 | 42.8936 | 42.8936 | 66.6884 | 43.3737 | 141.4061 | 0 | 0 | 32.0545 | 0 | 0 | 0 | 127.53 | 51.113 | 163.3681 | 65.563 | 68.4494 | 32.0545 | 140.535 | 228.3242 | 42.3478 | 184.2862 | 164.0274 | 713.8958 | 136.8309 | 132.4565 | 167.1543 | 26.2631 | 31.4278 | 31.4278 | 26.2631 | 62.0785 | 100.5342 | 220.0331 | 2415.0984 | 185.0465 | 100.5342 | 94.3545 | 229.3055 | 138.3297 | 114.8567 | 117.1136 | 94.3545 | 214.9616 | 90.7016 | 51.113 | 51.113 | 191.1271 | 142.4994 | 0 | 0 | 0 | 31.4278 | 31.4278 | 38.1098 | 0 | 0 | 0 | 0 | 0 | 0 | 26.2631 | 51.113 | 196.9956 | 31.4278 | 40.8651 | 86.5809 | 0 | 0 | 0 | 0 | 0 | 0 | 0 | 0 | 0 | 0 | 0 | 0 | 0 | 0 | 0 | 0 | 0 | 0 | 0 | 0 | 0 | 0 | 0 | 0 | 0 | 0 | 0 | 0 | 0 | 0 | 0 | 0 | 0 | 0 | 0 | 0 | 0 | 0 | 0 | 0 | 0 | 0 | 0 | 0 | 0 | 0 | 0 | 0 | 0 | 0 | 0 | 0 | 0 | 0 | 0 | 0 | 0 | 0 | 0 | 0 | 0 | 0 | 0 | 0 | 0 | 0 | 0 | 0 | 0 | 0 | 0 | 0 | 0 | 0 | 0 | 0 | 0 | 0 | 0 | 0 | 0 | 0 | 0 | 0 | 0 | 0 | 0 | 0 | 0 | 0 | 0 | 0 | 0 | 0 | 0 | 0 | 0 | 0 | 0 | 0 | 0 | 0 | 0 | 0 | 0 | 0 | 0 | 0 | 0 | 2017-01-12 13:00
t0279 | 0 | 152.5104 | 432.6359 | 174.549 | 49.2094 | 341.743 | 49.2094 | 625.3242 | 82.708 | 82.708 | 2656.8766 | 90.4535 | 97.2793 | 404.5622 | 480.7738 | 69.7441 | 93.3748 | 432.9991 | 273.8661 | 412.0755 | 0 | 0 | 536.9275 | 44.1952 | 44.1952 | 44.1952 | 100.6802 | 195.3678 | 320.5551 | 181.2637 | 430.5393 | 111.3692 | 285.7533 | 257.8887 | 333.0092 | 334.0409 | 166.5087 | 660.6145 | 438.2639 | 117.1777 | 255.1674 | 338.7425 | 132.1584 | 280.9219 | 551.5324 | 132.1584 | 52.2379 | 350.7845 | 943.5733 | 193.2711 | 229.4894 | 118.3455 | 216.1853 | 52.2379 | 205.2742 | 335.5927 | 117.8501 | 436.1048 | 44.2893 | 212.0248 | 44.2893 | 132.1584 | 195.3678 | 77.5069 | 551.5324 | 0 | 0 | 0 | 0 | 0 | 0 | 0 | 0 | 196.1411 | 0 | 0 | 0 | 0 | 308.7061 | 344.9391 | 32.0421 | 40.0803 | 302.9437 | 184.7845 | 14.9374 | 100.8258 | 110.3831 | 331.876 | 185.353 | 250.1896 | 122.5305 | 32.0421 | 364.7692 | 54.2727 | 320.3046 | 151.776 | 186.8805 | 57.2618 | 108.4071 | 613.7906 | 28.5828 | 182.6108 | 186.6513 | 14.9374 | 14.9374 | 80.7978 | 140.808 | 77.6737 | 154.7103 | 183.5446 | 117.7646 | 123.1834 | 874.8039 | 141.0516 | 100.8258 | 91.6286 | 91.6286 | 39.9099 | 62.5245 | 874.8039 | 485.3761 | 170.1832 | 0 | 0 | 0 | 91.1402 | 110.3831 | 89.0181 | 433.8389 | 108.4071 | 0 | 78.5082 | 62.5245 | 14.9374 | 82.7978 | 32.9622 | 0 | 0 | 0 | 104.068 | 0 | 0 | 167.8784 | 0 | 38.4556 | 0 | 0 | 240.3716 | 96.9086 | 32.9622 | 35.2606 | 35.2606 | 82.3773 | 171.2827 | 236.9052 | 163.9652 | 367.0733 | 215.3141 | 134.6473 | 309.2828 | 308.2545 | 187.1091 | 174.0116 | 538.2453 | 215.9022 | 229.3749 | 108.7393 | 101.4641 | 231.6106 | 248.217 | 91.1043 | 101.4641 | 101.4641 | 188.5328 | 108.7393 | 108.7393 | 108.7393 | 204.016 | 201.3282 | 207.1173 | 160.796 | 160.796 | 126.4185 | 226.72 | 523.0392 | 181.1393 | 132.4339 | 841.2675 | 215.6032 | 132.4339 | 568.7294 | 1215.4421 | 176.0744 | 695.7623 | 478.3386 | 215.6032 | 132.0697 | 75.8441 | 261.1062 | 63.2624 | 63.2624 | 63.2624 | 198.9848 | 256.8038 | 91.9536 | 139.7387 | 262.3355 | 244.2165 | 135.6266 | 135.6266 | 151.8868 | 411.3004 | 63.2624 | 514.614 | 260.9066 | 440.4424 | 163.7212 | 135.9453 | 450.4558 | 113.4221 | 205.6477 | 113.4221 | 293.8307 | 101.6615 | 132.5425 | 77.5069 | 77.5069 | 101.6615 | 366.9201 | 314.341 | 184.8436 | 257.5106 | 136.4618 | 101.6615 | 875.3699 | 220.3012 | 263.8318 | 595.7332 | 1031.4535 | 106.2422 | 115.3915 | 201.9827 | 411.3775 | 115.3915 | 67.9402 | 160.2787 | 120.6195 | 111.3732 | 135.8749 | 67.1555 | 67.1555 | 109.5995 | 65.9817 | 202.845 | 288.3139 | 130.07 | 205.6477 | 123.7115 | 279.7215 | 211.4651 | 130.07 | 123.7115 | 99.1637 | 328.3553 | 211.0458 | 58.2954 | 34.8784 | 438.1611 | 93.8949 | 330.5924 | 95.645 | 425.7735 | 1077.8637 | 50.7308 | 326.9683 | 328.3553 | 458.3029 | 95.645 | 38.4556 | 365.5716 | 331.4628 | 234.8187 | 235.1307 | 0 | 101.4641 | 175.9919 | 599.5727 | 0 | 106.2422 | 146.1364 | 231.6106 | 104.28 | 148.5559 | 218.4858 | 96.9235 | 0 | 0 | 0 | 0 | 0 | 0 | 0 | 0 | 96.9086 | 0 | 183.7426 | 226.8637 | 298.5388 | 193.3452 | 0 | 203.2602 | 66.0567 | 52.2495 | 28.5828 | 971.1908 | 45.9806 | 155.2585 | 62.9065 | 62.9065 | 122.3103 | 41.1476 | 66.0567 | 45.9806 | 42.1932 | 42.1932 | 72.098 | 0 | 0 | 0 | 0 | 41.1476 | 41.1476 | 41.1476 | 64.9156 | 42.1932 | 138.0683 | 0 | 0 | 30.6959 | 0 | 0 | 0 | 123.6406 | 51.8678 | 158.2962 | 67.1272 | 66.9461 | 30.6959 | 141.6952 | 216.7645 | 41.6288 | 185.7643 | 161.1172 | 702.9868 | 135.8279 | 131.5851 | 164.5995 | 26.021 | 31.2689 | 31.2689 | 26.021 | 59.6053 | 98.0562 | 215.8182 | 2315.3395 | 175.5599 | 98.0562 | 92.3747 | 216.8535 | 132.6034 | 110.4307 | 111.7671 | 92.3747 | 205.4766 | 87.8618 | 51.8678 | 51.8678 | 186.1992 | 136.2426 | 0 | 0 | 0 | 31.2689 | 31.2689 | 36.8311 | 0 | 0 | 0 | 0 | 0 | 0 | 26.021 | 51.8678 | 190.0575 | 31.2689 | 40.372 | 83.5056 | 0 | 0 | 0 | 0 | 0 | 0 | 0 | 0 | 0 | 0 | 0 | 0 | 0 | 0 | 0 | 0 | 0 | 0 | 0 | 0 | 0 | 0 | 0 | 0 | 0 | 0 | 0 | 0 | 0 | 0 | 0 | 0 | 0 | 0 | 0 | 0 | 0 | 0 | 0 | 0 | 0 | 0 | 0 | 0 | 0 | 0 | 0 | 0 | 0 | 0 | 0 | 0 | 0 | 0 | 0 | 0 | 0 | 0 | 0 | 0 | 0 | 0 | 0 | 0 | 0 | 0 | 0 | 0 | 0 | 0 | 0 | 0 | 0 | 0 | 0 | 0 | 0 | 0 | 0 | 0 | 0 | 0 | 0 | 0 | 0 | 0 | 0 | 0 | 0 | 0 | 0 | 0 | 0 | 0 | 0 | 0 | 0 | 0 | 0 | 0 | 0 | 0 | 0 | 0 | 0 | 0 | 0 | 0 | 0 | 2017-01-12 14:00
t0280 | 0 | 152.5875 | 432.4229 | 173.623 | 48.8941 | 341.0074 | 48.8941 | 622.767 | 83.5204 | 83.5204 | 2714.0881 | 90.4107 | 96.3968 | 405.1668 | 478.1023 | 69.0742 | 92.843 | 431.3034 | 272.5615 | 409.7219 | 0 | 0 | 537.7641 | 43.8457 | 43.8457 | 43.8457 | 100.236 | 194.6639 | 319.1131 | 184.9725 | 432.5484 | 111.1383 | 284.2256 | 256.395 | 330.9211 | 332.6782 | 165.1819 | 659.2965 | 439.9326 | 116.5341 | 253.9902 | 338.6879 | 131.7613 | 280.0205 | 558.9622 | 131.7613 | 51.6249 | 349.1089 | 940.3532 | 192.2198 | 229.8383 | 117.518 | 215.0716 | 51.6249 | 203.8628 | 333.6189 | 116.9501 | 436.8837 | 43.9436 | 210.8792 | 43.9436 | 131.7613 | 194.6639 | 77.2095 | 558.9622 | 0 | 0 | 0 | 0 | 0 | 0 | 0 | 0 | 194.9923 | 0 | 0 | 0 | 0 | 307.8094 | 342.746 | 31.6665 | 39.3861 | 302.2532 | 182.6141 | 14.7613 | 99.6522 | 108.6082 | 331.4558 | 184.6209 | 248.7847 | 121.4922 | 31.6665 | 366.5198 | 53.521 | 319.2162 | 149.9175 | 184.7291 | 56.4973 | 107.1871 | 613.2682 | 28.1285 | 180.8079 | 184.7065 | 14.7613 | 14.7613 | 80.2179 | 139.897 | 76.8058 | 153.0094 | 182.5416 | 118.5822 | 125.358 | 882.4899 | 139.1881 | 99.6522 | 90.5157 | 90.5157 | 39.4295 | 62.1024 | 882.4899 | 486.7065 | 167.9795 | 0 | 0 | 0 | 89.9333 | 108.6082 | 88.0339 | 430.9417 | 107.1871 | 0 | 77.5774 | 62.1024 | 14.7613 | 82.7092 | 32.7444 | 0 | 0 | 0 | 103.3756 | 0 | 0 | 166.9099 | 0 | 37.91 | 0 | 0 | 238.7214 | 96.1855 | 32.7444 | 34.9323 | 34.9323 | 81.0138 | 170.0049 | 236.0765 | 162.3804 | 368.2654 | 214.1678 | 133.9901 | 307.2929 | 310.8565 | 186.16 | 172.8157 | 549.8287 | 215.0393 | 228.0142 | 108.8847 | 101.2065 | 231.8232 | 246.1442 | 90.5405 | 101.2065 | 101.2065 | 188.7872 | 108.8847 | 108.8847 | 108.8847 | 202.9961 | 201.1268 | 206.357 | 159.7222 | 159.7222 | 125.798 | 228.2315 | 521.7437 | 181.0476 | 132.1569 | 866.4571 | 215.8849 | 132.1569 | 580.6267 | 1238.6007 | 174.8244 | 700.6821 | 477.9136 | 215.8849 | 132.1913 | 75.3829 | 258.7063 | 62.7702 | 62.7702 | 62.7702 | 197.2699 | 257.7156 | 91.1958 | 138.5179 | 260.8758 | 242.8487 | 135.1103 | 135.1103 | 151.6379 | 407.9497 | 62.7702 | 514.5955 | 259.6075 | 438.2365 | 162.758 | 134.7016 | 456.8237 | 112.8458 | 205.297 | 112.8458 | 294.4371 | 101.6436 | 132.719 | 77.2095 | 77.2095 | 101.6436 | 367.0378 | 313.4165 | 185.1277 | 257.9858 | 136.2395 | 101.6436 | 876.133 | 219.0877 | 266.4886 | 601.1604 | 1056.6317 | 105.683 | 114.7888 | 201.2319 | 411.2191 | 114.7888 | 67.2015 | 159.8401 | 120.0537 | 110.6967 | 135.0565 | 66.9842 | 66.9842 | 109.4564 | 65.7055 | 205.3254 | 288.6588 | 129.2371 | 205.297 | 123.5356 | 281.3137 | 210.1793 | 129.2371 | 123.5356 | 98.1549 | 331.6643 | 210.5802 | 57.7174 | 34.3885 | 435.0214 | 93.1475 | 329.8479 | 94.9534 | 421.4358 | 1085.4046 | 50.1126 | 322.4159 | 331.6643 | 460.7856 | 94.9534 | 37.91 | 365.4456 | 330.4217 | 234.9957 | 234.3812 | 0 | 101.2065 | 174.1931 | 617.0645 | 0 | 105.683 | 145.7335 | 231.8232 | 105.0402 | 146.4077 | 216.7613 | 96.3533 | 0 | 0 | 0 | 0 | 0 | 0 | 0 | 0 | 96.1855 | 0 | 182.7314 | 225.5782 | 300.7306 | 194.5178 | 0 | 202.2087 | 65.5904 | 51.785 | 28.1285 | 977.9026 | 45.6242 | 156.2426 | 62.3324 | 62.3324 | 121.5642 | 40.9188 | 65.5904 | 45.6242 | 41.6156 | 41.6156 | 71.3203 | 0 | 0 | 0 | 0 | 40.9188 | 40.9188 | 40.9188 | 64.3843 | 41.6156 | 136.9594 | 0 | 0 | 30.9386 | 0 | 0 | 0 | 122.7839 | 51.6665 | 158.0285 | 67.3459 | 66.4748 | 30.9386 | 140.7484 | 218.6022 | 41.1299 | 185.4368 | 160.9254 | 707.2111 | 135.0438 | 130.8679 | 163.8949 | 25.9035 | 31.0674 | 31.0674 | 25.9035 | 59.3235 | 97.7878 | 214.3316 | 2358.3958 | 175.6077 | 97.7878 | 92.2321 | 220.3731 | 132.0839 | 109.1408 | 111.3079 | 92.2321 | 205.3377 | 88.2522 | 51.6665 | 51.6665 | 184.8213 | 136.8745 | 0 | 0 | 0 | 31.0674 | 31.0674 | 36.5906 | 0 | 0 | 0 | 0 | 0 | 0 | 25.9035 | 51.6665 | 190.1336 | 31.0674 | 40.1403 | 82.628 | 0 | 0 | 0 | 0 | 0 | 0 | 0 | 0 | 0 | 0 | 0 | 0 | 0 | 0 | 0 | 0 | 0 | 0 | 0 | 0 | 0 | 0 | 0 | 0 | 0 | 0 | 0 | 0 | 0 | 0 | 0 | 0 | 0 | 0 | 0 | 0 | 0 | 0 | 0 | 0 | 0 | 0 | 0 | 0 | 0 | 0 | 0 | 0 | 0 | 0 | 0 | 0 | 0 | 0 | 0 | 0 | 0 | 0 | 0 | 0 | 0 | 0 | 0 | 0 | 0 | 0 | 0 | 0 | 0 | 0 | 0 | 0 | 0 | 0 | 0 | 0 | 0 | 0 | 0 | 0 | 0 | 0 | 0 | 0 | 0 | 0 | 0 | 0 | 0 | 0 | 0 | 0 | 0 | 0 | 0 | 0 | 0 | 0 | 0 | 0 | 0 | 0 | 0 | 0 | 0 | 0 | 0 | 0 | 0 | 2017-01-12 15:00
t0281 | 0 | 157.892 | 447.2941 | 179.0208 | 50.3969 | 352.3915 | 50.3969 | 642.301 | 86.9289 | 86.9289 | 2843.9547 | 93.5366 | 99.1671 | 419.4672 | 492.8708 | 71.0281 | 95.7218 | 445.1413 | 281.1739 | 422.2854 | 0 | 0 | 556.9356 | 45.1411 | 45.1411 | 45.1411 | 103.4075 | 200.9321 | 329.1488 | 193.7261 | 448.7664 | 114.8445 | 293.0282 | 264.2546 | 341.031 | 343.3343 | 170.0362 | 680.9369 | 456.0765 | 120.1458 | 261.9487 | 350.3463 | 136.0456 | 289.0917 | 582.8388 | 136.0456 | 53.0179 | 360.0877 | 970.6962 | 198.1585 | 238.0023 | 121.063 | 221.7665 | 53.0179 | 210.0018 | 343.8233 | 120.4105 | 452.4851 | 45.2492 | 217.3921 | 45.2492 | 136.0456 | 200.9321 | 79.6872 | 582.8388 | 0 | 0 | 0 | 0 | 0 | 0 | 0 | 0 | 200.9967 | 0 | 0 | 0 | 0 | 317.8657 | 353.2101 | 32.5233 | 40.3212 | 312.3369 | 187.569 | 15.1632 | 102.373 | 111.2587 | 342.662 | 190.5338 | 256.4866 | 125.0717 | 32.5233 | 380.3742 | 54.9059 | 329.5934 | 153.9519 | 189.7645 | 57.975 | 110.1343 | 634.2232 | 28.8244 | 185.9309 | 189.8983 | 15.1632 | 15.1632 | 82.6446 | 144.1501 | 78.9223 | 157.2457 | 188.2158 | 123.2385 | 131.1243 | 918.1399 | 142.8737 | 102.373 | 92.9491 | 92.9491 | 40.4952 | 64.0062 | 918.1399 | 504.4792 | 172.3969 | 0 | 0 | 0 | 92.2852 | 111.2587 | 90.4603 | 444.0711 | 110.1343 | 0 | 79.6757 | 64.0062 | 15.1632 | 85.5337 | 33.7482 | 0 | 0 | 0 | 106.516 | 0 | 0 | 172.0824 | 0 | 38.8871 | 0 | 0 | 245.936 | 99.0351 | 33.7482 | 35.9356 | 35.9356 | 82.9796 | 175.1074 | 243.7668 | 167.0151 | 381.7568 | 220.8391 | 138.2173 | 316.67 | 323.2837 | 192.0366 | 178.049 | 576.2386 | 221.9317 | 235.1014 | 112.7356 | 104.5416 | 239.9915 | 253.4029 | 93.3309 | 104.5416 | 104.5416 | 195.5203 | 112.7356 | 112.7356 | 112.7356 | 209.4136 | 207.9508 | 213.0658 | 164.5933 | 164.5933 | 129.7777 | 237.1344 | 538.9734 | 187.2155 | 136.5893 | 912.4392 | 223.5322 | 136.5893 | 608.4081 | 1296.161 | 180.1324 | 728.1463 | 494.2147 | 223.5322 | 136.8586 | 77.7084 | 266.2121 | 64.631 | 64.631 | 64.631 | 203.054 | 267.2822 | 93.9032 | 142.5007 | 268.9828 | 250.3606 | 139.4378 | 139.4378 | 156.7361 | 419.8506 | 64.631 | 532.4722 | 267.7514 | 451.9818 | 167.7673 | 138.5765 | 476.7585 | 116.3921 | 212.1262 | 116.3921 | 305.0191 | 105.1647 | 137.4131 | 79.6872 | 79.6872 | 105.1647 | 379.702 | 323.6121 | 191.7239 | 267.248 | 140.789 | 105.1647 | 906.6185 | 225.8924 | 277.4188 | 625.4426 | 1109.1869 | 108.9819 | 118.3703 | 207.7677 | 425.3745 | 118.3703 | 69.0651 | 165.1056 | 123.8358 | 114.1017 | 139.2356 | 69.1926 | 69.1926 | 113.1467 | 67.8127 | 214.0048 | 298.8545 | 133.1916 | 212.1262 | 127.7045 | 292.0878 | 216.6278 | 133.1916 | 127.7045 | 100.9347 | 345.2848 | 217.5556 | 59.3374 | 35.276 | 448.0976 | 95.9097 | 340.8442 | 97.8157 | 433.2822 | 1127.6307 | 51.459 | 330.7538 | 345.2848 | 478.3634 | 97.8157 | 38.8871 | 377.7601 | 341.2485 | 243.2047 | 241.9463 | 0 | 104.5416 | 179.0852 | 649.4617 | 0 | 108.9819 | 150.529 | 239.9915 | 109.1607 | 150.1636 | 223.1672 | 99.3456 | 0 | 0 | 0 | 0 | 0 | 0 | 0 | 0 | 99.0351 | 0 | 188.3974 | 232.4728 | 312.5606 | 202.0014 | 0 | 208.5817 | 67.5952 | 53.2918 | 28.8244 | 1016.2794 | 46.979 | 162.3092 | 64.1472 | 64.1472 | 125.3591 | 42.2023 | 67.5952 | 46.979 | 42.7011 | 42.7011 | 73.3125 | 0 | 0 | 0 | 0 | 42.2023 | 42.2023 | 42.2023 | 66.2894 | 42.7011 | 141.0219 | 0 | 0 | 32.1686 | 0 | 0 | 0 | 126.5185 | 53.3187 | 163.3566 | 69.7952 | 68.4874 | 32.1686 | 145.0076 | 227.3854 | 42.2442 | 191.6226 | 166.384 | 734.346 | 139.2245 | 134.9452 | 169.1333 | 26.7263 | 32.0155 | 32.0155 | 26.7263 | 61.215 | 101.0156 | 220.8363 | 2467.4515 | 181.7739 | 101.0156 | 95.3427 | 230.2736 | 136.3644 | 112.1385 | 114.9056 | 95.3427 | 212.4137 | 91.5646 | 53.3187 | 53.3187 | 190.3805 | 142.0428 | 0 | 0 | 0 | 32.0155 | 32.0155 | 37.7137 | 0 | 0 | 0 | 0 | 0 | 0 | 26.7263 | 53.3187 | 196.799 | 32.0155 | 41.3853 | 84.957 | 0 | 0 | 0 | 0 | 0 | 0 | 0 | 0 | 0 | 0 | 0 | 0 | 0 | 0 | 0 | 0 | 0 | 0 | 0 | 0 | 0 | 0 | 0 | 0 | 0 | 0 | 0 | 0 | 0 | 0 | 0 | 0 | 0 | 0 | 0 | 0 | 0 | 0 | 0 | 0 | 0 | 0 | 0 | 0 | 0 | 0 | 0 | 0 | 0 | 0 | 0 | 0 | 0 | 0 | 0 | 0 | 0 | 0 | 0 | 0 | 0 | 0 | 0 | 0 | 0 | 0 | 0 | 0 | 0 | 0 | 0 | 0 | 0 | 0 | 0 | 0 | 0 | 0 | 0 | 0 | 0 | 0 | 0 | 0 | 0 | 0 | 0 | 0 | 0 | 0 | 0 | 0 | 0 | 0 | 0 | 0 | 0 | 0 | 0 | 0 | 0 | 0 | 0 | 0 | 0 | 0 | 0 | 0 | 0 | 2017-01-12 16:00
t0282 | 0 | 153.5419 | 447.0326 | 174.1554 | 50.8952 | 353.753 | 50.8952 | 591.0973 | 86.7123 | 86.7123 | 2803.5571 | 95.1726 | 97.0498 | 403.9203 | 477.3861 | 68.6906 | 94.8078 | 438.2784 | 278.4104 | 403.3121 | 0 | 0 | 554.8319 | 44.4656 | 44.4656 | 44.4656 | 100.411 | 196.0778 | 314.8214 | 193.4637 | 442.2373 | 114.2342 | 282.1576 | 253.5644 | 334.5067 | 339.8924 | 165.367 | 636.0549 | 436.8935 | 117.1596 | 249.3884 | 343.6025 | 131.855 | 280.4169 | 560.6445 | 131.855 | 51.6496 | 351.1365 | 941.8048 | 190.4947 | 234.4433 | 119.7277 | 214.3571 | 51.6496 | 204.8606 | 329.5215 | 116.9606 | 446.8101 | 45.0636 | 208.1881 | 45.0636 | 131.855 | 196.0778 | 78.0875 | 560.6445 | 0 | 0 | 0 | 0 | 0 | 0 | 0 | 0 | 196.7051 | 0 | 0 | 0 | 0 | 311.1296 | 347.7777 | 31.9114 | 40.9063 | 315.4593 | 185.8552 | 15.2146 | 102.5395 | 111.1762 | 339.0987 | 186.8936 | 251.3101 | 126.9286 | 31.9114 | 383.7595 | 55.0167 | 327.8556 | 154.1874 | 187.5162 | 57.8044 | 109.65 | 634.1942 | 29.4749 | 184.1375 | 190.6087 | 15.2146 | 15.2146 | 83.5167 | 141.0451 | 78.6671 | 156.9676 | 185.0239 | 126.054 | 136.1099 | 937.8127 | 146.0243 | 102.5395 | 92.1765 | 92.1765 | 40.4794 | 65.5699 | 937.8127 | 509.153 | 169.7394 | 0 | 0 | 0 | 91.3021 | 111.1762 | 89.4922 | 443.8563 | 109.65 | 0 | 78.8351 | 65.5699 | 15.2146 | 86.5924 | 34.2487 | 0 | 0 | 0 | 105.2997 | 0 | 0 | 170.9763 | 0 | 39.43 | 0 | 0 | 242.565 | 95.4056 | 34.2487 | 35.6832 | 35.6832 | 84.3993 | 175.8977 | 245.8518 | 166.7483 | 377.3021 | 216.5276 | 137.2333 | 312.9243 | 323.2092 | 193.5104 | 176.8196 | 579.5462 | 218.959 | 238.4678 | 110.5871 | 102.889 | 238.7549 | 255.7813 | 93.6887 | 102.889 | 102.889 | 197.7903 | 110.5871 | 110.5871 | 110.5871 | 211.0153 | 204.7231 | 215.8987 | 165.0478 | 165.0478 | 130.2897 | 240.372 | 532.2114 | 180.9085 | 138.7957 | 917.0511 | 221.0589 | 138.7957 | 623.1758 | 1294.4384 | 183.1912 | 733.2748 | 492.2762 | 221.0589 | 137.1641 | 77.6841 | 270.4533 | 63.8008 | 63.8008 | 63.8008 | 205.0161 | 272.499 | 96.0692 | 136.4432 | 265.9855 | 244.3787 | 135.4523 | 135.4523 | 155.881 | 403.835 | 63.8008 | 535.6061 | 262.5346 | 443.8209 | 164.1948 | 136.7648 | 484.2558 | 115.6078 | 203.946 | 115.6078 | 302.965 | 105.672 | 134.8756 | 78.0875 | 78.0875 | 105.672 | 363.4926 | 312.7367 | 190.8693 | 268.2345 | 136.5584 | 105.672 | 862.6675 | 222.1216 | 278.254 | 625.3657 | 1111.6288 | 107.1569 | 115.901 | 210.4792 | 423.5386 | 115.901 | 68.7096 | 164.4881 | 120.7763 | 112.9387 | 140.0305 | 68.2722 | 68.2722 | 111.1473 | 67.8997 | 213.0004 | 294.5056 | 132.5097 | 203.946 | 126.861 | 292.9214 | 212.6929 | 132.5097 | 126.861 | 101.8808 | 348.0299 | 213.2061 | 57.2627 | 35.5546 | 443.3121 | 95.9227 | 342.7554 | 98.0977 | 428.0884 | 1106.373 | 51.0761 | 332.4815 | 348.0299 | 480.7309 | 98.0977 | 39.43 | 346.1577 | 342.8757 | 236.8483 | 231.3271 | 0 | 102.889 | 176.8712 | 645.3306 | 0 | 107.1569 | 149.5982 | 238.7549 | 108.7263 | 153.2011 | 219.8151 | 100.167 | 0 | 0 | 0 | 0 | 0 | 0 | 0 | 0 | 95.4056 | 0 | 184.1484 | 218.8605 | 313.8796 | 201.3421 | 0 | 210.4908 | 70.0055 | 53.5265 | 29.4749 | 1039.1405 | 46.529 | 164.9299 | 65.5683 | 65.5683 | 130.3794 | 43.0195 | 70.0055 | 46.529 | 43.2555 | 43.2555 | 74.0642 | 0 | 0 | 0 | 0 | 43.0195 | 43.0195 | 43.0195 | 66.8599 | 43.2555 | 141.8524 | 0 | 0 | 32.5421 | 0 | 0 | 0 | 127.9351 | 51.7726 | 164.6791 | 66.9649 | 68.7464 | 32.5421 | 141.8245 | 231.6105 | 42.363 | 186.8582 | 165.7574 | 726.6114 | 137.889 | 133.5369 | 168.4865 | 26.4906 | 31.6612 | 31.6612 | 26.4906 | 62.317 | 101.3402 | 221.1114 | 2476.2938 | 186.2914 | 101.3402 | 95.2708 | 234.1009 | 138.933 | 114.5748 | 117.5281 | 95.2708 | 216.4572 | 91.9494 | 51.7726 | 51.7726 | 191.783 | 144.1989 | 0 | 0 | 0 | 31.6612 | 31.6612 | 38.2278 | 0 | 0 | 0 | 0 | 0 | 0 | 26.4906 | 51.7726 | 198.8362 | 31.6612 | 41.1535 | 86.5009 | 0 | 0 | 0 | 0 | 0 | 0 | 0 | 0 | 0 | 0 | 0 | 0 | 0 | 0 | 0 | 0 | 0 | 0 | 0 | 0 | 0 | 0 | 0 | 0 | 0 | 0 | 0 | 0 | 0 | 0 | 0 | 0 | 0 | 0 | 0 | 0 | 0 | 0 | 0 | 0 | 0 | 0 | 0 | 0 | 0 | 0 | 0 | 0 | 0 | 0 | 0 | 0 | 0 | 0 | 0 | 0 | 0 | 0 | 0 | 0 | 0 | 0 | 0 | 0 | 0 | 0 | 0 | 0 | 0 | 0 | 0 | 0 | 0 | 0 | 0 | 0 | 0 | 0 | 0 | 0 | 0 | 0 | 0 | 0 | 0 | 0 | 0 | 0 | 0 | 0 | 0 | 0 | 0 | 0 | 0 | 0 | 0 | 0 | 0 | 0 | 0 | 0 | 0 | 0 | 0 | 0 | 0 | 0 | 0 | 2017-01-12 17:00
t0283 | 0 | 145.7764 | 438.4639 | 167.1761 | 50.9893 | 349.6341 | 50.9893 | 529.2445 | 83.3942 | 83.3942 | 2606.9308 | 95.1555 | 94.431 | 378.4017 | 456.1846 | 66.0171 | 92.9138 | 425.3774 | 272.3183 | 379.2589 | 0 | 0 | 540.3855 | 43.4862 | 43.4862 | 43.4862 | 96.0267 | 188.301 | 295.8784 | 183.0137 | 423.202 | 111.768 | 267.6975 | 239.7923 | 324.6575 | 331.9838 | 159.4618 | 577.9556 | 404.9999 | 112.8073 | 233.1465 | 329.821 | 125.5014 | 267.2575 | 513.1534 | 125.5014 | 50.2457 | 337.6521 | 898.202 | 180.419 | 225.4875 | 117.412 | 204.1997 | 50.2457 | 197.8317 | 311.242 | 112.5595 | 430.731 | 44.5908 | 196.2835 | 44.5908 | 125.5014 | 188.301 | 75.3771 | 513.1534 | 0 | 0 | 0 | 0 | 0 | 0 | 0 | 0 | 190.2892 | 0 | 0 | 0 | 0 | 299.4433 | 339.0228 | 31.2887 | 41.9427 | 313.8896 | 184.1789 | 15.2799 | 102.7642 | 112.0085 | 329.4435 | 180.6436 | 243.3326 | 128.257 | 31.2887 | 376.9214 | 55.3717 | 321.5302 | 154.6719 | 185.2025 | 57.8261 | 109.1203 | 622.7856 | 30.3874 | 181.7729 | 191.0458 | 15.2799 | 15.2799 | 83.8374 | 136.566 | 78.3733 | 156.5754 | 179.7594 | 125.212 | 135.0471 | 927.4086 | 149.7972 | 102.7642 | 91.4911 | 91.4911 | 40.5106 | 66.7055 | 927.4086 | 501.994 | 167.4222 | 0 | 0 | 0 | 90.571 | 112.0085 | 88.4268 | 440.0473 | 109.1203 | 0 | 78.02 | 66.7055 | 15.2799 | 86.2026 | 34.4986 | 0 | 0 | 0 | 103.1571 | 0 | 0 | 168.1579 | 0 | 40.1925 | 0 | 0 | 237.1151 | 90.9233 | 34.4986 | 35.2902 | 35.2902 | 86.6462 | 175.5502 | 244.7584 | 165.9776 | 363.1604 | 209.7022 | 134.6599 | 306.299 | 312.3642 | 192.9846 | 174.1495 | 551.8063 | 213.0293 | 239.8108 | 105.8929 | 99.5728 | 232.4388 | 256.9642 | 93.2337 | 99.5728 | 99.5728 | 195.9503 | 105.8929 | 105.8929 | 105.8929 | 210.4099 | 197.6505 | 216.0679 | 164.1975 | 164.1975 | 129.3894 | 236.5668 | 516.9066 | 170.8098 | 138.9504 | 860.6104 | 213.6415 | 138.9504 | 606.32 | 1227.4225 | 185.0839 | 716.0467 | 481.4028 | 213.6415 | 134.6243 | 76.9523 | 273.9132 | 62.5287 | 62.5287 | 62.5287 | 206.1164 | 271.2295 | 97.8406 | 129.428 | 260.1522 | 235.6088 | 129.4552 | 129.4552 | 152.3775 | 384.6655 | 62.5287 | 528.6215 | 254.1133 | 430.3062 | 158.857 | 134.3297 | 471.8795 | 113.527 | 191.8434 | 113.527 | 293.8479 | 104.1998 | 129.2405 | 75.3771 | 75.3771 | 104.1998 | 338.8909 | 296.6346 | 185.7659 | 263.2733 | 129.7683 | 104.1998 | 797.5728 | 215.8831 | 269.159 | 603.7743 | 1049.1159 | 104.0957 | 112.056 | 210.6068 | 413.6444 | 112.056 | 68.2774 | 161.4008 | 116.1407 | 110.6775 | 139.587 | 66.2611 | 66.2611 | 107.1015 | 67.1563 | 203.5044 | 283.5477 | 130.6554 | 191.8434 | 123.8056 | 285.3843 | 206.5865 | 130.6554 | 123.8056 | 102.6678 | 338.4995 | 205.2255 | 54.9328 | 36.0127 | 435.039 | 95.3731 | 339.4534 | 97.6976 | 421.7472 | 1049.1237 | 50.7473 | 335.776 | 338.4995 | 469.6571 | 97.6976 | 40.1925 | 305.8293 | 339.7809 | 225.148 | 216.7731 | 0 | 99.5728 | 174.1898 | 598.1193 | 0 | 104.0957 | 146.4018 | 232.4388 | 104.839 | 157.2069 | 214.9548 | 100.0942 | 0 | 0 | 0 | 0 | 0 | 0 | 0 | 0 | 90.9233 | 0 | 177.7828 | 202.2709 | 305.4181 | 194.7062 | 0 | 210.2797 | 72.0384 | 53.5455 | 30.3874 | 1031.8755 | 45.7631 | 162.8381 | 66.8144 | 66.8144 | 134.5226 | 43.4577 | 72.0384 | 45.7631 | 44.0118 | 44.0118 | 74.7815 | 0 | 0 | 0 | 0 | 43.4577 | 43.4577 | 43.4577 | 67.0961 | 44.0118 | 141.9146 | 0 | 0 | 31.8915 | 0 | 0 | 0 | 128.4581 | 49.463 | 163.3697 | 62.2583 | 68.5086 | 31.8915 | 137.3086 | 228.4673 | 42.5338 | 178.7045 | 162.2083 | 696.9417 | 135.1462 | 130.6847 | 165.751 | 25.9286 | 31.0176 | 31.0176 | 25.9286 | 62.7783 | 100.19 | 219.6981 | 2363.2478 | 187.4386 | 100.19 | 93.5957 | 227.5711 | 139.8927 | 117.1985 | 118.8557 | 93.5957 | 216.836 | 89.9045 | 49.463 | 49.463 | 191.9567 | 142.6209 | 0 | 0 | 0 | 31.0176 | 31.0176 | 38.4546 | 0 | 0 | 0 | 0 | 0 | 0 | 25.9286 | 49.463 | 197.0352 | 31.0176 | 40.5094 | 87.9988 | 0 | 0 | 0 | 0 | 0 | 0 | 0 | 0 | 0 | 0 | 0 | 0 | 0 | 0 | 0 | 0 | 0 | 0 | 0 | 0 | 0 | 0 | 0 | 0 | 0 | 0 | 0 | 0 | 0 | 0 | 0 | 0 | 0 | 0 | 0 | 0 | 0 | 0 | 0 | 0 | 0 | 0 | 0 | 0 | 0 | 0 | 0 | 0 | 0 | 0 | 0 | 0 | 0 | 0 | 0 | 0 | 0 | 0 | 0 | 0 | 0 | 0 | 0 | 0 | 0 | 0 | 0 | 0 | 0 | 0 | 0 | 0 | 0 | 0 | 0 | 0 | 0 | 0 | 0 | 0 | 0 | 0 | 0 | 0 | 0 | 0 | 0 | 0 | 0 | 0 | 0 | 0 | 0 | 0 | 0 | 0 | 0 | 0 | 0 | 0 | 0 | 0 | 0 | 0 | 0 | 0 | 0 | 0 | 0 | 2017-01-12 18:00
t0284 | 0 | 138.7549 | 416.1285 | 162.5519 | 49.2687 | 333.4159 | 49.2687 | 520.9557 | 76.2774 | 76.2774 | 2283.298 | 89.9358 | 92.9081 | 359.7047 | 444.5285 | 65.3153 | 90.0208 | 410.1864 | 262.9923 | 371.3192 | 0 | 0 | 509.4957 | 42.5273 | 42.5273 | 42.5273 | 93.1148 | 181.8042 | 288.2408 | 160.7932 | 395.4404 | 106.7915 | 261.101 | 234.5133 | 316.0406 | 319.8542 | 156.567 | 561.5328 | 382.0523 | 109.6874 | 227.5382 | 314.055 | 121.1298 | 258.0843 | 465.5294 | 121.1298 | 49.9755 | 327.4624 | 867.9659 | 176.1193 | 213.1697 | 114.3241 | 198.8043 | 49.9755 | 193.3027 | 304.5996 | 110.4244 | 406.5791 | 43.4566 | 191.7962 | 43.4566 | 121.1298 | 181.8042 | 72.7563 | 465.5294 | 0 | 0 | 0 | 0 | 0 | 0 | 0 | 0 | 185.0826 | 0 | 0 | 0 | 0 | 288.1443 | 329.7736 | 31.0485 | 41.9702 | 299.027 | 182.2238 | 15.0628 | 101.3068 | 112.1643 | 314.2649 | 174.388 | 236.3901 | 124.6349 | 31.0485 | 350.3681 | 54.9886 | 308.655 | 152.7954 | 183.2426 | 57.4167 | 107.6242 | 591.7365 | 30.1939 | 178.7103 | 187.4443 | 15.0628 | 15.0628 | 81.2062 | 133.1292 | 77.2509 | 154.1714 | 174.3774 | 115.2273 | 119.4609 | 848.1544 | 147.5738 | 101.3068 | 90.6213 | 90.6213 | 40.014 | 64.2927 | 848.1544 | 470.003 | 166.6647 | 0 | 0 | 0 | 90.1148 | 112.1643 | 87.3223 | 426.7579 | 107.6242 | 0 | 77.2551 | 64.2927 | 15.0628 | 81.7339 | 33.3148 | 0 | 0 | 0 | 100.3353 | 0 | 0 | 162.826 | 0 | 39.8153 | 0 | 0 | 230.9511 | 89.3647 | 33.3148 | 34.601 | 34.601 | 86.4182 | 170.4775 | 234.2321 | 162.6803 | 340.9039 | 203.4678 | 130.0079 | 297.724 | 287.0522 | 185.7278 | 169.3016 | 482.57 | 205.3695 | 231.0835 | 100.2727 | 95.5523 | 219.724 | 249.968 | 90.1617 | 95.5523 | 95.5523 | 184.2701 | 100.2727 | 100.2727 | 100.2727 | 202.4481 | 188.6032 | 206.6619 | 159.1001 | 159.1001 | 124.5716 | 218.2588 | 495.5063 | 163.4603 | 132.098 | 728.4886 | 201.946 | 132.098 | 530.7001 | 1084.2266 | 178.931 | 660.4526 | 457.8828 | 201.946 | 127.0477 | 74.4709 | 266.7401 | 61.085 | 61.085 | 61.085 | 200.671 | 252.7142 | 94.8015 | 128.0515 | 252.0452 | 229.1188 | 125.2369 | 125.2369 | 145.3736 | 379.2058 | 61.085 | 500.1476 | 246.2506 | 416.869 | 154.5223 | 131.8684 | 423.723 | 109.671 | 184.6659 | 109.671 | 276.7288 | 98.6593 | 122.3665 | 72.7563 | 72.7563 | 98.6593 | 324.0761 | 286.46 | 175.1871 | 247.5652 | 124.5849 | 98.6593 | 762.2875 | 209.4365 | 245.7446 | 553.4803 | 907.557 | 100.9003 | 108.7267 | 201.4824 | 392.7669 | 108.7267 | 67.2688 | 154.5165 | 112.5959 | 107.3937 | 134.845 | 63.5472 | 63.5472 | 102.3683 | 64.5377 | 184.5439 | 268.3507 | 126.7481 | 184.6659 | 118.0572 | 264.7397 | 200.9113 | 126.7481 | 118.0572 | 100.4883 | 308.802 | 196.9174 | 54.4466 | 35.7227 | 423.8132 | 92.8867 | 323.6849 | 94.8419 | 415.3877 | 972.6651 | 50.2581 | 333.2059 | 308.802 | 435.9389 | 94.8419 | 39.8153 | 296.8659 | 325.0656 | 214.0295 | 210.1584 | 0 | 95.5523 | 171.6027 | 507.9085 | 0 | 100.9003 | 140.2534 | 219.724 | 96.8159 | 155.5859 | 210.208 | 96.5838 | 0 | 0 | 0 | 0 | 0 | 0 | 0 | 0 | 89.3647 | 0 | 172.7579 | 198.8833 | 281.5726 | 180.589 | 0 | 202.3671 | 69.3147 | 52.2541 | 30.1939 | 949.752 | 44.6597 | 150.344 | 64.9437 | 64.9437 | 128.9017 | 41.7716 | 69.3147 | 44.6597 | 43.5401 | 43.5401 | 73.3268 | 0 | 0 | 0 | 0 | 41.7716 | 41.7716 | 41.7716 | 65.2462 | 43.5401 | 138.0312 | 0 | 0 | 29.3042 | 0 | 0 | 0 | 124.301 | 47.8701 | 155.3864 | 58.834 | 66.4463 | 29.3042 | 133.9715 | 209.2651 | 41.9648 | 171.4133 | 154.443 | 647.4627 | 130.9753 | 126.5367 | 159.5492 | 25.012 | 30.1437 | 30.1437 | 25.012 | 60.1932 | 95.7524 | 213.1185 | 2090.1708 | 176.4316 | 95.7524 | 89.162 | 202.7743 | 133.739 | 114.8925 | 113.5946 | 89.162 | 205.016 | 83.7532 | 47.8701 | 47.8701 | 186.2295 | 132.4909 | 0 | 0 | 0 | 30.1437 | 30.1437 | 37.1365 | 0 | 0 | 0 | 0 | 0 | 0 | 25.012 | 47.8701 | 185.9544 | 30.1437 | 39.2119 | 86.0187 | 0 | 0 | 0 | 0 | 0 | 0 | 0 | 0 | 0 | 0 | 0 | 0 | 0 | 0 | 0 | 0 | 0 | 0 | 0 | 0 | 0 | 0 | 0 | 0 | 0 | 0 | 0 | 0 | 0 | 0 | 0 | 0 | 0 | 0 | 0 | 0 | 0 | 0 | 0 | 0 | 0 | 0 | 0 | 0 | 0 | 0 | 0 | 0 | 0 | 0 | 0 | 0 | 0 | 0 | 0 | 0 | 0 | 0 | 0 | 0 | 0 | 0 | 0 | 0 | 0 | 0 | 0 | 0 | 0 | 0 | 0 | 0 | 0 | 0 | 0 | 0 | 0 | 0 | 0 | 0 | 0 | 0 | 0 | 0 | 0 | 0 | 0 | 0 | 0 | 0 | 0 | 0 | 0 | 0 | 0 | 0 | 0 | 0 | 0 | 0 | 0 | 0 | 0 | 0 | 0 | 0 | 0 | 0 | 0 | 2017-01-12 19:00
t0285 | 0 | 134.4336 | 393.1444 | 158.6335 | 46.4894 | 314.4389 | 46.4894 | 537.4072 | 71.0855 | 71.0855 | 2112.8053 | 83.5597 | 90.5819 | 351.5135 | 435.8039 | 64.4495 | 86.3984 | 394.9634 | 252.1597 | 369.2027 | 0 | 0 | 481.3926 | 41.1473 | 41.1473 | 41.1473 | 90.9307 | 176.4983 | 285.7594 | 147.0646 | 375.9046 | 101.5752 | 257.3951 | 232.1136 | 306.3646 | 306.4522 | 153.3501 | 568.8207 | 374.2191 | 106.8216 | 226.6677 | 302.0013 | 118.2939 | 251.9038 | 447.9148 | 118.2939 | 49.0964 | 318.6136 | 847.1933 | 173.922 | 203.6358 | 110.0685 | 195.1978 | 49.0964 | 188.5157 | 301.8724 | 108.2386 | 387.3224 | 41.6127 | 190.1161 | 41.6127 | 118.2939 | 176.4983 | 70.3689 | 447.9148 | 0 | 0 | 0 | 0 | 0 | 0 | 0 | 0 | 179.7095 | 0 | 0 | 0 | 0 | 278.6527 | 318.5546 | 30.2978 | 40.0285 | 280.47 | 176.2153 | 14.4015 | 96.9942 | 108.2358 | 300.0407 | 168.5302 | 229.1926 | 117.4256 | 30.2978 | 325.4885 | 52.7816 | 294.1105 | 146.4203 | 177.5951 | 55.3228 | 103.556 | 559.0568 | 28.5475 | 172.4832 | 178.8332 | 14.4015 | 14.4015 | 76.6623 | 129.3904 | 74.244 | 147.9376 | 168.5043 | 105.3149 | 105.7258 | 773.8722 | 139.0809 | 96.9942 | 87.611 | 87.611 | 38.4004 | 59.9219 | 773.8722 | 437.8556 | 162.3609 | 0 | 0 | 0 | 87.4315 | 108.2358 | 84.4916 | 406.662 | 103.556 | 0 | 74.8163 | 59.9219 | 14.4015 | 76.3597 | 31.3058 | 0 | 0 | 0 | 96.5928 | 0 | 0 | 155.8285 | 0 | 37.8349 | 0 | 0 | 222.8848 | 88.2838 | 31.3058 | 33.2893 | 33.2893 | 82.1553 | 161.8811 | 220.3739 | 155.8046 | 323.7975 | 197.0704 | 124.3521 | 286.647 | 267.4974 | 175.2717 | 162.3397 | 437.3752 | 197.3815 | 217.0386 | 96.2063 | 91.8703 | 208.0723 | 236.613 | 85.518 | 91.8703 | 91.8703 | 171.6544 | 96.2063 | 96.2063 | 96.2063 | 191.0354 | 180.9037 | 193.6488 | 151.1563 | 151.1563 | 117.9329 | 201.2705 | 474.8594 | 159.5906 | 123.1771 | 650.4572 | 192.2329 | 123.1771 | 472.8677 | 994.0466 | 167.9388 | 612.4652 | 434.2126 | 192.2329 | 119.4655 | 70.8949 | 251.3227 | 58.9738 | 58.9738 | 58.9738 | 189.9729 | 232.9273 | 88.6506 | 127.4564 | 242.2281 | 222.9512 | 122.1554 | 122.1554 | 138.2071 | 375.5003 | 58.9738 | 469.3495 | 238.3909 | 403.0163 | 150.0329 | 127.565 | 385.2253 | 104.8905 | 181.4943 | 104.8905 | 262.0214 | 92.6947 | 117.3353 | 70.3689 | 70.3689 | 92.6947 | 319.0848 | 280.5347 | 165.6376 | 232.1528 | 121.3575 | 92.6947 | 754.7404 | 202.342 | 227.6939 | 515.1816 | 821.2369 | 97.4559 | 105.4325 | 188.85 | 372.3355 | 105.4325 | 64.7387 | 146.8863 | 109.5245 | 103.1878 | 127.6517 | 60.9502 | 60.9502 | 98.439 | 61.1867 | 171.7049 | 256.3638 | 121.2562 | 181.4943 | 112.3266 | 247.0173 | 194.529 | 121.2562 | 112.3266 | 95.3585 | 284.7514 | 190.0266 | 53.8553 | 34.1194 | 407.995 | 88.6164 | 304.8126 | 90.165 | 401.9576 | 925.5109 | 48.552 | 318.952 | 284.7514 | 406.1135 | 90.165 | 37.8349 | 306.5029 | 306.7407 | 206.9943 | 208.096 | 0 | 91.8703 | 166.1204 | 459.693 | 0 | 97.4559 | 133.641 | 208.0723 | 90.7144 | 147.1087 | 203.3939 | 91.2016 | 0 | 0 | 0 | 0 | 0 | 0 | 0 | 0 | 88.2838 | 0 | 167.864 | 200.645 | 261.7099 | 169.4052 | 0 | 190.7456 | 64.0161 | 49.7212 | 28.5475 | 868.3715 | 42.9814 | 138.3927 | 60.8541 | 60.8541 | 118.4428 | 39.0371 | 64.0161 | 42.9814 | 41.3822 | 41.3822 | 69.5874 | 0 | 0 | 0 | 0 | 39.0371 | 39.0371 | 39.0371 | 61.7892 | 41.3822 | 131.0103 | 0 | 0 | 27.0219 | 0 | 0 | 0 | 117.2372 | 46.7163 | 145.8727 | 57.5752 | 63.1012 | 27.0219 | 130.2972 | 191.5363 | 40.1538 | 166.1247 | 146.5002 | 611.7957 | 125.7232 | 121.5074 | 152.0088 | 23.9507 | 29.0015 | 29.0015 | 23.9507 | 56.2525 | 90.4326 | 202.8179 | 1908.317 | 162.6647 | 90.4326 | 84.3778 | 183.532 | 124.7436 | 108.0827 | 105.6121 | 84.3778 | 190.2747 | 78.195 | 46.7163 | 46.7163 | 176.3678 | 122.3954 | 0 | 0 | 0 | 29.0015 | 29.0015 | 34.9304 | 0 | 0 | 0 | 0 | 0 | 0 | 23.9507 | 46.7163 | 173.6712 | 29.0015 | 37.4961 | 81.0369 | 0 | 0 | 0 | 0 | 0 | 0 | 0 | 0 | 0 | 0 | 0 | 0 | 0 | 0 | 0 | 0 | 0 | 0 | 0 | 0 | 0 | 0 | 0 | 0 | 0 | 0 | 0 | 0 | 0 | 0 | 0 | 0 | 0 | 0 | 0 | 0 | 0 | 0 | 0 | 0 | 0 | 0 | 0 | 0 | 0 | 0 | 0 | 0 | 0 | 0 | 0 | 0 | 0 | 0 | 0 | 0 | 0 | 0 | 0 | 0 | 0 | 0 | 0 | 0 | 0 | 0 | 0 | 0 | 0 | 0 | 0 | 0 | 0 | 0 | 0 | 0 | 0 | 0 | 0 | 0 | 0 | 0 | 0 | 0 | 0 | 0 | 0 | 0 | 0 | 0 | 0 | 0 | 0 | 0 | 0 | 0 | 0 | 0 | 0 | 0 | 0 | 0 | 0 | 0 | 0 | 0 | 0 | 0 | 0 | 2017-01-12 20:00
t0286 | 0 | 132.3857 | 372.0258 | 155.9946 | 43.3772 | 295.6929 | 43.3772 | 570.6932 | 67.3865 | 67.3865 | 2040.8534 | 77.0107 | 88.3061 | 351.1992 | 431.1468 | 63.8466 | 82.8499 | 381.936 | 241.8947 | 372.3971 | 0 | 0 | 457.5937 | 39.7596 | 39.7596 | 39.7596 | 89.662 | 172.8481 | 287.7574 | 138.9793 | 363.1335 | 96.7978 | 256.7401 | 232.6155 | 297.8008 | 294.0557 | 150.8014 | 592.5668 | 376.9855 | 104.6933 | 229.712 | 293.7358 | 116.9812 | 248.8107 | 449.739 | 116.9812 | 48.1453 | 312.2948 | 836.4648 | 173.8694 | 196.8197 | 105.7712 | 193.6804 | 48.1453 | 184.6311 | 303.014 | 106.6238 | 373.0132 | 39.6026 | 191.0649 | 39.6026 | 116.9812 | 172.8481 | 68.5065 | 449.739 | 0 | 0 | 0 | 0 | 0 | 0 | 0 | 0 | 175.244 | 0 | 0 | 0 | 0 | 271.7381 | 308.0063 | 29.4274 | 37.2017 | 261.4289 | 168.9053 | 13.5708 | 91.6168 | 102.6092 | 288.046 | 163.8393 | 223.13 | 108.8605 | 29.4274 | 303.4213 | 49.8423 | 280.2844 | 138.3308 | 170.8588 | 52.5888 | 98.6178 | 528.6306 | 26.2434 | 165.4364 | 168.405 | 13.5708 | 13.5708 | 71.4749 | 126.2022 | 70.5908 | 140.3748 | 163.2963 | 96.0545 | 93.6618 | 706.8908 | 127.8424 | 91.6168 | 83.8832 | 83.8832 | 36.3725 | 54.7899 | 706.8908 | 408.1287 | 156.9598 | 0 | 0 | 0 | 83.9795 | 102.6092 | 81.1591 | 385.022 | 98.6178 | 0 | 71.8512 | 54.7899 | 13.5708 | 70.9114 | 29.0097 | 0 | 0 | 0 | 92.8722 | 0 | 0 | 148.7687 | 0 | 35.1642 | 0 | 0 | 214.9926 | 87.9588 | 29.0097 | 31.8132 | 31.8132 | 76.081 | 152.213 | 205.8906 | 147.7868 | 311.4275 | 191.6813 | 118.83 | 275.7654 | 252.7224 | 164.0067 | 155.0978 | 408.2939 | 190.3162 | 201.2309 | 93.5568 | 88.8946 | 198.1995 | 221.0127 | 80.4719 | 88.8946 | 88.8946 | 159.4947 | 93.5568 | 93.5568 | 93.5568 | 178.7615 | 174.9809 | 179.7064 | 142.4617 | 142.4617 | 110.9354 | 186.1876 | 457.3074 | 158.5701 | 113.7948 | 606.771 | 184.7238 | 113.7948 | 427.8604 | 939.5278 | 155.1744 | 572.2883 | 412.9162 | 184.7238 | 112.5603 | 67.1019 | 232.6842 | 56.816 | 56.816 | 56.816 | 177.3889 | 213.7673 | 81.2512 | 128.001 | 232.8057 | 218.2063 | 120.3941 | 120.3941 | 131.7301 | 374.8505 | 56.816 | 439.9165 | 231.8645 | 391.182 | 146.2927 | 122.9353 | 354.4194 | 100.1791 | 181.586 | 100.1791 | 250.1595 | 87.0192 | 114.0032 | 68.5065 | 68.5065 | 87.0192 | 321.3969 | 278.5612 | 157.6085 | 218.2314 | 119.9084 | 87.0192 | 766.9928 | 196.0136 | 213.978 | 486.6024 | 770.873 | 94.416 | 102.7463 | 175.3164 | 354.2644 | 102.7463 | 61.7134 | 139.6656 | 107.3301 | 99.0408 | 119.7994 | 58.7617 | 58.7617 | 95.5155 | 57.7691 | 163.3035 | 247.632 | 115.553 | 181.586 | 107.2407 | 232.357 | 188.8342 | 115.553 | 107.2407 | 89.1041 | 265.5287 | 184.9989 | 53.5014 | 31.9677 | 391.8735 | 83.8398 | 285.9235 | 84.9706 | 386.7849 | 900.1148 | 46.4312 | 299.9024 | 265.5287 | 380.8106 | 84.9706 | 35.1642 | 328.2731 | 288.1223 | 203.4192 | 209.7465 | 0 | 88.8946 | 159.9327 | 437.8511 | 0 | 94.416 | 127.5212 | 198.1995 | 86.2146 | 135.5987 | 196.5501 | 85.2814 | 0 | 0 | 0 | 0 | 0 | 0 | 0 | 0 | 87.9588 | 0 | 163.9793 | 206.4019 | 245.5954 | 160.8422 | 0 | 178.1163 | 57.634 | 46.7688 | 26.2434 | 792.4484 | 41.2197 | 127.547 | 55.8603 | 55.8603 | 105.94 | 35.9345 | 57.634 | 41.2197 | 38.5071 | 38.5071 | 64.9529 | 0 | 0 | 0 | 0 | 35.9345 | 35.9345 | 35.9345 | 57.7759 | 38.5071 | 122.961 | 0 | 0 | 25.0674 | 0 | 0 | 0 | 109.2001 | 46.0698 | 136.3273 | 57.8571 | 59.3896 | 25.0674 | 127.1584 | 175.7491 | 37.8682 | 162.8929 | 139.2865 | 587.3916 | 120.5672 | 116.6633 | 144.5713 | 22.9425 | 27.8705 | 27.8705 | 22.9425 | 51.8687 | 85.1285 | 191.5639 | 1789.0016 | 148.2795 | 85.1285 | 79.8743 | 168.4948 | 114.8594 | 99.3475 | 96.7005 | 79.8743 | 174.9788 | 73.4186 | 46.0698 | 46.0698 | 165.1736 | 113.0246 | 0 | 0 | 0 | 27.8705 | 27.8705 | 32.4221 | 0 | 0 | 0 | 0 | 0 | 0 | 22.9425 | 46.0698 | 161.7031 | 27.8705 | 35.7554 | 74.8228 | 0 | 0 | 0 | 0 | 0 | 0 | 0 | 0 | 0 | 0 | 0 | 0 | 0 | 0 | 0 | 0 | 0 | 0 | 0 | 0 | 0 | 0 | 0 | 0 | 0 | 0 | 0 | 0 | 0 | 0 | 0 | 0 | 0 | 0 | 0 | 0 | 0 | 0 | 0 | 0 | 0 | 0 | 0 | 0 | 0 | 0 | 0 | 0 | 0 | 0 | 0 | 0 | 0 | 0 | 0 | 0 | 0 | 0 | 0 | 0 | 0 | 0 | 0 | 0 | 0 | 0 | 0 | 0 | 0 | 0 | 0 | 0 | 0 | 0 | 0 | 0 | 0 | 0 | 0 | 0 | 0 | 0 | 0 | 0 | 0 | 0 | 0 | 0 | 0 | 0 | 0 | 0 | 0 | 0 | 0 | 0 | 0 | 0 | 0 | 0 | 0 | 0 | 0 | 0 | 0 | 0 | 0 | 0 | 0 | 2017-01-12 21:00
t0287 | 0 | 125.0803 | 343.4027 | 147.2065 | 39.6811 | 271.8791 | 39.6811 | 561.1417 | 62.3195 | 62.3195 | 1910.4022 | 69.9424 | 82.8992 | 334.531 | 408.2357 | 60.4829 | 77.0527 | 357.0058 | 225.0338 | 356.3948 | 0 | 0 | 423.5966 | 37.1374 | 37.1374 | 37.1374 | 84.7464 | 162.7487 | 275.1679 | 128.4116 | 339.4465 | 89.7166 | 244.2131 | 221.8341 | 279.1531 | 273.6156 | 142.2812 | 577.0502 | 360.7845 | 98.6064 | 220.4215 | 275.5587 | 110.7587 | 235.4144 | 429.9641 | 110.7587 | 45.3416 | 294.1683 | 791.244 | 165.5901 | 183.9922 | 98.4835 | 183.6952 | 45.3416 | 173.811 | 289.2242 | 100.7002 | 347.9791 | 36.6611 | 182.496 | 36.6611 | 110.7587 | 162.7487 | 64.2842 | 429.9641 | 0 | 0 | 0 | 0 | 0 | 0 | 0 | 0 | 164.5769 | 0 | 0 | 0 | 0 | 255.2556 | 287.8296 | 27.5618 | 33.9235 | 239.0765 | 156.9814 | 12.4848 | 84.4076 | 94.7153 | 268.1566 | 153.6159 | 209.3535 | 99.1735 | 27.5618 | 277.6493 | 45.9062 | 259.7586 | 127.4563 | 159.1453 | 48.6304 | 91.3067 | 487.726 | 23.7702 | 153.8362 | 154.8808 | 12.4848 | 12.4848 | 65.3498 | 118.5296 | 65.2957 | 129.69 | 152.8107 | 86.7173 | 83.0468 | 638.8897 | 115.808 | 84.4076 | 77.9082 | 77.9082 | 33.5658 | 49.4892 | 638.8897 | 373.378 | 146.5989 | 0 | 0 | 0 | 78.1391 | 94.7153 | 75.5277 | 355.3514 | 91.3067 | 0 | 66.8543 | 49.4892 | 12.4848 | 64.7055 | 26.4247 | 0 | 0 | 0 | 86.503 | 0 | 0 | 137.9969 | 0 | 32.0728 | 0 | 0 | 200.6239 | 83.6022 | 26.4247 | 29.52 | 29.52 | 69.2261 | 139.8907 | 188.5389 | 136.5211 | 290.3369 | 179.7552 | 110.2944 | 256.9443 | 233.2186 | 150.3102 | 143.9186 | 374.4919 | 177.5912 | 183.3711 | 87.7682 | 83.13 | 183.6938 | 202.2873 | 73.9984 | 83.13 | 83.13 | 145.6133 | 87.7682 | 87.7682 | 87.7682 | 163.836 | 163.6179 | 163.8759 | 131.1222 | 131.1222 | 101.9991 | 169.5899 | 426.4757 | 150.5608 | 103.4922 | 556.7719 | 172.098 | 103.4922 | 384.7928 | 868.0469 | 141.0883 | 524.5352 | 382.2612 | 172.098 | 103.6406 | 61.9221 | 211.7941 | 52.9776 | 52.9776 | 52.9776 | 162.3235 | 193.6936 | 73.4935 | 122.1853 | 216.806 | 205.3559 | 113.7682 | 113.7682 | 122.1101 | 356.654 | 52.9776 | 403.7418 | 217.4395 | 366.4121 | 137.381 | 114.6396 | 321.9349 | 92.9525 | 173.0612 | 92.9525 | 232.1859 | 79.9396 | 106.8952 | 64.2842 | 64.2842 | 79.9396 | 307.482 | 264.3504 | 145.9868 | 200.6721 | 113.487 | 79.9396 | 737.3513 | 183.3861 | 196.8583 | 449.0054 | 709.6383 | 88.3395 | 96.4606 | 159.908 | 328.0814 | 96.4606 | 57.1739 | 129.2699 | 101.089 | 92.1582 | 109.9848 | 54.8348 | 54.8348 | 89.4734 | 53.2372 | 151.3503 | 231.4054 | 107.0661 | 173.0612 | 99.5089 | 213.8116 | 176.8733 | 107.0661 | 99.5089 | 81.5627 | 243.1288 | 173.6182 | 50.7611 | 29.3028 | 364.7635 | 77.3381 | 262.4941 | 78.1995 | 360.3406 | 844.8423 | 43.0936 | 275.5011 | 243.1288 | 349.739 | 78.1995 | 32.0728 | 324.2375 | 264.7137 | 191.9725 | 200.6901 | 0 | 83.13 | 149.0431 | 406.8144 | 0 | 88.3395 | 118.2777 | 183.6938 | 79.8372 | 123.0392 | 183.596 | 78.1219 | 0 | 0 | 0 | 0 | 0 | 0 | 0 | 0 | 83.6022 | 0 | 154.1559 | 199.6271 | 225.6991 | 148.8414 | 0 | 163.0327 | 51.5403 | 42.9879 | 23.7702 | 715.6638 | 38.3319 | 115.9042 | 50.5726 | 50.5726 | 94.3404 | 32.5991 | 51.5403 | 38.3319 | 35.149 | 35.149 | 59.4135 | 0 | 0 | 0 | 0 | 32.5991 | 32.5991 | 32.5991 | 52.9155 | 35.149 | 112.8766 | 0 | 0 | 22.8752 | 0 | 0 | 0 | 99.7853 | 43.5485 | 124.8783 | 55.2936 | 54.6152 | 22.8752 | 119.4646 | 159.2927 | 34.8545 | 153.5047 | 128.9272 | 547.1679 | 112.1344 | 108.5822 | 133.8147 | 21.3255 | 25.9518 | 25.9518 | 21.3255 | 47.1069 | 78.318 | 176.5431 | 1644.6873 | 133.7453 | 78.318 | 73.7392 | 152.8752 | 104.2285 | 90.0041 | 87.4392 | 73.7392 | 158.6976 | 67.4763 | 43.5485 | 43.5485 | 151.4336 | 102.819 | 0 | 0 | 0 | 25.9518 | 25.9518 | 29.5636 | 0 | 0 | 0 | 0 | 0 | 0 | 21.3255 | 43.5485 | 147.8076 | 25.9518 | 33.1435 | 67.983 | 0 | 0 | 0 | 0 | 0 | 0 | 0 | 0 | 0 | 0 | 0 | 0 | 0 | 0 | 0 | 0 | 0 | 0 | 0 | 0 | 0 | 0 | 0 | 0 | 0 | 0 | 0 | 0 | 0 | 0 | 0 | 0 | 0 | 0 | 0 | 0 | 0 | 0 | 0 | 0 | 0 | 0 | 0 | 0 | 0 | 0 | 0 | 0 | 0 | 0 | 0 | 0 | 0 | 0 | 0 | 0 | 0 | 0 | 0 | 0 | 0 | 0 | 0 | 0 | 0 | 0 | 0 | 0 | 0 | 0 | 0 | 0 | 0 | 0 | 0 | 0 | 0 | 0 | 0 | 0 | 0 | 0 | 0 | 0 | 0 | 0 | 0 | 0 | 0 | 0 | 0 | 0 | 0 | 0 | 0 | 0 | 0 | 0 | 0 | 0 | 0 | 0 | 0 | 0 | 0 | 0 | 0 | 0 | 0 | 2017-01-12 22:00
t0288 | 0 | 120.728 | 320.0693 | 141.4542 | 36.3667 | 251.6832 | 36.3667 | 570.9605 | 58.5706 | 58.5706 | 1840.1742 | 63.5671 | 78.9246 | 326.8011 | 394.1579 | 58.3348 | 72.4552 | 338.5212 | 211.7915 | 349.3377 | 0 | 0 | 396.9425 | 35.112 | 35.112 | 35.112 | 81.6564 | 156.0063 | 269.5527 | 121.2824 | 323.2489 | 84.0748 | 237.3626 | 216.355 | 265.5227 | 257.6779 | 136.5254 | 580.1765 | 355.1553 | 94.4822 | 216.956 | 263.1569 | 107.0536 | 227.2942 | 424.6797 | 107.0536 | 43.3201 | 281.9984 | 763.6245 | 161.2207 | 174.9509 | 92.7118 | 177.8186 | 43.3201 | 166.3186 | 282.4204 | 96.7809 | 329.91 | 34.199 | 178.4136 | 34.199 | 107.0536 | 156.0063 | 61.3085 | 424.6797 | 0 | 0 | 0 | 0 | 0 | 0 | 0 | 0 | 156.9999 | 0 | 0 | 0 | 0 | 243.9165 | 272.5163 | 26.1207 | 30.776 | 219.451 | 147.0598 | 11.514 | 78.025 | 87.6381 | 253.0669 | 146.3215 | 199.4648 | 90.2074 | 26.1207 | 256.0577 | 42.3724 | 243.2362 | 117.801 | 149.5964 | 45.1756 | 85.0596 | 454.1737 | 21.3459 | 144.3458 | 142.8595 | 11.514 | 11.514 | 59.819 | 113.0544 | 60.7423 | 120.4351 | 145.0378 | 78.3872 | 73.3981 | 579.1771 | 104.1473 | 78.025 | 72.8958 | 72.8958 | 31.1012 | 44.4394 | 579.1771 | 343.8368 | 138.282 | 0 | 0 | 0 | 73.2775 | 87.6381 | 70.9148 | 330.1364 | 85.0596 | 0 | 62.7329 | 44.4394 | 11.514 | 59.2259 | 24.0525 | 0 | 0 | 0 | 81.4882 | 0 | 0 | 129.2468 | 0 | 29.1489 | 0 | 0 | 189.5049 | 81.0929 | 24.0525 | 27.6175 | 27.6175 | 62.6064 | 129.0717 | 173.3167 | 126.8319 | 275.1975 | 171.1594 | 103.4415 | 242.2015 | 218.3153 | 138.2461 | 134.7955 | 350.0785 | 167.9647 | 167.0696 | 83.8804 | 78.9303 | 172.3898 | 185.3701 | 68.3759 | 78.9303 | 78.9303 | 133.5625 | 83.8804 | 83.8804 | 83.8804 | 150.6965 | 155.444 | 149.6491 | 121.3034 | 121.3034 | 94.2904 | 155.4453 | 403.2911 | 146.2807 | 94.1837 | 523.7935 | 162.8021 | 94.1837 | 348.7827 | 819.0789 | 128.0183 | 485.5737 | 357.7988 | 162.8021 | 96.2996 | 57.5322 | 192.3122 | 49.9623 | 49.9623 | 49.9623 | 148.6774 | 175.7701 | 66.0946 | 119.1791 | 204.2927 | 196.5286 | 109.6146 | 109.6146 | 114.4795 | 346.3591 | 49.9623 | 373.09 | 207.0762 | 348.337 | 131.045 | 108.0618 | 295.1137 | 87.1252 | 168.9426 | 87.1252 | 218.4978 | 73.974 | 102.0838 | 61.3085 | 61.3085 | 73.974 | 302.0552 | 256.3553 | 136.9237 | 186.1698 | 109.6998 | 73.974 | 729.4014 | 173.9968 | 183.5903 | 420.4073 | 668.2776 | 83.8343 | 92.0021 | 146.0731 | 307.3299 | 92.0021 | 53.3219 | 120.849 | 96.8949 | 86.7111 | 101.3826 | 51.901 | 51.901 | 85.2162 | 49.405 | 142.8978 | 219.8764 | 100.0771 | 168.9426 | 93.4417 | 198.9808 | 168.0599 | 100.0771 | 93.4417 | 74.6883 | 225.1065 | 165.7373 | 49.0608 | 26.8436 | 343.2038 | 71.7486 | 242.4091 | 72.3138 | 339.0212 | 810.3041 | 40.2773 | 253.2568 | 225.1065 | 324.469 | 72.3138 | 29.1489 | 332.3609 | 244.637 | 185.0074 | 196.8724 | 0 | 78.9303 | 140.2865 | 389.5783 | 0 | 83.8343 | 110.9238 | 172.3898 | 75.0788 | 110.8841 | 173.596 | 71.7693 | 0 | 0 | 0 | 0 | 0 | 0 | 0 | 0 | 81.0929 | 0 | 147.3035 | 198.5544 | 209.8159 | 139.7326 | 0 | 149.6407 | 45.5199 | 39.6439 | 21.3459 | 647.2634 | 36.0055 | 105.8268 | 45.5279 | 45.5279 | 82.7767 | 29.4959 | 45.5199 | 36.0055 | 31.9914 | 31.9914 | 54.3296 | 0 | 0 | 0 | 0 | 29.4959 | 29.4959 | 29.4959 | 48.5439 | 31.9914 | 103.9321 | 0 | 0 | 21.0429 | 0 | 0 | 0 | 91.2694 | 41.9769 | 114.9589 | 54.3113 | 50.4493 | 21.0429 | 113.9869 | 145.0282 | 32.1654 | 147.4515 | 120.6321 | 518.7522 | 105.445 | 102.2312 | 125.0099 | 20.0478 | 24.4395 | 24.4395 | 20.0478 | 42.717 | 72.5438 | 163.6312 | 1539.9641 | 120.269 | 72.5438 | 68.7071 | 140.0704 | 94.4296 | 81.0135 | 78.7605 | 68.7071 | 143.8979 | 62.6365 | 41.9769 | 41.9769 | 139.1984 | 93.9499 | 0 | 0 | 0 | 24.4395 | 24.4395 | 26.9549 | 0 | 0 | 0 | 0 | 0 | 0 | 20.0478 | 41.9769 | 135.7627 | 24.4395 | 31.0098 | 61.5135 | 0 | 0 | 0 | 0 | 0 | 0 | 0 | 0 | 0 | 0 | 0 | 0 | 0 | 0 | 0 | 0 | 0 | 0 | 0 | 0 | 0 | 0 | 0 | 0 | 0 | 0 | 0 | 0 | 0 | 0 | 0 | 0 | 0 | 0 | 0 | 0 | 0 | 0 | 0 | 0 | 0 | 0 | 0 | 0 | 0 | 0 | 0 | 0 | 0 | 0 | 0 | 0 | 0 | 0 | 0 | 0 | 0 | 0 | 0 | 0 | 0 | 0 | 0 | 0 | 0 | 0 | 0 | 0 | 0 | 0 | 0 | 0 | 0 | 0 | 0 | 0 | 0 | 0 | 0 | 0 | 0 | 0 | 0 | 0 | 0 | 0 | 0 | 0 | 0 | 0 | 0 | 0 | 0 | 0 | 0 | 0 | 0 | 0 | 0 | 0 | 0 | 0 | 0 | 0 | 0 | 0 | 0 | 0 | 0 | 2017-01-12 23:00
t0289 | 0 | 121.1289 | 305.1511 | 141.5367 | 33.9071 | 237.7004 | 33.9071 | 616.0498 | 56.1294 | 56.1294 | 1812.8915 | 58.2147 | 78.1035 | 333.2491 | 397.1111 | 58.8206 | 70.2599 | 331.9811 | 205.5192 | 359.3874 | 0 | 0 | 381.0247 | 34.372 | 34.372 | 34.372 | 81.9753 | 155.3916 | 276.8866 | 116.0827 | 317.1821 | 80.9127 | 241.3339 | 221.0757 | 261.9642 | 250.1725 | 136.5419 | 615.9488 | 365.4601 | 94.1627 | 224.314 | 260.1411 | 107.8537 | 228.6743 | 436.2669 | 107.8537 | 43.1536 | 281.1135 | 767.8919 | 164.3142 | 171.6599 | 90.1289 | 179.7561 | 43.1536 | 165.5764 | 289.0728 | 96.9931 | 322.244 | 32.8092 | 182.8614 | 32.8092 | 107.8537 | 155.3916 | 60.6296 | 436.2669 | 0 | 0 | 0 | 0 | 0 | 0 | 0 | 0 | 155.5151 | 0 | 0 | 0 | 0 | 241.7588 | 267.072 | 25.7181 | 28.4381 | 204.5162 | 142.3401 | 10.8814 | 73.9966 | 83.4681 | 246.0086 | 144.4486 | 197.191 | 83.2124 | 25.7181 | 239.1467 | 40.1492 | 234.0236 | 111.7364 | 145.5134 | 43.2162 | 81.6141 | 432.5077 | 19.3796 | 139.8899 | 134.9215 | 10.8814 | 10.8814 | 55.6954 | 112.001 | 58.1537 | 114.9811 | 142.5755 | 70.7081 | 62.9643 | 524.134 | 94.6072 | 73.9966 | 70.4452 | 70.4452 | 29.611 | 40.08 | 524.134 | 320.8876 | 135.3154 | 0 | 0 | 0 | 71.1012 | 83.4681 | 68.8431 | 314.5142 | 81.6141 | 0 | 60.8743 | 40.08 | 10.8814 | 54.8951 | 22.1833 | 0 | 0 | 0 | 79.2803 | 0 | 0 | 124.5873 | 0 | 26.9572 | 0 | 0 | 185.1361 | 82.3184 | 22.1833 | 26.6375 | 26.6375 | 57.5286 | 121.7178 | 162.0446 | 121.0636 | 268.4394 | 169.027 | 99.8591 | 235.8279 | 208.1537 | 129.5058 | 130.0324 | 329.3663 | 164.1062 | 154.2503 | 82.9272 | 77.4876 | 165.9252 | 173.0343 | 64.5729 | 77.4876 | 77.4876 | 123.9891 | 82.9272 | 82.9272 | 82.9272 | 141.1769 | 152.5827 | 138.4516 | 114.8076 | 114.8076 | 89.0289 | 143.5313 | 393.5401 | 148.2226 | 86.5486 | 493.7413 | 158.55 | 86.5486 | 311.9266 | 783.7823 | 117.5046 | 455.4264 | 343.4414 | 158.55 | 91.2782 | 54.7937 | 176.9888 | 48.7242 | 48.7242 | 48.7242 | 138.7032 | 160.0489 | 59.8292 | 121.9952 | 198.7002 | 195.5372 | 109.995 | 109.995 | 110.2116 | 352.3055 | 48.7242 | 350.8457 | 204.5023 | 343.136 | 129.7918 | 105.3963 | 270.7879 | 84.0435 | 172.4398 | 84.0435 | 211.0131 | 69.7241 | 100.8144 | 60.6296 | 60.6296 | 69.7241 | 310.5935 | 259.4624 | 131.6151 | 175.9157 | 110.4404 | 69.7241 | 756.8555 | 170.9597 | 173.8013 | 400.7693 | 634.4009 | 82.384 | 91.0715 | 135.2188 | 295.2516 | 91.0715 | 51.2371 | 115.9298 | 96.5686 | 84.1795 | 95.3706 | 50.7168 | 50.7168 | 83.9712 | 46.9076 | 137.6451 | 215.5593 | 96.2173 | 172.4398 | 90.1657 | 188.397 | 165.5342 | 96.2173 | 90.1657 | 69.725 | 210.6705 | 163.9574 | 49.6227 | 25.1393 | 333.4145 | 68.262 | 228.0903 | 68.4227 | 329.9394 | 802.1672 | 38.8607 | 238.4568 | 210.6705 | 305.7768 | 68.4227 | 26.9572 | 361.2306 | 230.5965 | 185.1867 | 202.4659 | 0 | 77.4876 | 136.6201 | 377.8583 | 0 | 82.384 | 106.9239 | 165.9252 | 72.155 | 101.1658 | 169.9551 | 67.1478 | 0 | 0 | 0 | 0 | 0 | 0 | 0 | 0 | 82.3184 | 0 | 146.2293 | 208.2736 | 198.063 | 134.0658 | 0 | 139.7344 | 39.9077 | 37.3923 | 19.3796 | 584.4 | 34.9032 | 97.1236 | 41.3094 | 41.3094 | 71.6751 | 26.9179 | 39.9077 | 34.9032 | 29.6458 | 29.6458 | 50.6269 | 0 | 0 | 0 | 0 | 26.9179 | 26.9179 | 26.9179 | 45.3882 | 29.6458 | 97.731 | 0 | 0 | 19.5241 | 0 | 0 | 0 | 84.8576 | 42.1504 | 107.5842 | 55.7388 | 47.6472 | 19.5241 | 112.9976 | 132.2327 | 30.4328 | 147.1399 | 115.7506 | 505.1911 | 102.2571 | 99.3035 | 119.918 | 19.4178 | 23.7628 | 23.7628 | 19.4178 | 39.1015 | 68.6062 | 155.345 | 1456.4708 | 108.1362 | 68.6062 | 65.5213 | 128.1732 | 86.2558 | 73.6222 | 71.2619 | 65.5213 | 131.2974 | 59.1253 | 42.1504 | 42.1504 | 130.4887 | 86.4506 | 0 | 0 | 0 | 23.7628 | 23.7628 | 24.9264 | 0 | 0 | 0 | 0 | 0 | 0 | 19.4178 | 42.1504 | 126.4036 | 23.7628 | 29.8444 | 56.3404 | 0 | 0 | 0 | 0 | 0 | 0 | 0 | 0 | 0 | 0 | 0 | 0 | 0 | 0 | 0 | 0 | 0 | 0 | 0 | 0 | 0 | 0 | 0 | 0 | 0 | 0 | 0 | 0 | 0 | 0 | 0 | 0 | 0 | 0 | 0 | 0 | 0 | 0 | 0 | 0 | 0 | 0 | 0 | 0 | 0 | 0 | 0 | 0 | 0 | 0 | 0 | 0 | 0 | 0 | 0 | 0 | 0 | 0 | 0 | 0 | 0 | 0 | 0 | 0 | 0 | 0 | 0 | 0 | 0 | 0 | 0 | 0 | 0 | 0 | 0 | 0 | 0 | 0 | 0 | 0 | 0 | 0 | 0 | 0 | 0 | 0 | 0 | 0 | 0 | 0 | 0 | 0 | 0 | 0 | 0 | 0 | 0 | 0 | 0 | 0 | 0 | 0 | 0 | 0 | 0 | 0 | 0 | 0 | 0 | 2017-01-13
t0290 | 0 | 123.6678 | 298.8174 | 144.4925 | 32.6426 | 231.0297 | 32.6426 | 664.5656 | 54.9569 | 54.9569 | 1807.4608 | 54.9849 | 79.1452 | 344.4301 | 407.6216 | 60.4975 | 69.9445 | 333.3408 | 204.6425 | 374.832 | 0 | 0 | 374.9763 | 34.5135 | 34.5135 | 34.5135 | 83.8787 | 157.9752 | 288.3461 | 112.9361 | 317.5544 | 79.925 | 249.449 | 229.411 | 264.5516 | 249.1432 | 139.4707 | 656.5796 | 380.0331 | 95.8352 | 234.7431 | 262.5312 | 110.6096 | 234.2797 | 451.4792 | 110.6096 | 43.998 | 286.0896 | 786.4763 | 170.157 | 172.0737 | 89.9554 | 184.9702 | 43.998 | 168.4547 | 300.3648 | 99.2227 | 321.7836 | 32.3965 | 190.1675 | 32.3965 | 110.6096 | 157.9752 | 61.2903 | 451.4792 | 0 | 0 | 0 | 0 | 0 | 0 | 0 | 0 | 157.5306 | 0 | 0 | 0 | 0 | 244.7506 | 268.2634 | 25.9797 | 27.2828 | 196.4509 | 141.8046 | 10.6241 | 72.4611 | 82.1711 | 244.9845 | 145.8233 | 199.4158 | 79.4138 | 25.9797 | 229.405 | 39.3198 | 231.2375 | 109.4582 | 145.5446 | 42.6601 | 80.7033 | 423.1751 | 18.2858 | 139.4132 | 131.5858 | 10.6241 | 10.6241 | 53.5694 | 113.4901 | 57.3965 | 113.2087 | 143.5203 | 65.5777 | 55.0673 | 487.14 | 89.2099 | 72.4611 | 70.0989 | 70.0989 | 29.0979 | 37.4284 | 487.14 | 307.9092 | 136.0741 | 0 | 0 | 0 | 71.0163 | 82.1711 | 68.7349 | 308.5794 | 80.7033 | 0 | 60.7751 | 37.4284 | 10.6241 | 52.4418 | 21.1496 | 0 | 0 | 0 | 79.1688 | 0 | 0 | 123.4169 | 0 | 25.8484 | 0 | 0 | 185.5205 | 85.0421 | 21.1496 | 26.4362 | 26.4362 | 54.8983 | 118.4121 | 156.1901 | 119.1156 | 267.5951 | 170.7691 | 99.0087 | 235.6323 | 203.0326 | 125.1283 | 128.9462 | 315.3172 | 164.2809 | 147.161 | 83.6475 | 77.8317 | 163.713 | 166.8928 | 62.8648 | 77.8317 | 77.8317 | 118.4817 | 83.6475 | 83.6475 | 83.6475 | 136.4072 | 153.1535 | 132.2013 | 112.0062 | 112.0062 | 86.6128 | 136.1249 | 393.3287 | 152.5553 | 82.0701 | 471.1706 | 157.966 | 82.0701 | 284.4382 | 762.9409 | 111.5637 | 438.0656 | 338.3305 | 157.966 | 88.8778 | 53.7333 | 168.6068 | 48.7712 | 48.7712 | 48.7712 | 133.7268 | 150.0536 | 56.1044 | 126.8823 | 198.2918 | 198.7551 | 112.487 | 112.487 | 108.8786 | 364.6036 | 48.7712 | 339.3886 | 206.5888 | 345.9329 | 131.4639 | 105.5612 | 254.2834 | 83.2807 | 178.5512 | 83.2807 | 208.6946 | 67.5892 | 101.6009 | 61.2903 | 61.2903 | 67.5892 | 323.1862 | 267.0368 | 129.6804 | 170.7532 | 113.1444 | 67.5892 | 792.7639 | 172.0274 | 168.3299 | 390.7268 | 611.3474 | 82.9016 | 92.1819 | 129.1828 | 291.0101 | 92.1819 | 50.7204 | 114.233 | 98.2571 | 83.8927 | 92.5246 | 50.7493 | 50.7493 | 84.5608 | 45.8413 | 135.2173 | 215.9576 | 95.1276 | 178.5512 | 89.241 | 182.8689 | 166.9357 | 95.1276 | 89.241 | 67.3077 | 201.9384 | 165.6888 | 51.1638 | 24.3737 | 332.6065 | 66.9315 | 220.9735 | 66.7524 | 329.9921 | 808.1952 | 38.6188 | 232.2695 | 201.9384 | 295.6129 | 66.7524 | 25.8484 | 391.2335 | 223.8381 | 188.701 | 210.9413 | 0 | 77.8317 | 136.7186 | 370.2123 | 0 | 82.9016 | 105.7919 | 163.713 | 70.9048 | 95.8301 | 170.6684 | 64.8287 | 0 | 0 | 0 | 0 | 0 | 0 | 0 | 0 | 85.0421 | 0 | 148.3638 | 220.3432 | 191.593 | 131.6245 | 0 | 134.6355 | 36.2554 | 36.4042 | 18.2858 | 542.4986 | 34.7644 | 91.6058 | 38.8392 | 38.8392 | 64.2639 | 25.4031 | 36.2554 | 34.7644 | 28.4721 | 28.4721 | 48.8052 | 0 | 0 | 0 | 0 | 25.4031 | 25.4031 | 25.4031 | 43.8381 | 28.4721 | 94.8621 | 0 | 0 | 18.5878 | 0 | 0 | 0 | 81.5063 | 43.1288 | 103.7019 | 57.8557 | 46.4064 | 18.5878 | 114.5674 | 123.8098 | 29.7449 | 149.7042 | 114.008 | 502.3364 | 101.8068 | 98.9888 | 118.2343 | 19.3031 | 23.7155 | 23.7155 | 19.3031 | 36.9906 | 66.7766 | 151.9702 | 1403.2922 | 100.3321 | 66.7766 | 64.204 | 119.9027 | 81.409 | 69.4012 | 66.665 | 64.204 | 123.5992 | 57.2696 | 43.1288 | 43.1288 | 126.2808 | 81.8111 | 0 | 0 | 0 | 23.7155 | 23.7155 | 23.8217 | 0 | 0 | 0 | 0 | 0 | 0 | 19.3031 | 43.1288 | 121.1664 | 23.7155 | 29.5242 | 53.4676 | 0 | 0 | 0 | 0 | 0 | 0 | 0 | 0 | 0 | 0 | 0 | 0 | 0 | 0 | 0 | 0 | 0 | 0 | 0 | 0 | 0 | 0 | 0 | 0 | 0 | 0 | 0 | 0 | 0 | 0 | 0 | 0 | 0 | 0 | 0 | 0 | 0 | 0 | 0 | 0 | 0 | 0 | 0 | 0 | 0 | 0 | 0 | 0 | 0 | 0 | 0 | 0 | 0 | 0 | 0 | 0 | 0 | 0 | 0 | 0 | 0 | 0 | 0 | 0 | 0 | 0 | 0 | 0 | 0 | 0 | 0 | 0 | 0 | 0 | 0 | 0 | 0 | 0 | 0 | 0 | 0 | 0 | 0 | 0 | 0 | 0 | 0 | 0 | 0 | 0 | 0 | 0 | 0 | 0 | 0 | 0 | 0 | 0 | 0 | 0 | 0 | 0 | 0 | 0 | 0 | 0 | 0 | 0 | 0 | 2017-01-13 01:00
t0291 | 0 | 125.504 | 298.5594 | 146.7668 | 32.4345 | 230.2294 | 32.4345 | 688.0995 | 54.7952 | 54.7952 | 1810.7701 | 54.1519 | 80.2203 | 351.0583 | 414.8723 | 61.6539 | 70.3914 | 336.4513 | 205.935 | 383.6865 | 0 | 0 | 375.2314 | 34.8586 | 34.8586 | 34.8586 | 85.2582 | 160.1747 | 294.9489 | 112.0565 | 319.6924 | 80.1477 | 254.513 | 234.4118 | 267.6916 | 250.7018 | 141.7514 | 676.8925 | 388.0669 | 97.2379 | 240.5377 | 265.3159 | 112.4976 | 238.1983 | 459.5114 | 112.4976 | 44.7127 | 290.2384 | 799.5678 | 173.7295 | 173.4097 | 90.6374 | 188.4168 | 44.7127 | 170.9334 | 307.0589 | 100.8951 | 323.7954 | 32.515 | 194.4518 | 32.515 | 112.4976 | 160.1747 | 62.0167 | 459.5114 | 0 | 0 | 0 | 0 | 0 | 0 | 0 | 0 | 159.5688 | 0 | 0 | 0 | 0 | 247.748 | 270.912 | 26.3132 | 27.1277 | 194.8678 | 142.8932 | 10.6248 | 72.5453 | 82.4939 | 246.3921 | 147.4797 | 201.8651 | 78.6681 | 26.3132 | 227.0989 | 39.382 | 231.9639 | 109.6123 | 146.8731 | 42.8518 | 81.0901 | 422.7002 | 18.0588 | 140.4591 | 131.5061 | 10.6248 | 10.6248 | 53.2168 | 114.9835 | 57.63 | 113.5616 | 145.0321 | 63.984 | 52.1679 | 475.515 | 88.0332 | 72.5453 | 70.6113 | 70.6113 | 29.1724 | 36.7403 | 475.515 | 304.9841 | 137.6191 | 0 | 0 | 0 | 71.6469 | 82.4939 | 69.3114 | 308.8936 | 81.0901 | 0 | 61.2913 | 36.7403 | 10.6248 | 51.8924 | 20.9349 | 0 | 0 | 0 | 79.78 | 0 | 0 | 123.9758 | 0 | 25.6814 | 0 | 0 | 187.2023 | 86.7786 | 20.9349 | 26.5905 | 26.5905 | 54.4656 | 118.1628 | 155.1805 | 119.4285 | 269.0212 | 172.797 | 99.4751 | 237.4942 | 202.1868 | 124.4757 | 129.6062 | 310.6966 | 165.6289 | 145.6865 | 84.4978 | 78.5501 | 164.0075 | 166.0126 | 62.7353 | 78.5501 | 78.5501 | 117.1944 | 84.4978 | 84.4978 | 84.4978 | 135.6948 | 154.4866 | 130.8613 | 111.8766 | 111.8766 | 86.3901 | 134.0756 | 396.2154 | 155.3021 | 80.985 | 462.6351 | 158.8306 | 80.985 | 274.4399 | 757.4048 | 110.2588 | 433.9284 | 338.8468 | 158.8306 | 88.5802 | 53.7721 | 166.9285 | 49.2004 | 49.2004 | 49.2004 | 133.0075 | 147.1961 | 55.1843 | 129.8053 | 199.7377 | 201.573 | 114.3035 | 114.3035 | 109.1782 | 372.3178 | 49.2004 | 337.443 | 209.0227 | 349.747 | 133.1617 | 106.5375 | 248.9757 | 83.658 | 182.1941 | 83.658 | 209.2171 | 67.2594 | 102.6001 | 62.0167 | 62.0167 | 67.2594 | 330.2644 | 271.9412 | 129.8291 | 169.9401 | 115.0078 | 67.2594 | 811.9754 | 173.8163 | 167.0967 | 388.973 | 603.6267 | 83.7616 | 93.3392 | 127.9017 | 291.4859 | 93.3392 | 50.9811 | 114.457 | 99.673 | 84.4687 | 92.2062 | 51.1451 | 51.1451 | 85.4056 | 45.7975 | 134.9305 | 217.6004 | 95.4983 | 182.1941 | 89.5467 | 181.8568 | 168.8249 | 95.4983 | 89.5467 | 66.998 | 199.6175 | 167.5875 | 52.1901 | 24.3197 | 335.0753 | 66.9988 | 219.933 | 66.6817 | 332.9267 | 815.2535 | 38.8823 | 232.1612 | 199.6175 | 293.5212 | 66.6817 | 25.6814 | 405.4564 | 222.9933 | 191.3582 | 215.7668 | 0 | 78.5501 | 137.9639 | 367.6476 | 0 | 83.7616 | 106.1661 | 164.0075 | 70.8337 | 94.7612 | 172.3795 | 64.4815 | 0 | 0 | 0 | 0 | 0 | 0 | 0 | 0 | 86.7786 | 0 | 150.3641 | 226.6742 | 190.2059 | 131.478 | 0 | 133.7893 | 35.1837 | 36.3477 | 18.0588 | 529.5262 | 35.0054 | 90.0279 | 38.25 | 38.25 | 61.9968 | 25.0369 | 35.1837 | 35.0054 | 28.3032 | 28.3032 | 48.5605 | 0 | 0 | 0 | 0 | 25.0369 | 25.0369 | 25.0369 | 43.6292 | 28.3032 | 94.5895 | 0 | 0 | 18.3318 | 0 | 0 | 0 | 80.9221 | 43.8345 | 102.9963 | 59.0447 | 46.3257 | 18.3318 | 116.1039 | 121.2433 | 29.7598 | 151.7884 | 114.1805 | 504.2706 | 102.462 | 99.6668 | 118.5264 | 19.4121 | 23.8926 | 23.8926 | 19.4121 | 36.4869 | 66.59 | 151.9607 | 1387.3974 | 98.0681 | 66.59 | 64.1778 | 117.1464 | 80.2107 | 68.4564 | 65.449 | 64.1778 | 121.5655 | 56.9195 | 43.8345 | 43.8345 | 125.7572 | 80.5439 | 0 | 0 | 0 | 23.8926 | 23.8926 | 23.6019 | 0 | 0 | 0 | 0 | 0 | 0 | 19.4121 | 43.8345 | 120.0243 | 23.8926 | 29.6426 | 52.8689 | 0 | 0 | 0 | 0 | 0 | 0 | 0 | 0 | 0 | 0 | 0 | 0 | 0 | 0 | 0 | 0 | 0 | 0 | 0 | 0 | 0 | 0 | 0 | 0 | 0 | 0 | 0 | 0 | 0 | 0 | 0 | 0 | 0 | 0 | 0 | 0 | 0 | 0 | 0 | 0 | 0 | 0 | 0 | 0 | 0 | 0 | 0 | 0 | 0 | 0 | 0 | 0 | 0 | 0 | 0 | 0 | 0 | 0 | 0 | 0 | 0 | 0 | 0 | 0 | 0 | 0 | 0 | 0 | 0 | 0 | 0 | 0 | 0 | 0 | 0 | 0 | 0 | 0 | 0 | 0 | 0 | 0 | 0 | 0 | 0 | 0 | 0 | 0 | 0 | 0 | 0 | 0 | 0 | 0 | 0 | 0 | 0 | 0 | 0 | 0 | 0 | 0 | 0 | 0 | 0 | 0 | 0 | 0 | 0 | 2017-01-13 02:00
t0292 | 0 | 129.1341 | 305.4918 | 151.0388 | 33.1161 | 235.3438 | 33.1161 | 712.88 | 56.0421 | 56.0421 | 1855.7311 | 55.1211 | 82.4864 | 361.7666 | 427.2483 | 63.5167 | 72.2027 | 345.4821 | 211.2333 | 395.9221 | 0 | 0 | 384.1778 | 35.7992 | 35.7992 | 35.7992 | 87.763 | 164.7393 | 304.287 | 114.4446 | 328.0436 | 82.1124 | 262.3332 | 241.7362 | 275.1062 | 257.1507 | 145.8999 | 700.2525 | 400.1824 | 100.0295 | 248.3033 | 272.5836 | 115.8313 | 245.2266 | 473.4201 | 115.8313 | 46.0157 | 298.5616 | 823.1335 | 179.1099 | 177.9899 | 93.0058 | 194.0957 | 46.0157 | 175.84 | 316.7054 | 103.8667 | 332.1732 | 33.3175 | 200.5792 | 33.3175 | 115.8313 | 164.7393 | 63.7376 | 473.4201 | 0 | 0 | 0 | 0 | 0 | 0 | 0 | 0 | 164.0515 | 0 | 0 | 0 | 0 | 254.6637 | 278.2204 | 27.0479 | 27.6963 | 198.8634 | 146.6154 | 10.8718 | 74.262 | 84.5207 | 252.7025 | 151.5458 | 207.4896 | 80.2274 | 27.0479 | 231.6357 | 40.3177 | 237.6719 | 112.2143 | 150.7773 | 43.9164 | 83.118 | 432.4707 | 18.3922 | 144.1155 | 134.5363 | 10.8718 | 10.8718 | 54.3296 | 118.2211 | 59.056 | 116.3325 | 148.9823 | 64.9224 | 52.3758 | 482.6012 | 89.6392 | 74.262 | 72.4405 | 72.4405 | 29.8775 | 37.3452 | 482.6012 | 311.1202 | 141.3837 | 0 | 0 | 0 | 73.542 | 84.5207 | 71.1359 | 316.2273 | 83.118 | 0 | 62.906 | 37.3452 | 10.8718 | 52.9113 | 21.345 | 0 | 0 | 0 | 81.8695 | 0 | 0 | 127.0815 | 0 | 26.2145 | 0 | 0 | 192.1955 | 89.4447 | 21.345 | 27.267 | 27.267 | 55.5634 | 120.8296 | 158.449 | 122.3251 | 275.9024 | 177.5875 | 101.976 | 243.7311 | 206.6885 | 127.1497 | 132.8773 | 316.5437 | 170.0068 | 148.5507 | 86.8021 | 80.6583 | 167.9819 | 169.5596 | 64.1544 | 80.6583 | 80.6583 | 119.4874 | 86.8021 | 86.8021 | 86.8021 | 138.6097 | 158.6094 | 133.4373 | 114.4431 | 114.4431 | 88.3311 | 136.5112 | 406.5793 | 159.9644 | 82.4891 | 470.8882 | 162.8933 | 82.4891 | 277.4683 | 773.6598 | 112.353 | 442.7262 | 347.0076 | 162.8933 | 90.5595 | 55.0437 | 170.1982 | 50.5069 | 50.5069 | 50.5069 | 135.8431 | 149.6329 | 56.1321 | 133.9099 | 204.9432 | 207.3264 | 117.6511 | 117.6511 | 111.8543 | 383.8484 | 50.5069 | 344.6764 | 214.8121 | 359.3389 | 136.9013 | 109.3803 | 253.0167 | 85.7553 | 187.8131 | 85.7553 | 214.3474 | 68.7222 | 105.3859 | 63.7376 | 63.7376 | 68.7222 | 340.6386 | 280.125 | 132.9466 | 173.6534 | 118.3949 | 68.7222 | 838.1531 | 178.5419 | 170.6311 | 397.5954 | 615.4986 | 86.0385 | 95.9499 | 130.4298 | 298.5217 | 95.9499 | 52.2629 | 117.226 | 102.5282 | 86.656 | 94.2452 | 52.4913 | 52.4913 | 87.7237 | 46.8547 | 138.0509 | 223.3336 | 97.8671 | 187.8131 | 91.7642 | 185.7993 | 173.4683 | 97.8671 | 91.7642 | 68.4428 | 203.5318 | 172.2211 | 53.7842 | 24.8631 | 343.8106 | 68.5869 | 224.7167 | 68.2128 | 341.7589 | 837.1852 | 39.8825 | 237.501 | 203.5318 | 299.715 | 68.2128 | 26.2145 | 420.2152 | 227.9151 | 196.842 | 222.6022 | 0 | 80.6583 | 141.6346 | 375.7034 | 0 | 86.0385 | 108.7957 | 167.9819 | 72.4905 | 96.5595 | 177.0329 | 65.8618 | 0 | 0 | 0 | 0 | 0 | 0 | 0 | 0 | 89.4447 | 0 | 154.6187 | 234.3078 | 194.2192 | 134.5433 | 0 | 136.6096 | 35.6105 | 37.174 | 18.3922 | 537.3719 | 35.9112 | 91.5887 | 38.9238 | 38.9238 | 62.6115 | 25.488 | 35.6105 | 35.9112 | 28.8968 | 28.8968 | 49.5993 | 0 | 0 | 0 | 0 | 25.488 | 25.488 | 25.488 | 44.5699 | 28.8968 | 96.6958 | 0 | 0 | 18.6744 | 0 | 0 | 0 | 82.5972 | 45.1215 | 105.1582 | 60.8751 | 47.378 | 18.6744 | 119.383 | 123.1934 | 30.4565 | 156.1205 | 116.929 | 516.9366 | 105.1 | 102.2486 | 121.4111 | 19.907 | 24.5162 | 24.5162 | 19.907 | 37.1561 | 68.0847 | 155.5072 | 1415.0765 | 99.5488 | 68.0847 | 65.6768 | 118.963 | 81.6504 | 69.6973 | 66.5358 | 65.6768 | 123.6804 | 58.1391 | 45.1215 | 45.1215 | 128.5002 | 81.9885 | 0 | 0 | 0 | 24.5162 | 24.5162 | 24.0726 | 0 | 0 | 0 | 0 | 0 | 0 | 19.907 | 45.1215 | 122.4337 | 24.5162 | 30.3796 | 53.8776 | 0 | 0 | 0 | 0 | 0 | 0 | 0 | 0 | 0 | 0 | 0 | 0 | 0 | 0 | 0 | 0 | 0 | 0 | 0 | 0 | 0 | 0 | 0 | 0 | 0 | 0 | 0 | 0 | 0 | 0 | 0 | 0 | 0 | 0 | 0 | 0 | 0 | 0 | 0 | 0 | 0 | 0 | 0 | 0 | 0 | 0 | 0 | 0 | 0 | 0 | 0 | 0 | 0 | 0 | 0 | 0 | 0 | 0 | 0 | 0 | 0 | 0 | 0 | 0 | 0 | 0 | 0 | 0 | 0 | 0 | 0 | 0 | 0 | 0 | 0 | 0 | 0 | 0 | 0 | 0 | 0 | 0 | 0 | 0 | 0 | 0 | 0 | 0 | 0 | 0 | 0 | 0 | 0 | 0 | 0 | 0 | 0 | 0 | 0 | 0 | 0 | 0 | 0 | 0 | 0 | 0 | 0 | 0 | 0 | 2017-01-13 03:00
t0293 | 0 | 136.438 | 323.7218 | 159.2436 | 35.0454 | 249.3543 | 35.0454 | 749.1764 | 59.6715 | 59.6715 | 1983.0964 | 58.5921 | 86.8918 | 382.0007 | 450.2516 | 66.8354 | 76.2469 | 364.8648 | 223.1447 | 416.7786 | 0 | 0 | 407.3037 | 37.7497 | 37.7497 | 37.7497 | 92.5456 | 173.8468 | 320.4749 | 122.6064 | 347.7365 | 86.8917 | 276.3491 | 254.5476 | 290.1622 | 271.7234 | 153.6748 | 736.9213 | 422.7054 | 105.4783 | 261.4181 | 288.1891 | 122.1851 | 258.6782 | 502.0639 | 122.1851 | 48.4099 | 314.9081 | 868.2406 | 188.65 | 188.4089 | 98.1473 | 204.5407 | 48.4099 | 185.3303 | 333.4518 | 109.4039 | 351.7685 | 35.1737 | 211.2065 | 35.1737 | 122.1851 | 173.8468 | 67.2827 | 502.0639 | 0 | 0 | 0 | 0 | 0 | 0 | 0 | 0 | 173.0204 | 0 | 0 | 0 | 0 | 268.8944 | 293.5448 | 28.4707 | 29.1749 | 210.8924 | 154.4545 | 11.4671 | 78.3187 | 88.9517 | 267.3309 | 159.9836 | 218.8778 | 84.8746 | 28.4707 | 246.5302 | 42.4816 | 251.3589 | 118.3122 | 158.8147 | 46.2611 | 87.6189 | 458.2366 | 19.4049 | 151.9268 | 141.9948 | 11.4671 | 11.4671 | 57.4785 | 124.6535 | 62.2632 | 122.6778 | 157.2185 | 69.4169 | 56.8372 | 516.447 | 94.6979 | 78.3187 | 76.3073 | 76.3073 | 31.4976 | 39.6064 | 516.447 | 330.7756 | 148.7942 | 0 | 0 | 0 | 77.4185 | 88.9517 | 74.949 | 334.15 | 87.6189 | 0 | 66.258 | 39.6064 | 11.4671 | 56.1706 | 22.603 | 0 | 0 | 0 | 86.4037 | 0 | 0 | 134.2428 | 0 | 27.6525 | 0 | 0 | 202.775 | 94.1598 | 22.603 | 28.7589 | 28.7589 | 58.5667 | 127.7119 | 167.8901 | 129.0727 | 292.4007 | 187.3675 | 107.7547 | 257.2417 | 220.0125 | 134.603 | 140.2919 | 340.0302 | 179.5786 | 157.3478 | 91.8295 | 85.2273 | 178.0047 | 179.2562 | 67.8428 | 85.2273 | 85.2273 | 126.9965 | 91.8295 | 91.8295 | 91.8295 | 146.7395 | 167.7052 | 141.4832 | 120.9784 | 120.9784 | 93.4669 | 145.5954 | 429.7825 | 168.8453 | 87.5814 | 508.6294 | 172.5006 | 87.5814 | 299.9696 | 828.1584 | 118.9836 | 471.6089 | 367.4711 | 172.5006 | 96.0712 | 58.1802 | 180.0194 | 53.2723 | 53.2723 | 53.2723 | 143.5983 | 159.5065 | 59.4667 | 140.8518 | 216.3965 | 218.6304 | 124.094 | 124.094 | 118.3855 | 403.9471 | 53.2723 | 365.6973 | 226.6731 | 379.23 | 144.3852 | 115.3043 | 271.2879 | 90.6112 | 198.0691 | 90.6112 | 227.2041 | 72.8955 | 111.4973 | 67.2827 | 67.2827 | 72.8955 | 359.359 | 295.4231 | 140.9337 | 184.3522 | 124.9605 | 72.8955 | 883.9413 | 188.4141 | 181.9096 | 423.3835 | 661.6783 | 90.8042 | 101.2246 | 138.2854 | 316.1815 | 101.2246 | 55.0975 | 124.0379 | 108.1467 | 91.489 | 99.6963 | 55.4804 | 55.4804 | 92.7198 | 49.5777 | 147.1108 | 236.3865 | 103.3696 | 198.0691 | 97.117 | 197.6086 | 182.9923 | 103.3696 | 97.117 | 72.2939 | 217.2253 | 181.9175 | 56.5801 | 26.2111 | 362.8045 | 72.4382 | 238.1461 | 72.0909 | 360.1584 | 887.8024 | 42.0141 | 250.3205 | 217.2253 | 318.8454 | 72.0909 | 27.6525 | 441.9482 | 241.3998 | 208.0265 | 234.5383 | 0 | 85.2273 | 149.2527 | 404.0362 | 0 | 90.8042 | 115.0803 | 178.0047 | 77.0648 | 101.9199 | 186.678 | 69.7007 | 0 | 0 | 0 | 0 | 0 | 0 | 0 | 0 | 94.1598 | 0 | 163.0752 | 246.4294 | 206.8003 | 142.9642 | 0 | 144.6415 | 37.844 | 39.2651 | 19.4049 | 574.5048 | 37.8904 | 97.7217 | 41.21 | 41.21 | 66.65 | 27.0251 | 37.844 | 37.8904 | 30.4855 | 30.4855 | 52.3808 | 0 | 0 | 0 | 0 | 27.0251 | 27.0251 | 27.0251 | 47.1175 | 30.4855 | 102.1944 | 0 | 0 | 19.9224 | 0 | 0 | 0 | 87.4033 | 47.5894 | 111.518 | 64.2984 | 50.0816 | 19.9224 | 125.8638 | 131.7021 | 32.1195 | 164.8546 | 123.8101 | 548.6244 | 110.9828 | 107.9762 | 128.3762 | 21.0342 | 25.8772 | 25.8772 | 21.0342 | 39.4057 | 72.1106 | 164.3402 | 1516.3129 | 106.0324 | 72.1106 | 69.5598 | 127.774 | 86.6454 | 73.6859 | 70.651 | 69.5598 | 131.494 | 61.8095 | 47.5894 | 47.5894 | 135.8739 | 87.3692 | 0 | 0 | 0 | 25.8772 | 25.8772 | 25.4876 | 0 | 0 | 0 | 0 | 0 | 0 | 21.0342 | 47.5894 | 130.0307 | 25.8772 | 32.0951 | 56.9665 | 0 | 0 | 0 | 0 | 0 | 0 | 0 | 0 | 0 | 0 | 0 | 0 | 0 | 0 | 0 | 0 | 0 | 0 | 0 | 0 | 0 | 0 | 0 | 0 | 0 | 0 | 0 | 0 | 0 | 0 | 0 | 0 | 0 | 0 | 0 | 0 | 0 | 0 | 0 | 0 | 0 | 0 | 0 | 0 | 0 | 0 | 0 | 0 | 0 | 0 | 0 | 0 | 0 | 0 | 0 | 0 | 0 | 0 | 0 | 0 | 0 | 0 | 0 | 0 | 0 | 0 | 0 | 0 | 0 | 0 | 0 | 0 | 0 | 0 | 0 | 0 | 0 | 0 | 0 | 0 | 0 | 0 | 0 | 0 | 0 | 0 | 0 | 0 | 0 | 0 | 0 | 0 | 0 | 0 | 0 | 0 | 0 | 0 | 0 | 0 | 0 | 0 | 0 | 0 | 0 | 0 | 0 | 0 | 0 | 2017-01-13 04:00
t0294 | 0 | 154.4027 | 366.4104 | 180.1224 | 39.6459 | 282.2007 | 39.6459 | 847.2825 | 67.6147 | 67.6147 | 2249.447 | 66.3349 | 98.2561 | 432.2998 | 509.2632 | 75.5703 | 86.25 | 412.7837 | 252.4413 | 471.3678 | 0 | 0 | 461.0952 | 42.6922 | 42.6922 | 42.6922 | 104.6862 | 196.6722 | 362.4858 | 139.1113 | 393.7298 | 98.3291 | 312.5649 | 287.8918 | 328.1935 | 307.4173 | 173.7851 | 833.584 | 478.4339 | 119.3074 | 295.6785 | 326.1396 | 138.2285 | 292.6403 | 568.7474 | 138.2285 | 54.7285 | 356.217 | 982.2176 | 213.3696 | 213.2625 | 111.0092 | 231.3538 | 54.7285 | 209.6048 | 377.1276 | 123.7235 | 398.1924 | 39.7816 | 238.8784 | 39.7816 | 138.2285 | 196.6722 | 76.1172 | 568.7474 | 0 | 0 | 0 | 0 | 0 | 0 | 0 | 0 | 195.7026 | 0 | 0 | 0 | 0 | 304.2241 | 332.0238 | 32.1873 | 32.9678 | 238.6857 | 174.6215 | 12.9648 | 88.5485 | 100.5282 | 302.5283 | 180.9896 | 247.5786 | 95.9981 | 32.1873 | 279.2462 | 48.0203 | 284.4074 | 133.7581 | 179.5534 | 52.2945 | 99.0651 | 518.6472 | 21.9309 | 171.7924 | 160.5622 | 12.9648 | 12.9648 | 65.0188 | 140.9874 | 70.3978 | 138.7086 | 177.8399 | 78.6763 | 64.5798 | 585.4663 | 107.0566 | 88.5485 | 86.2678 | 86.2678 | 35.6102 | 44.8096 | 585.4663 | 374.5817 | 168.2021 | 0 | 0 | 0 | 87.5152 | 100.5282 | 84.7398 | 377.9752 | 99.0651 | 0 | 74.9083 | 44.8096 | 12.9648 | 63.5841 | 25.5706 | 0 | 0 | 0 | 97.7295 | 0 | 0 | 151.8566 | 0 | 31.2575 | 0 | 0 | 229.3473 | 106.4822 | 25.5706 | 32.5214 | 32.5214 | 66.186 | 144.4553 | 189.9874 | 145.9577 | 331.041 | 211.9427 | 121.9029 | 290.966 | 249.2716 | 152.2917 | 158.6823 | 385.9598 | 203.1648 | 178.0194 | 103.9367 | 96.4323 | 201.4964 | 202.7448 | 76.7468 | 96.4323 | 96.4323 | 143.797 | 103.9367 | 103.9367 | 103.9367 | 166.0243 | 189.7814 | 160.11 | 136.8482 | 136.8482 | 105.7481 | 164.9717 | 486.303 | 191.0511 | 99.1336 | 578.0317 | 195.2601 | 99.1336 | 340.7556 | 939.4735 | 134.6003 | 534.3211 | 415.8962 | 195.2601 | 108.7602 | 65.8148 | 203.598 | 60.2485 | 60.2485 | 60.2485 | 162.4102 | 180.6842 | 67.2662 | 159.266 | 244.7866 | 247.2938 | 140.3807 | 140.3807 | 133.974 | 456.7836 | 60.2485 | 413.975 | 256.4114 | 428.9857 | 163.3132 | 130.3879 | 307.7236 | 102.5068 | 224.0888 | 102.5068 | 257.2141 | 82.5164 | 126.1983 | 76.1172 | 76.1172 | 82.5164 | 406.6208 | 334.2093 | 159.5447 | 208.727 | 141.3854 | 82.5164 | 1000.1962 | 213.1267 | 206.1555 | 479.7267 | 751.2505 | 102.7163 | 114.5014 | 156.4899 | 357.8645 | 114.5014 | 62.2973 | 140.3575 | 122.3341 | 103.4876 | 112.7845 | 62.7757 | 62.7757 | 104.9201 | 56.095 | 166.7316 | 267.5619 | 116.9265 | 224.0888 | 109.906 | 223.8306 | 206.9815 | 116.9265 | 109.906 | 81.7513 | 246.2078 | 205.834 | 63.9728 | 29.6282 | 410.3431 | 81.9287 | 269.5184 | 81.5432 | 407.2368 | 1005.3974 | 47.4983 | 282.9569 | 246.2078 | 361.1576 | 81.5432 | 31.2575 | 499.9319 | 273.1721 | 235.4252 | 265.3098 | 0 | 96.4323 | 168.7617 | 458.8645 | 0 | 102.7163 | 130.2181 | 201.4964 | 87.2959 | 115.2049 | 211.12 | 78.8539 | 0 | 0 | 0 | 0 | 0 | 0 | 0 | 0 | 106.4822 | 0 | 184.4581 | 278.6922 | 234.2935 | 161.9244 | 0 | 163.6498 | 42.8192 | 44.4063 | 21.9309 | 651.1286 | 42.8532 | 110.7286 | 46.6099 | 46.6099 | 75.4267 | 30.5783 | 42.8192 | 42.8532 | 34.4615 | 34.4615 | 59.2296 | 0 | 0 | 0 | 0 | 30.5783 | 30.5783 | 30.5783 | 53.2922 | 34.4615 | 115.5866 | 0 | 0 | 22.5762 | 0 | 0 | 0 | 98.8723 | 53.8348 | 126.2203 | 72.773 | 56.6496 | 22.5762 | 142.3534 | 149.2843 | 36.3138 | 186.5282 | 140.1216 | 621.3078 | 125.542 | 122.144 | 145.2442 | 23.7965 | 29.2698 | 29.2698 | 23.7965 | 44.5904 | 81.6038 | 185.8924 | 1720.3021 | 120.0709 | 81.6038 | 78.7238 | 144.9843 | 98.056 | 83.3166 | 79.9573 | 78.7238 | 148.8704 | 70.003 | 53.8348 | 53.8348 | 153.6913 | 98.9741 | 0 | 0 | 0 | 29.2698 | 29.2698 | 28.834 | 0 | 0 | 0 | 0 | 0 | 0 | 23.7965 | 53.8348 | 147.2133 | 29.2698 | 36.3065 | 64.4193 | 0 | 0 | 0 | 0 | 0 | 0 | 0 | 0 | 0 | 0 | 0 | 0 | 0 | 0 | 0 | 0 | 0 | 0 | 0 | 0 | 0 | 0 | 0 | 0 | 0 | 0 | 0 | 0 | 0 | 0 | 0 | 0 | 0 | 0 | 0 | 0 | 0 | 0 | 0 | 0 | 0 | 0 | 0 | 0 | 0 | 0 | 0 | 0 | 0 | 0 | 0 | 0 | 0 | 0 | 0 | 0 | 0 | 0 | 0 | 0 | 0 | 0 | 0 | 0 | 0 | 0 | 0 | 0 | 0 | 0 | 0 | 0 | 0 | 0 | 0 | 0 | 0 | 0 | 0 | 0 | 0 | 0 | 0 | 0 | 0 | 0 | 0 | 0 | 0 | 0 | 0 | 0 | 0 | 0 | 0 | 0 | 0 | 0 | 0 | 0 | 0 | 0 | 0 | 0 | 0 | 0 | 0 | 0 | 0 | 2017-01-13 05:00
t0295 | 0 | 166.7426 | 410.1374 | 195.1258 | 45.216 | 318.2775 | 45.216 | 876.9983 | 75.1842 | 75.1842 | 2444.8163 | 76.6488 | 107.3195 | 461.9369 | 549.2379 | 81.5292 | 95.4765 | 453.1389 | 279.2433 | 501.7252 | 0 | 0 | 513.2586 | 46.9679 | 46.9679 | 46.9679 | 113.1371 | 213.6125 | 386.0932 | 154.3241 | 431.1402 | 109.3476 | 335.12 | 307.7282 | 358.9848 | 339.8783 | 188.4284 | 870.2745 | 508.1145 | 129.591 | 313.692 | 355.7512 | 148.9962 | 315.7355 | 603.2371 | 148.9962 | 59.545 | 386.7956 | 1060.1136 | 228.4231 | 233.7191 | 122.7016 | 248.9498 | 59.545 | 227.9067 | 402.6934 | 133.956 | 437.7302 | 44.4038 | 254.8338 | 44.4038 | 148.9962 | 213.6125 | 83.0784 | 603.2371 | 0 | 0 | 0 | 0 | 0 | 0 | 0 | 0 | 213.463 | 0 | 0 | 0 | 0 | 331.4697 | 364.8618 | 35.2992 | 37.9746 | 272.026 | 193.8297 | 14.6499 | 99.7852 | 113.0337 | 333.9413 | 197.7819 | 270.3919 | 110.4951 | 35.2992 | 317.0901 | 54.1784 | 316.4452 | 150.7351 | 198.5877 | 58.5696 | 110.6533 | 581.095 | 25.6311 | 190.4352 | 181.4629 | 14.6499 | 14.6499 | 74.251 | 153.789 | 78.7596 | 155.5014 | 194.9746 | 91.8898 | 78.7742 | 681.4853 | 124.9759 | 99.7852 | 95.8751 | 95.8751 | 40.0139 | 52.5494 | 681.4853 | 425.8453 | 185.3056 | 0 | 0 | 0 | 97.0013 | 113.0337 | 93.8459 | 423.9776 | 110.6533 | 0 | 82.998 | 52.5494 | 14.6499 | 72.7596 | 29.4225 | 0 | 0 | 0 | 107.9543 | 0 | 0 | 168.8275 | 0 | 35.9532 | 0 | 0 | 252.6145 | 114.333 | 29.4225 | 36.1706 | 36.1706 | 76.5771 | 163.3304 | 216.0404 | 163.6022 | 364.1197 | 231.6257 | 135.3526 | 321.2088 | 278.3284 | 172.9813 | 176.3673 | 433.5174 | 223.6122 | 204.6205 | 113.3248 | 105.7475 | 223.8866 | 231.1283 | 86.6514 | 105.7475 | 105.7475 | 164.2319 | 113.3248 | 113.3248 | 113.3248 | 188.5679 | 208.0557 | 183.6163 | 154.2689 | 154.2689 | 119.3749 | 188.9452 | 535.5153 | 205.0611 | 114.2727 | 646.3769 | 215.1192 | 114.2727 | 399.0985 | 1042.8583 | 155.512 | 604.3338 | 463.2479 | 215.1192 | 122.2285 | 73.8304 | 234.8355 | 66.4575 | 66.4575 | 66.4575 | 185.2445 | 209.5464 | 78.6646 | 170.1557 | 270.3831 | 268.9152 | 151.7356 | 151.7356 | 148.9334 | 489.9028 | 66.4575 | 468.1922 | 280.1967 | 469.5962 | 178.1481 | 143.8581 | 353.4345 | 113.8852 | 239.4816 | 113.8852 | 285.0164 | 93.1607 | 137.6985 | 83.0784 | 83.0784 | 93.1607 | 432.3775 | 359.1747 | 177.4153 | 235.0706 | 152.4223 | 93.1607 | 1057.6 | 233.7422 | 231.3091 | 535.6136 | 837.3273 | 112.6333 | 124.9308 | 179.3853 | 398.3067 | 124.9308 | 69.5033 | 156.4801 | 132.8533 | 114.4753 | 127.72 | 69.0621 | 69.0621 | 114.7267 | 63.0445 | 184.5822 | 293.4208 | 130.2618 | 239.4816 | 121.9673 | 251.4309 | 226.647 | 130.2618 | 121.9673 | 93.2306 | 278.6944 | 224.5212 | 68.8838 | 33.7349 | 453.803 | 92.0213 | 304.8562 | 91.9553 | 450.1077 | 1093.6621 | 52.8501 | 320.8106 | 278.6944 | 407.1732 | 91.9553 | 35.9532 | 515.0647 | 308.6353 | 254.6157 | 282.3063 | 0 | 105.7475 | 186.4403 | 502.7916 | 0 | 112.6333 | 144.6653 | 223.8866 | 96.9365 | 134.0294 | 232.2465 | 89.6736 | 0 | 0 | 0 | 0 | 0 | 0 | 0 | 0 | 114.333 | 0 | 200.8857 | 293.1999 | 263.6592 | 180.0876 | 0 | 186.3554 | 51.5385 | 50.2187 | 25.6311 | 759.8745 | 47.4713 | 127.4659 | 54.4095 | 54.4095 | 91.8653 | 35.4862 | 51.5385 | 47.4713 | 39.5685 | 39.5685 | 67.655 | 0 | 0 | 0 | 0 | 35.4862 | 35.4862 | 35.4862 | 60.671 | 39.5685 | 130.998 | 0 | 0 | 25.7469 | 0 | 0 | 0 | 113.0325 | 58.1651 | 143.3534 | 77.4231 | 63.9702 | 25.7469 | 155.2188 | 172.6786 | 40.9992 | 202.2624 | 156.1276 | 683.6758 | 138.9674 | 135.0372 | 161.9935 | 26.3566 | 32.3446 | 32.3446 | 26.3566 | 51.6039 | 91.9547 | 209.0777 | 1926.4928 | 140.9168 | 91.9547 | 88.1258 | 166.7823 | 113.6551 | 97.1911 | 93.4396 | 88.1258 | 172.5597 | 78.8443 | 58.1651 | 58.1651 | 174.5783 | 113.7449 | 0 | 0 | 0 | 32.3446 | 32.3446 | 33.1044 | 0 | 0 | 0 | 0 | 0 | 0 | 26.3566 | 58.1651 | 167.7817 | 32.3446 | 40.4104 | 74.6267 | 0 | 0 | 0 | 0 | 0 | 0 | 0 | 0 | 0 | 0 | 0 | 0 | 0 | 0 | 0 | 0 | 0 | 0 | 0 | 0 | 0 | 0 | 0 | 0 | 0 | 0 | 0 | 0 | 0 | 0 | 0 | 0 | 0 | 0 | 0 | 0 | 0 | 0 | 0 | 0 | 0 | 0 | 0 | 0 | 0 | 0 | 0 | 0 | 0 | 0 | 0 | 0 | 0 | 0 | 0 | 0 | 0 | 0 | 0 | 0 | 0 | 0 | 0 | 0 | 0 | 0 | 0 | 0 | 0 | 0 | 0 | 0 | 0 | 0 | 0 | 0 | 0 | 0 | 0 | 0 | 0 | 0 | 0 | 0 | 0 | 0 | 0 | 0 | 0 | 0 | 0 | 0 | 0 | 0 | 0 | 0 | 0 | 0 | 0 | 0 | 0 | 0 | 0 | 0 | 0 | 0 | 0 | 0 | 0 | 2017-01-13 06:00
t0296 | 0 | 165.2829 | 437.3682 | 193.3044 | 49.565 | 343.6351 | 49.565 | 782.5553 | 80.3303 | 80.3303 | 2536.4488 | 86.7607 | 107.696 | 447.7686 | 538.7233 | 79.6413 | 98.8988 | 462.4904 | 289.1771 | 477.7874 | 0 | 0 | 542.8898 | 47.91 | 47.91 | 47.91 | 111.6293 | 213.2656 | 368.7719 | 167.0062 | 442.8364 | 114.8609 | 324.541 | 295.8313 | 362.5752 | 351.9096 | 186.4226 | 795.1812 | 487.0949 | 129.0904 | 296.8718 | 360.0348 | 146.4265 | 310.8572 | 584.2186 | 146.4265 | 59.0816 | 385.3768 | 1044.2855 | 220.4461 | 239.4296 | 126.5093 | 243.0934 | 59.0816 | 227.1399 | 386.1784 | 132.1743 | 451.4769 | 46.6338 | 244.0047 | 46.6338 | 146.4265 | 213.2656 | 83.785 | 584.2186 | 0 | 0 | 0 | 0 | 0 | 0 | 0 | 0 | 214.4407 | 0 | 0 | 0 | 0 | 333.458 | 372.0317 | 35.6094 | 41.7927 | 299.4932 | 200.3583 | 15.6737 | 106.2308 | 119.1827 | 345.9302 | 199.9467 | 272.4436 | 122.8226 | 35.6094 | 350.3217 | 57.6504 | 332.161 | 160.3577 | 203.8636 | 61.4943 | 115.8687 | 620.5249 | 28.9811 | 196.7769 | 194.5463 | 15.6737 | 15.6737 | 81.5052 | 154.39 | 82.7391 | 164.0414 | 198.0746 | 107.2306 | 100.7341 | 792.9096 | 141.5193 | 106.2308 | 99.2981 | 99.2981 | 42.3449 | 60.4974 | 792.9096 | 470.0667 | 188.4083 | 0 | 0 | 0 | 99.8011 | 119.1827 | 96.6457 | 450.2267 | 115.8687 | 0 | 85.474 | 60.4974 | 15.6737 | 80.8475 | 32.7683 | 0 | 0 | 0 | 111.2084 | 0 | 0 | 176.379 | 0 | 39.6212 | 0 | 0 | 258.6404 | 110.8043 | 32.7683 | 37.6491 | 37.6491 | 85.0195 | 175.9213 | 236.4604 | 172.8218 | 376.768 | 233.7938 | 141.2086 | 330.5674 | 299.2353 | 188.5278 | 183.8935 | 482.1063 | 229.4414 | 227.6673 | 114.8143 | 107.8844 | 235.743 | 252.4995 | 93.236 | 107.8844 | 107.8844 | 182.4808 | 114.8143 | 114.8143 | 114.8143 | 205.5118 | 212.5664 | 204.0925 | 165.3933 | 165.3933 | 128.6238 | 212.7486 | 551.136 | 200.2668 | 128.49 | 723.9824 | 222.7381 | 128.49 | 479.7453 | 1127.2404 | 174.3533 | 664.9438 | 488.9623 | 222.7381 | 131.6303 | 78.4739 | 261.7648 | 68.167 | 68.167 | 68.167 | 202.4982 | 240.2051 | 89.9437 | 162.8358 | 278.8911 | 268.492 | 149.8743 | 149.8743 | 156.4224 | 473.2041 | 68.167 | 509.6883 | 282.8835 | 475.8135 | 178.9877 | 147.3772 | 404.9915 | 118.9249 | 231.2648 | 118.9249 | 298.9379 | 101.06 | 139.726 | 83.785 | 83.785 | 101.06 | 413.8269 | 350.6992 | 187.2738 | 254.5285 | 150.1038 | 101.06 | 999.7588 | 237.6163 | 251.7415 | 576.3692 | 921.5698 | 114.4962 | 125.6833 | 199.2159 | 420.0717 | 125.6833 | 72.6472 | 165.0495 | 132.4181 | 118.3484 | 138.2331 | 70.9292 | 70.9292 | 116.5344 | 67.4219 | 196.1815 | 300.8736 | 136.5337 | 231.2648 | 127.6947 | 272.4192 | 229.4885 | 136.5337 | 127.6947 | 101.6784 | 308.5818 | 226.6135 | 66.9818 | 36.5052 | 468.2813 | 97.8049 | 330.9244 | 98.5796 | 462.1897 | 1111.2137 | 54.8617 | 344.488 | 308.5818 | 444.1226 | 98.5796 | 39.6212 | 456.0963 | 333.8872 | 253.2855 | 269.4497 | 0 | 107.8844 | 191.2561 | 538.5145 | 0 | 114.4962 | 151.5161 | 235.743 | 102.887 | 150.638 | 236.8723 | 97.8434 | 0 | 0 | 0 | 0 | 0 | 0 | 0 | 0 | 110.8043 | 0 | 201.2325 | 271.7509 | 287.3979 | 191.3979 | 0 | 204.0397 | 61.9079 | 54.0099 | 28.9811 | 885.441 | 49.1152 | 144.7985 | 61.9428 | 61.9428 | 112.5732 | 40.1846 | 61.9079 | 49.1152 | 43.4944 | 43.4944 | 73.9442 | 0 | 0 | 0 | 0 | 40.1846 | 40.1846 | 40.1846 | 66.1305 | 43.4944 | 141.6181 | 0 | 0 | 28.8167 | 0 | 0 | 0 | 124.3613 | 57.3943 | 156.9392 | 74.4695 | 68.7735 | 28.8167 | 155.6571 | 198.5611 | 43.785 | 201.6945 | 164.8362 | 710.8349 | 143.9257 | 139.5602 | 170.6489 | 27.3733 | 33.3545 | 33.3545 | 27.3733 | 58.2183 | 99.0328 | 223.1136 | 2118.4491 | 164.1079 | 99.0328 | 93.8554 | 192.3718 | 128.723 | 110.1385 | 107.3257 | 93.8554 | 196.3669 | 85.7095 | 57.3943 | 57.3943 | 189.6904 | 128.4774 | 0 | 0 | 0 | 33.3545 | 33.3545 | 36.7264 | 0 | 0 | 0 | 0 | 0 | 0 | 27.3733 | 57.3943 | 185.4423 | 33.3545 | 42.3163 | 83.6807 | 0 | 0 | 0 | 0 | 0 | 0 | 0 | 0 | 0 | 0 | 0 | 0 | 0 | 0 | 0 | 0 | 0 | 0 | 0 | 0 | 0 | 0 | 0 | 0 | 0 | 0 | 0 | 0 | 0 | 0 | 0 | 0 | 0 | 0 | 0 | 0 | 0 | 0 | 0 | 0 | 0 | 0 | 0 | 0 | 0 | 0 | 0 | 0 | 0 | 0 | 0 | 0 | 0 | 0 | 0 | 0 | 0 | 0 | 0 | 0 | 0 | 0 | 0 | 0 | 0 | 0 | 0 | 0 | 0 | 0 | 0 | 0 | 0 | 0 | 0 | 0 | 0 | 0 | 0 | 0 | 0 | 0 | 0 | 0 | 0 | 0 | 0 | 0 | 0 | 0 | 0 | 0 | 0 | 0 | 0 | 0 | 0 | 0 | 0 | 0 | 0 | 0 | 0 | 0 | 0 | 0 | 0 | 0 | 0 | 2017-01-13 07:00
t0297 | 0 | 156.9378 | 447.4521 | 180.4214 | 51.2046 | 354.1363 | 51.2046 | 640.3987 | 84.8519 | 84.8519 | 2696.285 | 93.8188 | 100.9308 | 415.3587 | 496.7107 | 72.2605 | 96.8131 | 447.928 | 283.7395 | 424.8777 | 0 | 0 | 554.1782 | 45.8598 | 45.8598 | 45.8598 | 103.9673 | 201.7765 | 330.2809 | 184.4999 | 442.5631 | 115.2334 | 294.9136 | 266.1051 | 344.9007 | 345.895 | 172.4502 | 676.9317 | 448.8009 | 121.1815 | 262.7482 | 349.216 | 136.2881 | 289.7816 | 560.9666 | 136.2881 | 54.27 | 362.5735 | 973.5199 | 199.4313 | 236.446 | 122.7943 | 223.2125 | 54.27 | 212.5227 | 346.2458 | 122.0019 | 449.408 | 46.0321 | 218.6499 | 46.0321 | 136.2881 | 201.7765 | 80.1153 | 560.9666 | 0 | 0 | 0 | 0 | 0 | 0 | 0 | 0 | 203.0109 | 0 | 0 | 0 | 0 | 318.8141 | 357.491 | 33.3244 | 42.0731 | 314.2644 | 192.4714 | 15.5894 | 105.187 | 115.496 | 342.906 | 191.6366 | 258.9529 | 127.7928 | 33.3244 | 376.3372 | 56.7169 | 331.7506 | 158.4101 | 194.5388 | 59.7725 | 112.9582 | 635.0361 | 30.0096 | 189.9261 | 194.6122 | 15.5894 | 15.5894 | 84.1305 | 145.8029 | 80.9444 | 161.2401 | 190.0484 | 121.5775 | 126.4725 | 901.6786 | 147.7891 | 105.187 | 95.481 | 95.481 | 41.6356 | 65.2242 | 901.6786 | 501.571 | 177.2499 | 0 | 0 | 0 | 95.0155 | 115.496 | 92.651 | 450.7863 | 112.9582 | 0 | 81.7629 | 65.2242 | 15.5894 | 85.8468 | 34.3303 | 0 | 0 | 0 | 107.9461 | 0 | 0 | 174.1553 | 0 | 40.2712 | 0 | 0 | 249.2791 | 100.1833 | 34.3303 | 36.6726 | 36.6726 | 86.4588 | 178.2169 | 245.9255 | 170.721 | 377.9056 | 222.8298 | 139.5735 | 320.7346 | 316.6921 | 194.4344 | 180.6534 | 548.0625 | 223.431 | 238.756 | 111.9775 | 104.8469 | 239.1146 | 258.6335 | 94.6926 | 104.8469 | 104.8469 | 195.0993 | 111.9775 | 111.9775 | 111.9775 | 211.9906 | 207.8082 | 215.1918 | 167.1622 | 167.1622 | 131.2747 | 233.7618 | 540.7316 | 186.3587 | 137.4974 | 851.0251 | 222.3132 | 137.4974 | 581.1615 | 1238.4751 | 183.5107 | 716.3893 | 494.6047 | 222.3132 | 136.5092 | 78.7739 | 272.5105 | 65.6608 | 65.6608 | 65.6608 | 207.3853 | 265.6475 | 96.0091 | 144.468 | 271.9004 | 252.62 | 139.9991 | 139.9991 | 157.1021 | 425.3206 | 65.6608 | 532.6036 | 269.9452 | 455.8135 | 169.4603 | 141.239 | 462.0053 | 117.5964 | 211.6024 | 117.5964 | 303.0121 | 105.2086 | 136.5031 | 80.1153 | 80.1153 | 105.2086 | 376.7108 | 324.0034 | 190.7647 | 266.0441 | 140.5956 | 105.2086 | 897.5136 | 228.1245 | 270.863 | 611.7412 | 1047.3336 | 109.9938 | 119.3852 | 209.8562 | 425.1789 | 119.3852 | 70.7642 | 165.964 | 124.6681 | 115.4955 | 141.2508 | 69.4227 | 69.4227 | 113.1146 | 68.4507 | 207.6492 | 297.1457 | 135.025 | 211.6024 | 127.9152 | 288.1182 | 219.0183 | 135.025 | 127.9152 | 103.4647 | 337.3755 | 217.8823 | 60.3936 | 36.4874 | 454.7164 | 97.6656 | 342.7013 | 99.4748 | 442.7726 | 1105.2353 | 52.8723 | 341.8798 | 337.3755 | 472.3175 | 99.4748 | 40.2712 | 373.0566 | 343.7863 | 241.6448 | 242.008 | 0 | 104.8469 | 183.0123 | 605.7044 | 0 | 109.9938 | 151.2638 | 239.1146 | 107.1624 | 155.7511 | 226.7106 | 100.7883 | 0 | 0 | 0 | 0 | 0 | 0 | 0 | 0 | 100.1833 | 0 | 190.0912 | 233.4001 | 307.1865 | 198.8965 | 0 | 211.2827 | 69.0453 | 54.4217 | 30.0096 | 1002.6022 | 47.7471 | 160.1844 | 65.7143 | 65.7143 | 127.8417 | 42.8526 | 69.0453 | 47.7471 | 44.1625 | 44.1625 | 75.2695 | 0 | 0 | 0 | 0 | 42.8526 | 42.8526 | 42.8526 | 67.6232 | 44.1625 | 143.7497 | 0 | 0 | 31.6094 | 0 | 0 | 0 | 128.7297 | 53.5396 | 164.0902 | 68.7868 | 69.6266 | 31.6094 | 146.7356 | 223.3721 | 43.4486 | 191.5692 | 166.638 | 722.3524 | 140.8367 | 136.3863 | 170.6333 | 26.9584 | 32.4308 | 32.4308 | 26.9584 | 62.0235 | 101.6461 | 224.3449 | 2361.9669 | 182.2036 | 101.6461 | 95.611 | 222.0958 | 137.9185 | 115.5695 | 116.3364 | 95.611 | 213.2058 | 90.6039 | 53.5396 | 53.5396 | 193.8149 | 140.7222 | 0 | 0 | 0 | 32.4308 | 32.4308 | 38.3503 | 0 | 0 | 0 | 0 | 0 | 0 | 26.9584 | 53.5396 | 196.7771 | 32.4308 | 41.8859 | 87.2681 | 0 | 0 | 0 | 0 | 0 | 0 | 0 | 0 | 0 | 0 | 0 | 0 | 0 | 0 | 0 | 0 | 0 | 0 | 0 | 0 | 0 | 0 | 0 | 0 | 0 | 0 | 0 | 0 | 0 | 0 | 0 | 0 | 0 | 0 | 0 | 0 | 0 | 0 | 0 | 0 | 0 | 0 | 0 | 0 | 0 | 0 | 0 | 0 | 0 | 0 | 0 | 0 | 0 | 0 | 0 | 0 | 0 | 0 | 0 | 0 | 0 | 0 | 0 | 0 | 0 | 0 | 0 | 0 | 0 | 0 | 0 | 0 | 0 | 0 | 0 | 0 | 0 | 0 | 0 | 0 | 0 | 0 | 0 | 0 | 0 | 0 | 0 | 0 | 0 | 0 | 0 | 0 | 0 | 0 | 0 | 0 | 0 | 0 | 0 | 0 | 0 | 0 | 0 | 0 | 0 | 0 | 0 | 0 | 0 | 2017-01-13 08:00
t0298 | 0 | 152.7985 | 455.523 | 172.3243 | 52.0334 | 361.2893 | 52.0334 | 554.4219 | 89.0946 | 89.0946 | 2882.7126 | 98.4979 | 96.1821 | 398.7057 | 470.3053 | 67.2783 | 95.3357 | 439.1467 | 280.1557 | 391.9541 | 0 | 0 | 564.9163 | 44.3886 | 44.3886 | 44.3886 | 99.2768 | 194.9253 | 306.7971 | 200.9398 | 447.3196 | 115.7344 | 276.4869 | 247.518 | 333.1954 | 342.2005 | 163.1207 | 607.2237 | 430.184 | 116.1633 | 241.9116 | 344.3822 | 130.3292 | 277.3261 | 559.6793 | 130.3292 | 50.8231 | 348.4118 | 931.4428 | 186.3547 | 236.3085 | 120.0707 | 210.8578 | 50.8231 | 202.8944 | 321.2638 | 115.2797 | 451.4752 | 45.4413 | 202.9252 | 45.4413 | 130.3292 | 194.9253 | 77.9096 | 559.6793 | 0 | 0 | 0 | 0 | 0 | 0 | 0 | 0 | 195.6084 | 0 | 0 | 0 | 0 | 310.3945 | 347.6012 | 31.6132 | 41.5302 | 323.8532 | 185.7922 | 15.3828 | 103.5254 | 111.4894 | 342.258 | 186.6154 | 250.2484 | 130.0564 | 31.6132 | 396.2828 | 55.4385 | 331.7329 | 155.5593 | 187.0275 | 58.0168 | 110.1473 | 646.3177 | 30.1768 | 184.3494 | 193.0454 | 15.3828 | 15.3828 | 85.3685 | 140.1436 | 79.1141 | 158.0984 | 184.8293 | 131.9442 | 145.5498 | 982.1543 | 149.8383 | 103.5254 | 92.1769 | 92.1769 | 40.7779 | 67.8453 | 982.1543 | 524.9044 | 168.4744 | 0 | 0 | 0 | 90.999 | 111.4894 | 89.3969 | 449.546 | 110.1473 | 0 | 78.6961 | 67.8453 | 15.3828 | 89.1816 | 35.1567 | 0 | 0 | 0 | 105.6006 | 0 | 0 | 172.4043 | 0 | 40.1404 | 0 | 0 | 242.6912 | 93.3157 | 35.1567 | 35.8313 | 35.8313 | 85.9479 | 178.8022 | 251.7805 | 168.205 | 382.097 | 215.8124 | 138.4176 | 313.7713 | 332.304 | 197.7199 | 178.0188 | 606.0981 | 219.7847 | 244.8456 | 111.0265 | 103.2012 | 242.6451 | 260.8834 | 95.3002 | 103.2012 | 103.2012 | 204.0444 | 111.0265 | 111.0265 | 111.0265 | 215.6163 | 205.7206 | 221.9688 | 167.6457 | 167.6457 | 132.713 | 249.6464 | 535.464 | 178.7853 | 143.2623 | 965.6117 | 223.559 | 143.2623 | 661.1889 | 1342.7749 | 188.302 | 757.6343 | 499.9508 | 223.559 | 140.3083 | 78.7393 | 277.1786 | 63.8244 | 63.8244 | 63.8244 | 209.1 | 283.5678 | 99.1467 | 132.4846 | 267.1123 | 242.4955 | 134.0591 | 134.0591 | 157.9768 | 394.1038 | 63.8244 | 549.1111 | 261.7711 | 443.1096 | 163.2837 | 136.5912 | 507.2531 | 116.6221 | 200.3379 | 116.6221 | 307.8157 | 108.2223 | 135.4847 | 77.9096 | 77.9096 | 108.2223 | 356.3717 | 308.2979 | 194.2175 | 274.9774 | 135.2721 | 108.2223 | 841.3592 | 221.9329 | 287.3206 | 643.4296 | 1162.1278 | 107.0878 | 115.3848 | 216.3418 | 430.2056 | 115.3848 | 69.0012 | 166.7724 | 119.8673 | 113.4566 | 142.6972 | 68.6367 | 68.6367 | 111.4326 | 69.0503 | 218.9311 | 296.8611 | 133.6882 | 200.3379 | 128.462 | 301.178 | 212.0937 | 133.6882 | 128.462 | 103.7224 | 360.8784 | 213.0953 | 55.952 | 36.0084 | 444.6464 | 97.0801 | 350.5547 | 99.5971 | 427.5123 | 1117.2817 | 51.1153 | 335.9684 | 360.8784 | 495.0411 | 99.5971 | 40.1404 | 324.6524 | 350.1161 | 236.0784 | 225.6701 | 0 | 103.2012 | 176.5652 | 672.6544 | 0 | 107.0878 | 151.3409 | 242.6451 | 111.3 | 156.7629 | 219.4262 | 102.3165 | 0 | 0 | 0 | 0 | 0 | 0 | 0 | 0 | 93.3157 | 0 | 182.981 | 209.7186 | 323.6109 | 205.9945 | 0 | 215.3238 | 73.0821 | 54.3268 | 30.1768 | 1087.3563 | 46.6881 | 171.5961 | 67.5588 | 67.5588 | 136.7117 | 44.3752 | 73.0821 | 46.6881 | 44.0195 | 44.0195 | 75.4141 | 0 | 0 | 0 | 0 | 44.3752 | 44.3752 | 44.3752 | 68.1587 | 44.0195 | 144.2866 | 0 | 0 | 33.779 | 0 | 0 | 0 | 130.8768 | 51.2156 | 168.8816 | 65.9968 | 69.8661 | 33.779 | 140.8314 | 241.9315 | 42.8006 | 185.9913 | 168.3145 | 738.5978 | 138.6404 | 134.2054 | 170.5492 | 26.6879 | 31.7689 | 31.7689 | 26.6879 | 64.2592 | 103.381 | 224.2431 | 2578.342 | 194.1143 | 103.381 | 96.9652 | 245.8568 | 143.4757 | 117.7139 | 121.753 | 96.9652 | 224.266 | 94.5381 | 51.2156 | 51.2156 | 195.4499 | 149.6695 | 0 | 0 | 0 | 31.7689 | 31.7689 | 39.2042 | 0 | 0 | 0 | 0 | 0 | 0 | 26.6879 | 51.2156 | 204.718 | 31.7689 | 41.5295 | 88.7059 | 0 | 0 | 0 | 0 | 0 | 0 | 0 | 0 | 0 | 0 | 0 | 0 | 0 | 0 | 0 | 0 | 0 | 0 | 0 | 0 | 0 | 0 | 0 | 0 | 0 | 0 | 0 | 0 | 0 | 0 | 0 | 0 | 0 | 0 | 0 | 0 | 0 | 0 | 0 | 0 | 0 | 0 | 0 | 0 | 0 | 0 | 0 | 0 | 0 | 0 | 0 | 0 | 0 | 0 | 0 | 0 | 0 | 0 | 0 | 0 | 0 | 0 | 0 | 0 | 0 | 0 | 0 | 0 | 0 | 0 | 0 | 0 | 0 | 0 | 0 | 0 | 0 | 0 | 0 | 0 | 0 | 0 | 0 | 0 | 0 | 0 | 0 | 0 | 0 | 0 | 0 | 0 | 0 | 0 | 0 | 0 | 0 | 0 | 0 | 0 | 0 | 0 | 0 | 0 | 0 | 0 | 0 | 0 | 0 | 2017-01-13 09:00
t0299 | 0 | 154.2931 | 456.6188 | 173.5609 | 51.9008 | 361.5217 | 51.9008 | 567.447 | 89.7202 | 89.7202 | 2924.6756 | 98.3143 | 96.5647 | 403.8267 | 474.1679 | 67.7367 | 95.5682 | 441.2056 | 280.9701 | 396.631 | 0 | 0 | 567.1957 | 44.515 | 44.515 | 44.515 | 100.0762 | 196.3111 | 310.5008 | 203.1072 | 450.9204 | 116.0719 | 279.2169 | 250.1463 | 334.7388 | 343.3118 | 164.1121 | 619.3396 | 436.75 | 116.9154 | 245.1295 | 346.8887 | 131.5232 | 279.782 | 569.8112 | 131.5232 | 51.0239 | 350.7765 | 939.547 | 188.2693 | 237.9295 | 120.3411 | 212.7424 | 51.0239 | 204.0648 | 324.7664 | 116.034 | 454.3403 | 45.4498 | 205.2239 | 45.4498 | 131.5232 | 196.3111 | 78.3717 | 569.8112 | 0 | 0 | 0 | 0 | 0 | 0 | 0 | 0 | 196.6629 | 0 | 0 | 0 | 0 | 312.4506 | 348.8623 | 31.6809 | 41.186 | 323.5738 | 185.7372 | 15.3316 | 103.2306 | 111.0158 | 343.8079 | 187.6658 | 251.5472 | 129.4642 | 31.6809 | 397.174 | 55.2218 | 332.5123 | 155.0789 | 187.117 | 57.8712 | 110.011 | 647.6917 | 29.8921 | 184.4699 | 192.5016 | 15.3316 | 15.3316 | 85.1102 | 140.8685 | 78.9967 | 157.8205 | 185.6461 | 131.9216 | 145.6077 | 983 | 148.6148 | 103.2306 | 92.1146 | 92.1146 | 40.6742 | 67.4398 | 983 | 525.6093 | 168.5976 | 0 | 0 | 0 | 90.9456 | 111.0158 | 89.4322 | 449.4525 | 110.011 | 0 | 78.6964 | 67.4398 | 15.3316 | 89.0991 | 35.0242 | 0 | 0 | 0 | 105.8642 | 0 | 0 | 172.6854 | 0 | 39.8676 | 0 | 0 | 243.415 | 94.1374 | 35.0242 | 35.8404 | 35.8404 | 85.2151 | 178.4923 | 251.5222 | 167.9995 | 384.6659 | 216.9227 | 138.7194 | 314.6165 | 334.269 | 197.4287 | 178.246 | 611.7856 | 220.6938 | 244.0203 | 111.8988 | 103.756 | 243.6436 | 260.0354 | 95.2016 | 103.756 | 103.756 | 204.0915 | 111.8988 | 111.8988 | 111.8988 | 215.3066 | 206.9452 | 221.4802 | 167.4804 | 167.4804 | 132.6436 | 250.1093 | 537.9085 | 180.7587 | 142.9453 | 977.7547 | 224.8487 | 142.9453 | 664.2909 | 1356.547 | 187.4619 | 760.3545 | 501.4822 | 224.8487 | 140.6306 | 78.7396 | 275.7647 | 63.9754 | 63.9754 | 63.9754 | 208.3833 | 283.3611 | 98.5227 | 133.7926 | 267.8856 | 243.992 | 135.1595 | 135.1595 | 158.4715 | 397.6166 | 63.9754 | 549.6752 | 263.1542 | 445.2808 | 164.1597 | 136.8408 | 509.3928 | 116.8555 | 202.7193 | 116.8555 | 309.3492 | 108.3548 | 136.5278 | 78.3717 | 78.3717 | 108.3548 | 361.3425 | 311.3688 | 195.0323 | 275.6151 | 136.564 | 108.3548 | 854.7217 | 222.8944 | 288.9716 | 647.3859 | 1175.2912 | 107.5645 | 116.0237 | 215.8737 | 431.6552 | 116.0237 | 68.9399 | 167.1474 | 120.6804 | 113.7331 | 142.4962 | 68.9611 | 68.9611 | 112.1438 | 69.0792 | 220.7958 | 298.8266 | 133.827 | 202.7193 | 128.9128 | 302.4022 | 213.0405 | 133.827 | 128.9128 | 103.3051 | 362.5171 | 214.5032 | 56.3568 | 35.8154 | 445.5753 | 96.9924 | 350.6198 | 99.4727 | 427.9818 | 1128.6026 | 51.069 | 334.3936 | 362.5171 | 496.7465 | 99.4727 | 39.8676 | 333.2773 | 350.1224 | 238.3217 | 228.5492 | 0 | 103.756 | 176.7731 | 682.9202 | 0 | 107.5645 | 151.7715 | 243.6436 | 112.012 | 155.4613 | 220.0557 | 102.1169 | 0 | 0 | 0 | 0 | 0 | 0 | 0 | 0 | 94.1374 | 0 | 184.0534 | 213.0724 | 325.0292 | 207.1746 | 0 | 214.9231 | 72.4593 | 54.201 | 29.8921 | 1087.2443 | 46.7609 | 171.792 | 67.1223 | 67.1223 | 135.4738 | 44.1817 | 72.4593 | 46.7609 | 43.7396 | 43.7396 | 75.0757 | 0 | 0 | 0 | 0 | 44.1817 | 44.1817 | 44.1817 | 67.9542 | 43.7396 | 143.9548 | 0 | 0 | 33.8743 | 0 | 0 | 0 | 130.475 | 51.64 | 168.8522 | 66.9599 | 69.7695 | 33.8743 | 141.562 | 242.2706 | 42.6603 | 187.4957 | 168.8025 | 744.1768 | 138.9754 | 134.5766 | 170.8256 | 26.7615 | 31.8483 | 31.8483 | 26.7615 | 64.0208 | 103.4386 | 224.0832 | 2601.1456 | 193.4871 | 103.4386 | 97.1604 | 247.0334 | 142.9638 | 116.8378 | 121.2003 | 97.1604 | 223.7504 | 94.8443 | 51.64 | 51.64 | 194.9851 | 149.7746 | 0 | 0 | 0 | 31.8483 | 31.8483 | 39.0685 | 0 | 0 | 0 | 0 | 0 | 0 | 26.7615 | 51.64 | 204.7477 | 31.8483 | 41.5893 | 88.1594 | 0 | 0 | 0 | 0 | 0 | 0 | 0 | 0 | 0 | 0 | 0 | 0 | 0 | 0 | 0 | 0 | 0 | 0 | 0 | 0 | 0 | 0 | 0 | 0 | 0 | 0 | 0 | 0 | 0 | 0 | 0 | 0 | 0 | 0 | 0 | 0 | 0 | 0 | 0 | 0 | 0 | 0 | 0 | 0 | 0 | 0 | 0 | 0 | 0 | 0 | 0 | 0 | 0 | 0 | 0 | 0 | 0 | 0 | 0 | 0 | 0 | 0 | 0 | 0 | 0 | 0 | 0 | 0 | 0 | 0 | 0 | 0 | 0 | 0 | 0 | 0 | 0 | 0 | 0 | 0 | 0 | 0 | 0 | 0 | 0 | 0 | 0 | 0 | 0 | 0 | 0 | 0 | 0 | 0 | 0 | 0 | 0 | 0 | 0 | 0 | 0 | 0 | 0 | 0 | 0 | 0 | 0 | 0 | 0 | 2017-01-13 10:00
t0300 | 0 | 151.7414 | 453.8252 | 170.1573 | 51.636 | 359.6265 | 51.636 | 542.5925 | 89.5649 | 89.5649 | 2922.923 | 98.3847 | 94.7073 | 395.7164 | 463.925 | 66.0689 | 94.3814 | 435.0877 | 277.5897 | 385.6146 | 0 | 0 | 563.6128 | 43.8086 | 43.8086 | 43.8086 | 98.0862 | 192.903 | 302.3001 | 203.8507 | 446.8708 | 115.0514 | 272.5157 | 243.6987 | 329.1447 | 339.2799 | 160.6242 | 597.3622 | 427.5857 | 114.7273 | 238.1397 | 342.2318 | 128.9082 | 274.2839 | 561.7995 | 128.9082 | 49.8648 | 344.3524 | 921.0745 | 183.6071 | 235.3654 | 118.6888 | 208.0094 | 49.8648 | 200.1191 | 316.2096 | 113.5296 | 449.9487 | 44.9341 | 199.8054 | 44.9341 | 128.9082 | 192.903 | 77.1363 | 561.7995 | 0 | 0 | 0 | 0 | 0 | 0 | 0 | 0 | 193.2366 | 0 | 0 | 0 | 0 | 307.5385 | 343.5646 | 31.058 | 40.8124 | 322.6143 | 182.8445 | 15.1709 | 102.0836 | 109.4032 | 340.2316 | 184.7721 | 247.3232 | 128.9115 | 31.058 | 397.2152 | 54.5502 | 329.3636 | 153.2987 | 184.015 | 57.0664 | 108.5432 | 643.7463 | 29.737 | 181.7503 | 190.6521 | 15.1709 | 15.1709 | 84.6639 | 138.3547 | 77.9837 | 155.9062 | 182.7958 | 132.7319 | 147.9295 | 989.3773 | 148.023 | 102.0836 | 90.6911 | 90.6911 | 40.1804 | 67.4519 | 989.3773 | 525.2106 | 165.4099 | 0 | 0 | 0 | 89.3947 | 109.4032 | 88.0154 | 445.2755 | 108.5432 | 0 | 77.4194 | 67.4519 | 15.1709 | 88.9683 | 34.9079 | 0 | 0 | 0 | 104.4132 | 0 | 0 | 170.7528 | 0 | 39.5646 | 0 | 0 | 239.8201 | 91.7804 | 34.9079 | 35.3619 | 35.3619 | 84.5641 | 177.1118 | 250.4839 | 166.0946 | 381.3725 | 213.3756 | 137.194 | 310.2891 | 333.7523 | 196.3888 | 176.1112 | 615.8695 | 217.8079 | 243.2461 | 110.4948 | 102.3778 | 241.8938 | 258.3968 | 94.5034 | 102.3778 | 102.3778 | 203.9761 | 110.4948 | 110.4948 | 110.4948 | 214.1785 | 204.3914 | 220.9444 | 166.1387 | 166.1387 | 131.7648 | 250.7931 | 531.5002 | 177.1919 | 142.8641 | 987.6024 | 222.7522 | 142.8641 | 672.7861 | 1360.658 | 186.9443 | 760.7407 | 497.6575 | 222.7522 | 140.0237 | 78.038 | 274.5994 | 63.0212 | 63.0212 | 63.0212 | 207.0635 | 284.319 | 98.4176 | 129.9828 | 264.4031 | 239.5116 | 132.5413 | 132.5413 | 157.1053 | 387.2302 | 63.0212 | 547.806 | 258.9057 | 438.3517 | 161.3012 | 134.6831 | 512.9109 | 115.5761 | 198.1476 | 115.5761 | 307.1167 | 107.935 | 134.8475 | 77.1363 | 77.1363 | 107.935 | 352.9478 | 304.8085 | 193.7464 | 274.7066 | 133.9986 | 107.935 | 832.9036 | 219.4916 | 289.1002 | 646.6203 | 1183.1592 | 105.9346 | 114.0674 | 215.3265 | 428.4083 | 114.0674 | 68.0132 | 165.7243 | 118.4839 | 112.2674 | 141.5675 | 68.1156 | 68.1156 | 110.6425 | 68.5756 | 220.4855 | 295.604 | 132.3545 | 198.1476 | 127.757 | 301.8824 | 209.5894 | 132.3545 | 127.757 | 102.555 | 363.3377 | 211.3206 | 54.9066 | 35.4605 | 439.4795 | 96.0489 | 348.999 | 98.6516 | 421.1798 | 1117.8698 | 50.2971 | 330.7454 | 363.3377 | 496.2164 | 98.6516 | 39.5646 | 318.8134 | 348.2325 | 234.5551 | 222.6516 | 0 | 102.3778 | 173.9325 | 686.8316 | 0 | 105.9346 | 150.3303 | 241.8938 | 111.6166 | 154.6332 | 216.5602 | 101.5597 | 0 | 0 | 0 | 0 | 0 | 0 | 0 | 0 | 91.7804 | 0 | 180.789 | 205.7886 | 324.8961 | 206.3751 | 0 | 213.9019 | 72.7546 | 53.7386 | 29.737 | 1093.7728 | 46.1274 | 172.3898 | 66.9981 | 66.9981 | 136.297 | 44.1332 | 72.7546 | 46.1274 | 43.402 | 43.402 | 74.532 | 0 | 0 | 0 | 0 | 44.1332 | 44.1332 | 44.1332 | 67.5114 | 43.402 | 142.8759 | 0 | 0 | 33.9615 | 0 | 0 | 0 | 129.8398 | 50.6282 | 168.2797 | 65.5788 | 69.2253 | 33.9615 | 138.994 | 243.565 | 42.1986 | 184.3751 | 167.4991 | 739.186 | 137.2413 | 132.8744 | 169.2273 | 26.454 | 31.4201 | 31.4201 | 26.454 | 63.9447 | 102.8395 | 222.1294 | 2613.1132 | 194.2107 | 102.8395 | 96.5073 | 249.0471 | 142.8957 | 116.4506 | 121.3085 | 96.5073 | 224.0152 | 94.6716 | 50.6282 | 50.6282 | 193.7002 | 150.1233 | 0 | 0 | 0 | 31.4201 | 31.4201 | 38.9225 | 0 | 0 | 0 | 0 | 0 | 0 | 26.454 | 50.6282 | 204.4405 | 31.4201 | 41.1384 | 87.802 | 0 | 0 | 0 | 0 | 0 | 0 | 0 | 0 | 0 | 0 | 0 | 0 | 0 | 0 | 0 | 0 | 0 | 0 | 0 | 0 | 0 | 0 | 0 | 0 | 0 | 0 | 0 | 0 | 0 | 0 | 0 | 0 | 0 | 0 | 0 | 0 | 0 | 0 | 0 | 0 | 0 | 0 | 0 | 0 | 0 | 0 | 0 | 0 | 0 | 0 | 0 | 0 | 0 | 0 | 0 | 0 | 0 | 0 | 0 | 0 | 0 | 0 | 0 | 0 | 0 | 0 | 0 | 0 | 0 | 0 | 0 | 0 | 0 | 0 | 0 | 0 | 0 | 0 | 0 | 0 | 0 | 0 | 0 | 0 | 0 | 0 | 0 | 0 | 0 | 0 | 0 | 0 | 0 | 0 | 0 | 0 | 0 | 0 | 0 | 0 | 0 | 0 | 0 | 0 | 0 | 0 | 0 | 0 | 0 | 2017-01-13 11:00
t0301 | 0 | 148.7618 | 448.336 | 167.4824 | 51.3318 | 356.0333 | 51.3318 | 525.0365 | 87.8814 | 87.8814 | 2839.689 | 97.6083 | 93.6039 | 386.6493 | 456.1827 | 65.1233 | 93.3479 | 429.1778 | 274.3618 | 377.7673 | 0 | 0 | 555.6376 | 43.3344 | 43.3344 | 43.3344 | 96.4384 | 189.8064 | 296.0185 | 198.8576 | 438.4719 | 113.642 | 267.5046 | 239.063 | 324.8739 | 335.167 | 158.3768 | 579.8759 | 416.5378 | 113.0086 | 232.9054 | 336.4149 | 126.5584 | 269.3803 | 544.5929 | 126.5584 | 49.3188 | 339.0288 | 904.793 | 180.1619 | 231.3767 | 117.4475 | 204.3683 | 49.3188 | 197.327 | 310.1121 | 111.8796 | 442.5275 | 44.564 | 195.845 | 44.564 | 126.5584 | 189.8064 | 75.9923 | 544.5929 | 0 | 0 | 0 | 0 | 0 | 0 | 0 | 0 | 190.5655 | 0 | 0 | 0 | 0 | 302.7003 | 339.454 | 30.7729 | 40.9104 | 319.878 | 181.6032 | 15.1129 | 101.6415 | 109.2041 | 335.4599 | 182.0919 | 243.9394 | 128.4671 | 30.7729 | 392.0299 | 54.401 | 325.6113 | 152.6942 | 182.6156 | 56.8255 | 107.8924 | 636.1882 | 29.8297 | 180.2621 | 189.7628 | 15.1129 | 15.1129 | 84.2199 | 136.4922 | 77.5333 | 155.0404 | 180.4274 | 131.2606 | 145.9161 | 977.0448 | 148.2025 | 101.6415 | 90.1182 | 90.1182 | 39.9985 | 67.2855 | 977.0448 | 519.0477 | 164.1723 | 0 | 0 | 0 | 88.8476 | 109.2041 | 87.3431 | 441.6607 | 107.8924 | 0 | 76.8733 | 67.2855 | 15.1129 | 88.1955 | 34.7455 | 0 | 0 | 0 | 103.2878 | 0 | 0 | 169.0219 | 0 | 39.5702 | 0 | 0 | 237.1324 | 90.237 | 34.7455 | 35.0813 | 35.0813 | 84.769 | 175.9713 | 248.4677 | 165.0306 | 374.8214 | 210.4511 | 135.7006 | 306.8678 | 327.9375 | 194.9645 | 174.4331 | 601.5439 | 214.9723 | 241.9817 | 108.517 | 100.8853 | 238.4849 | 257.1705 | 93.8018 | 100.8853 | 100.8853 | 201.8661 | 108.517 | 108.517 | 108.517 | 212.6139 | 201.2243 | 219.4292 | 164.9166 | 164.9166 | 130.6814 | 247.5234 | 524.1708 | 173.5301 | 141.8358 | 960.1276 | 219.229 | 141.8358 | 660.3722 | 1328.3833 | 186.2223 | 749.4506 | 491.3579 | 219.229 | 138.3023 | 77.3773 | 273.8462 | 62.367 | 62.367 | 62.367 | 206.1298 | 281.5172 | 98.2393 | 127.7006 | 261.381 | 236.0014 | 130.2753 | 130.2753 | 155.132 | 380.7427 | 62.367 | 541.8712 | 255.3006 | 432.4171 | 159.0768 | 133.4013 | 504.2929 | 114.3438 | 193.9383 | 114.3438 | 302.4493 | 106.7479 | 132.4552 | 75.9923 | 75.9923 | 106.7479 | 344.5614 | 299.0052 | 190.9749 | 271.2694 | 131.462 | 106.7479 | 811.395 | 216.6689 | 284.0205 | 635.1184 | 1152.7611 | 104.5536 | 112.457 | 213.8442 | 422.8082 | 112.457 | 67.5758 | 163.828 | 116.6502 | 111.0483 | 140.563 | 67.1665 | 67.1665 | 108.8885 | 67.9371 | 215.9107 | 290.6853 | 131.1097 | 193.9383 | 126.0986 | 297.3429 | 206.8952 | 131.1097 | 126.0986 | 102.1907 | 357.3898 | 207.966 | 54.1023 | 35.415 | 434.9718 | 95.3639 | 345.677 | 97.9643 | 417.5809 | 1094.0024 | 49.9912 | 330.0962 | 357.3898 | 489.0877 | 97.9643 | 39.5702 | 307.2238 | 345.0444 | 230.0018 | 217.8039 | 0 | 100.8853 | 172.4342 | 665.9388 | 0 | 104.5536 | 148.5223 | 238.4849 | 109.6434 | 154.8903 | 214.211 | 100.8898 | 0 | 0 | 0 | 0 | 0 | 0 | 0 | 0 | 90.237 | 0 | 178.1908 | 200.7636 | 319.801 | 202.9147 | 0 | 212.4369 | 72.7601 | 53.4416 | 29.8297 | 1081.5817 | 45.6847 | 170.2753 | 66.9017 | 66.9017 | 136.3477 | 43.9427 | 72.7601 | 45.6847 | 43.3844 | 43.3844 | 74.3122 | 0 | 0 | 0 | 0 | 43.9427 | 43.9427 | 43.9427 | 67.1718 | 43.3844 | 142.0543 | 0 | 0 | 33.4779 | 0 | 0 | 0 | 129.1569 | 49.7596 | 166.7166 | 63.9362 | 68.7489 | 33.4779 | 137.128 | 240.4128 | 42.0372 | 181.1586 | 165.4171 | 725.4559 | 135.744 | 131.369 | 167.4549 | 26.1487 | 31.0797 | 31.0797 | 26.1487 | 63.6159 | 101.8341 | 220.4471 | 2555.0448 | 192.9078 | 101.8341 | 95.3997 | 244.6284 | 142.1148 | 116.4661 | 120.7661 | 95.3997 | 222.3528 | 93.3495 | 49.7596 | 49.7596 | 192.5722 | 148.3984 | 0 | 0 | 0 | 31.0797 | 31.0797 | 38.7291 | 0 | 0 | 0 | 0 | 0 | 0 | 26.1487 | 49.7596 | 202.3844 | 31.0797 | 40.7288 | 87.6795 | 0 | 0 | 0 | 0 | 0 | 0 | 0 | 0 | 0 | 0 | 0 | 0 | 0 | 0 | 0 | 0 | 0 | 0 | 0 | 0 | 0 | 0 | 0 | 0 | 0 | 0 | 0 | 0 | 0 | 0 | 0 | 0 | 0 | 0 | 0 | 0 | 0 | 0 | 0 | 0 | 0 | 0 | 0 | 0 | 0 | 0 | 0 | 0 | 0 | 0 | 0 | 0 | 0 | 0 | 0 | 0 | 0 | 0 | 0 | 0 | 0 | 0 | 0 | 0 | 0 | 0 | 0 | 0 | 0 | 0 | 0 | 0 | 0 | 0 | 0 | 0 | 0 | 0 | 0 | 0 | 0 | 0 | 0 | 0 | 0 | 0 | 0 | 0 | 0 | 0 | 0 | 0 | 0 | 0 | 0 | 0 | 0 | 0 | 0 | 0 | 0 | 0 | 0 | 0 | 0 | 0 | 0 | 0 | 0 | 2017-01-13 12:00
t0302 | 0 | 148.2389 | 436.4481 | 168.8746 | 50.0875 | 346.3492 | 50.0875 | 560.0404 | 84.0011 | 84.0011 | 2682.0051 | 93.5378 | 94.5812 | 388.1835 | 462.2158 | 66.6674 | 92.5886 | 426.5182 | 271.6844 | 388.4026 | 0 | 0 | 540.2725 | 43.4042 | 43.4042 | 43.4042 | 97.2334 | 190.1239 | 303.0838 | 186.1694 | 427.9138 | 111.4535 | 272.5251 | 244.6547 | 325.6146 | 331.4953 | 160.6476 | 605.38 | 418.2941 | 113.7267 | 239.6708 | 332.9911 | 127.4582 | 271.1931 | 533.9657 | 127.4582 | 50.3476 | 340.6701 | 911.0498 | 183.8863 | 227.3151 | 116.9678 | 207.3178 | 50.3476 | 199.0875 | 317.8155 | 113.5417 | 433.5516 | 44.1651 | 200.6597 | 44.1651 | 127.4582 | 190.1239 | 75.8506 | 533.9657 | 0 | 0 | 0 | 0 | 0 | 0 | 0 | 0 | 191.254 | 0 | 0 | 0 | 0 | 301.8827 | 339.0438 | 31.1905 | 40.6331 | 309.581 | 182.3223 | 14.9946 | 100.9815 | 109.7421 | 330.0167 | 181.6233 | 244.4142 | 125.3156 | 31.1905 | 374.6446 | 54.2741 | 320.1781 | 151.9049 | 183.7345 | 56.9011 | 107.7165 | 619.4578 | 29.3299 | 180.3592 | 187.6941 | 14.9946 | 14.9946 | 82.2549 | 137.1873 | 77.3087 | 154.3203 | 180.1521 | 123.5151 | 133.1783 | 917.3353 | 145.0087 | 100.9815 | 90.4782 | 90.4782 | 39.8465 | 64.8784 | 917.3353 | 497.8209 | 166.2672 | 0 | 0 | 0 | 89.6132 | 109.7421 | 87.6961 | 435.2423 | 107.7165 | 0 | 77.302 | 64.8784 | 14.9946 | 84.9822 | 33.7697 | 0 | 0 | 0 | 102.8323 | 0 | 0 | 167.1797 | 0 | 39.0725 | 0 | 0 | 236.711 | 92.31 | 33.7697 | 34.9711 | 34.9711 | 83.8655 | 172.8958 | 241.346 | 163.7912 | 365.8561 | 210.5958 | 134.0666 | 305.4964 | 313.6706 | 190.1102 | 172.9977 | 558.8654 | 213.262 | 234.9798 | 107.0659 | 100.0148 | 232.4713 | 252.0171 | 91.9849 | 100.0148 | 100.0148 | 193.7384 | 107.0659 | 107.0659 | 107.0659 | 207.2949 | 198.8085 | 212.3322 | 162.0382 | 162.0382 | 127.8113 | 234.7823 | 517.9732 | 174.3546 | 136.496 | 879.2992 | 214.6945 | 136.496 | 605.4406 | 1246.8037 | 180.8284 | 714.2653 | 480.1485 | 214.6945 | 133.9272 | 76.1493 | 267.252 | 62.3225 | 62.3225 | 62.3225 | 202.0568 | 267.2903 | 95.1078 | 131.8288 | 259.5779 | 237.3264 | 131.1285 | 131.1285 | 152.0322 | 390.6953 | 62.3225 | 524.0233 | 255.2828 | 431.8098 | 159.6511 | 133.7159 | 471.0277 | 112.9723 | 196.338 | 112.9723 | 294.5781 | 103.3561 | 130.612 | 75.8506 | 75.8506 | 103.3561 | 348.8156 | 301.9528 | 185.8153 | 261.881 | 131.9128 | 103.3561 | 825.4858 | 216.3019 | 270.0805 | 606.6598 | 1068.4589 | 104.3289 | 112.6591 | 206.9904 | 412.8976 | 112.6591 | 67.461 | 160.6543 | 117.176 | 110.2979 | 137.5624 | 66.4299 | 66.4299 | 107.8693 | 66.5091 | 205.8283 | 285.6613 | 129.689 | 196.338 | 123.656 | 285.1431 | 207.0879 | 129.689 | 123.656 | 100.5092 | 338.4403 | 206.8631 | 55.5434 | 35.1534 | 433.2043 | 94.1677 | 335.821 | 96.3507 | 419.0312 | 1066.9739 | 50.1527 | 328.3882 | 338.4403 | 468.4231 | 96.3507 | 39.0725 | 326.4178 | 336.0419 | 228.7572 | 222.452 | 0 | 100.0148 | 173.1087 | 616.2229 | 0 | 104.3289 | 145.9788 | 232.4713 | 105.4479 | 152.1724 | 214.5614 | 98.4836 | 0 | 0 | 0 | 0 | 0 | 0 | 0 | 0 | 92.31 | 0 | 178.9153 | 209.5593 | 305.3612 | 195.4888 | 0 | 206.9178 | 69.5499 | 52.6638 | 29.3299 | 1018.1029 | 45.5061 | 161.278 | 64.9309 | 64.9309 | 129.6402 | 42.4556 | 69.5499 | 45.5061 | 42.8336 | 42.8336 | 73.1215 | 0 | 0 | 0 | 0 | 42.4556 | 42.4556 | 42.4556 | 65.8499 | 42.8336 | 139.5571 | 0 | 0 | 31.7349 | 0 | 0 | 0 | 126.0097 | 50.1144 | 161.4328 | 64.1803 | 67.5353 | 31.7349 | 137.9445 | 226.3632 | 41.7475 | 180.8934 | 161.7174 | 703.5291 | 134.6665 | 130.3445 | 164.7329 | 25.856 | 30.9188 | 30.9188 | 25.856 | 61.4355 | 99.2356 | 216.9907 | 2390.4915 | 183.4819 | 99.2356 | 93.0772 | 227.4719 | 136.9325 | 113.6443 | 116.0146 | 93.0772 | 212.8867 | 89.6293 | 50.1144 | 50.1144 | 188.6976 | 141.1163 | 0 | 0 | 0 | 30.9188 | 30.9188 | 37.675 | 0 | 0 | 0 | 0 | 0 | 0 | 25.856 | 50.1144 | 194.7986 | 30.9188 | 40.2513 | 85.6228 | 0 | 0 | 0 | 0 | 0 | 0 | 0 | 0 | 0 | 0 | 0 | 0 | 0 | 0 | 0 | 0 | 0 | 0 | 0 | 0 | 0 | 0 | 0 | 0 | 0 | 0 | 0 | 0 | 0 | 0 | 0 | 0 | 0 | 0 | 0 | 0 | 0 | 0 | 0 | 0 | 0 | 0 | 0 | 0 | 0 | 0 | 0 | 0 | 0 | 0 | 0 | 0 | 0 | 0 | 0 | 0 | 0 | 0 | 0 | 0 | 0 | 0 | 0 | 0 | 0 | 0 | 0 | 0 | 0 | 0 | 0 | 0 | 0 | 0 | 0 | 0 | 0 | 0 | 0 | 0 | 0 | 0 | 0 | 0 | 0 | 0 | 0 | 0 | 0 | 0 | 0 | 0 | 0 | 0 | 0 | 0 | 0 | 0 | 0 | 0 | 0 | 0 | 0 | 0 | 0 | 0 | 0 | 0 | 0 | 2017-01-13 13:00
t0303 | 0 | 148.7888 | 424.8259 | 170.1571 | 48.3985 | 335.8504 | 48.3985 | 601.8381 | 81.3098 | 81.3098 | 2609.0444 | 89.2149 | 94.9127 | 393.8186 | 468.1722 | 67.8505 | 91.4132 | 423.4118 | 268.1335 | 399.9359 | 0 | 0 | 526.9927 | 43.1948 | 43.1948 | 43.1948 | 98.1167 | 190.642 | 311.2732 | 178.5511 | 421.6543 | 109.2046 | 277.8843 | 250.564 | 325.2225 | 327.0679 | 162.2431 | 638.1665 | 426.2386 | 114.2911 | 247.505 | 331.1211 | 128.7626 | 273.749 | 537.6881 | 128.7626 | 50.8914 | 342.1799 | 919.5076 | 187.8735 | 224.6219 | 115.794 | 210.4285 | 50.8914 | 200.1939 | 325.9653 | 114.8033 | 427.1268 | 43.402 | 205.9189 | 43.402 | 128.7626 | 190.642 | 75.7052 | 537.6881 | 0 | 0 | 0 | 0 | 0 | 0 | 0 | 0 | 191.4629 | 0 | 0 | 0 | 0 | 301.4902 | 337.1777 | 31.2692 | 39.3931 | 298.1605 | 180.7495 | 14.6554 | 98.8825 | 108.1172 | 325.061 | 181.0842 | 244.3011 | 120.6153 | 31.2692 | 359.3272 | 53.2129 | 314.0167 | 148.8329 | 182.6866 | 56.081 | 106.1697 | 602.7556 | 28.1535 | 178.6536 | 183.1833 | 14.6554 | 14.6554 | 79.4692 | 137.4304 | 76.093 | 151.6199 | 179.3702 | 116.4486 | 122.4892 | 864.9919 | 138.9783 | 98.8825 | 89.64 | 89.64 | 39.1192 | 61.7077 | 864.9919 | 478.0176 | 166.1834 | 0 | 0 | 0 | 89.0965 | 108.1172 | 87.0507 | 425.5977 | 106.1697 | 0 | 76.7663 | 61.7077 | 14.6554 | 81.554 | 32.4569 | 0 | 0 | 0 | 101.8201 | 0 | 0 | 164.4749 | 0 | 37.8108 | 0 | 0 | 235.0406 | 94.2211 | 32.4569 | 34.5215 | 34.5215 | 81.0254 | 168.212 | 233.0363 | 160.7305 | 359.6755 | 210.2897 | 131.9137 | 302.5823 | 303.1474 | 183.9669 | 170.4343 | 531.2323 | 211.2237 | 225.8555 | 106.3221 | 99.2291 | 227.2252 | 244.0197 | 89.4745 | 99.2291 | 99.2291 | 185.7394 | 106.3221 | 106.3221 | 106.3221 | 200.591 | 196.9539 | 203.9646 | 157.866 | 157.866 | 124.186 | 223.6681 | 511.9324 | 176.4246 | 130.5429 | 831.2866 | 211.2259 | 130.5429 | 563.8928 | 1196.9935 | 173.4513 | 685.3202 | 469.2895 | 211.2259 | 129.8047 | 74.4136 | 257.062 | 61.8636 | 61.8636 | 61.8636 | 195.6246 | 253.5827 | 90.6997 | 135.6435 | 256.7297 | 238.2527 | 132.1981 | 132.1981 | 148.9398 | 399.7076 | 61.8636 | 506.1638 | 254.8342 | 430.3399 | 159.8178 | 132.9037 | 445.1676 | 111.1262 | 200.0188 | 111.1262 | 288.2068 | 99.9639 | 129.615 | 75.7052 | 75.7052 | 99.9639 | 356.6171 | 306.0556 | 181.3925 | 253.2226 | 133.0073 | 99.9639 | 849.6351 | 215.3033 | 259.7376 | 585.9414 | 1017.5733 | 103.8345 | 112.6637 | 198.8948 | 403.5883 | 112.6637 | 66.5299 | 157.2077 | 117.6666 | 109.0099 | 133.5087 | 65.7165 | 65.7165 | 107.1565 | 64.782 | 199.382 | 282.2126 | 127.4609 | 200.0188 | 121.2811 | 275.1768 | 206.5753 | 127.4609 | 121.2811 | 97.4576 | 323.6577 | 206.1954 | 56.6816 | 34.2446 | 428.7396 | 92.1063 | 325.0254 | 93.8966 | 416.29 | 1054.8685 | 49.6399 | 320.8264 | 323.6577 | 451.0704 | 93.8966 | 37.8108 | 351.6671 | 325.7676 | 229.1773 | 228.345 | 0 | 99.2291 | 172.0554 | 590.6582 | 0 | 103.8345 | 143.2501 | 227.2252 | 102.4382 | 146.2778 | 213.5378 | 95.297 | 0 | 0 | 0 | 0 | 0 | 0 | 0 | 0 | 94.2211 | 0 | 179.317 | 219.444 | 293.8655 | 189.9271 | 0 | 199.9154 | 65.3673 | 51.2996 | 28.1535 | 960.2502 | 44.9998 | 153.2546 | 62.0258 | 62.0258 | 121.1821 | 40.5684 | 65.3673 | 44.9998 | 41.4794 | 41.4794 | 70.8655 | 0 | 0 | 0 | 0 | 40.5684 | 40.5684 | 40.5684 | 63.8076 | 41.4794 | 135.6257 | 0 | 0 | 30.2735 | 0 | 0 | 0 | 121.6315 | 50.551 | 155.7394 | 65.3047 | 65.7387 | 30.2735 | 138.278 | 214.1713 | 40.8359 | 181.2897 | 158.0677 | 689.3091 | 132.9714 | 128.7978 | 161.4029 | 25.4836 | 30.5971 | 30.5971 | 25.4836 | 58.755 | 96.341 | 211.8004 | 2282.8557 | 173.4893 | 96.341 | 90.6882 | 214.4296 | 130.7558 | 108.8269 | 110.3131 | 90.6882 | 202.7327 | 86.4457 | 50.551 | 50.551 | 182.9894 | 134.4144 | 0 | 0 | 0 | 30.5971 | 30.5971 | 36.2563 | 0 | 0 | 0 | 0 | 0 | 0 | 25.4836 | 50.551 | 187.1547 | 30.5971 | 39.5616 | 82.2386 | 0 | 0 | 0 | 0 | 0 | 0 | 0 | 0 | 0 | 0 | 0 | 0 | 0 | 0 | 0 | 0 | 0 | 0 | 0 | 0 | 0 | 0 | 0 | 0 | 0 | 0 | 0 | 0 | 0 | 0 | 0 | 0 | 0 | 0 | 0 | 0 | 0 | 0 | 0 | 0 | 0 | 0 | 0 | 0 | 0 | 0 | 0 | 0 | 0 | 0 | 0 | 0 | 0 | 0 | 0 | 0 | 0 | 0 | 0 | 0 | 0 | 0 | 0 | 0 | 0 | 0 | 0 | 0 | 0 | 0 | 0 | 0 | 0 | 0 | 0 | 0 | 0 | 0 | 0 | 0 | 0 | 0 | 0 | 0 | 0 | 0 | 0 | 0 | 0 | 0 | 0 | 0 | 0 | 0 | 0 | 0 | 0 | 0 | 0 | 0 | 0 | 0 | 0 | 0 | 0 | 0 | 0 | 0 | 0 | 2017-01-13 14:00
t0304 | 0 | 149.9135 | 426.815 | 170.4676 | 48.3121 | 336.7769 | 48.3121 | 605.8829 | 82.5163 | 82.5163 | 2679.7193 | 89.5221 | 94.6968 | 397.4463 | 469.0481 | 67.7137 | 91.4342 | 424.4169 | 268.4443 | 400.9979 | 0 | 0 | 530.6296 | 43.1272 | 43.1272 | 43.1272 | 98.3941 | 191.2688 | 312.4429 | 183.0241 | 426.1658 | 109.5839 | 278.5713 | 251.1315 | 325.3277 | 327.6702 | 162.1173 | 643.1602 | 431.2901 | 114.4603 | 248.4835 | 333.2128 | 129.3213 | 274.8668 | 549.0116 | 129.3213 | 50.6575 | 342.9272 | 923.062 | 188.3411 | 226.3418 | 115.6855 | 210.9352 | 50.6575 | 200.2131 | 326.7007 | 114.7611 | 430.4348 | 43.3065 | 206.4915 | 43.3065 | 129.3213 | 191.2688 | 75.9152 | 549.0116 | 0 | 0 | 0 | 0 | 0 | 0 | 0 | 0 | 191.6316 | 0 | 0 | 0 | 0 | 302.6255 | 337.1711 | 31.1113 | 38.893 | 298.82 | 179.7164 | 14.5589 | 98.2571 | 106.9814 | 326.561 | 181.5544 | 244.5547 | 120.1179 | 31.1113 | 362.6134 | 52.7601 | 314.7007 | 147.8045 | 181.7171 | 55.6495 | 105.5806 | 605.3448 | 27.8205 | 177.966 | 182.2169 | 14.5589 | 14.5589 | 79.2643 | 137.4707 | 75.6708 | 150.7904 | 179.5431 | 117.6383 | 124.8613 | 875.4515 | 137.7009 | 98.2571 | 89.0877 | 89.0877 | 38.8618 | 61.5166 | 875.4515 | 481.4246 | 165.1068 | 0 | 0 | 0 | 88.4656 | 106.9814 | 86.6209 | 425.0246 | 105.5806 | 0 | 76.3264 | 61.5166 | 14.5589 | 81.8166 | 32.3818 | 0 | 0 | 0 | 101.7611 | 0 | 0 | 164.4657 | 0 | 37.4474 | 0 | 0 | 234.8923 | 94.2545 | 32.3818 | 34.4016 | 34.4016 | 80.0439 | 167.8005 | 233.2994 | 160.0578 | 362.9517 | 210.5585 | 132.0269 | 302.4804 | 307.1892 | 183.9046 | 170.2468 | 544.793 | 211.6789 | 225.4887 | 107.1482 | 99.6011 | 228.6738 | 243.1316 | 89.3705 | 99.6011 | 99.6011 | 186.7823 | 107.1482 | 107.1482 | 107.1482 | 200.5377 | 197.9847 | 204.0945 | 157.6187 | 157.6187 | 124.1953 | 226.0412 | 513.766 | 177.6597 | 130.8 | 859.289 | 212.7408 | 130.8 | 577.1582 | 1225.3503 | 172.9422 | 693.1857 | 471.4153 | 212.7408 | 130.565 | 74.3557 | 255.8044 | 61.7655 | 61.7655 | 61.7655 | 194.8582 | 255.4047 | 90.2964 | 135.5751 | 256.8496 | 238.5642 | 132.647 | 132.647 | 149.5215 | 399.6197 | 61.7655 | 508.5292 | 255.2454 | 430.9796 | 159.954 | 132.517 | 453.0287 | 111.1971 | 201.252 | 111.1971 | 290.3981 | 100.4249 | 130.6159 | 75.9152 | 75.9152 | 100.4249 | 359.6334 | 307.4631 | 182.6492 | 254.9072 | 133.7574 | 100.4249 | 857.6367 | 215.4977 | 263.5488 | 594.1288 | 1046.6629 | 103.9535 | 112.8292 | 199.0158 | 405.6255 | 112.8292 | 66.1888 | 157.6348 | 117.9323 | 108.9994 | 133.358 | 65.9506 | 65.9506 | 107.7014 | 64.8441 | 202.8382 | 284.2761 | 127.3635 | 201.252 | 121.7902 | 278.0506 | 206.6668 | 127.3635 | 121.7902 | 96.9304 | 328.2919 | 207.0958 | 56.5579 | 33.9336 | 428.2549 | 91.8634 | 325.8515 | 93.6981 | 414.6249 | 1068.8838 | 49.3293 | 318.0071 | 328.2919 | 455.593 | 93.6981 | 37.4474 | 355.4491 | 326.3331 | 230.9423 | 229.5047 | 0 | 99.6011 | 171.3659 | 610.6597 | 0 | 103.9535 | 143.6607 | 228.6738 | 103.7175 | 144.7735 | 213.2073 | 95.1858 | 0 | 0 | 0 | 0 | 0 | 0 | 0 | 0 | 94.2545 | 0 | 179.5521 | 220.2453 | 297.3752 | 192.0631 | 0 | 199.8079 | 65.0964 | 51.1031 | 27.8205 | 970.0552 | 44.9199 | 154.8047 | 61.7008 | 61.7008 | 120.7562 | 40.5033 | 65.0964 | 44.9199 | 41.1034 | 41.1034 | 70.4357 | 0 | 0 | 0 | 0 | 40.5033 | 40.5033 | 40.5033 | 63.589 | 41.1034 | 135.2061 | 0 | 0 | 30.6354 | 0 | 0 | 0 | 121.3419 | 50.7203 | 156.1932 | 66.0362 | 65.608 | 30.6354 | 138.2935 | 216.7417 | 40.5607 | 182.2219 | 158.7356 | 697.3864 | 132.9924 | 128.8661 | 161.5995 | 25.5175 | 30.5849 | 30.5849 | 25.5175 | 58.7134 | 96.5565 | 211.447 | 2335.0693 | 174.1227 | 96.5565 | 91.0211 | 218.6337 | 130.7584 | 107.9904 | 110.2649 | 91.0211 | 203.3691 | 87.2355 | 50.7203 | 50.7203 | 182.5173 | 135.5626 | 0 | 0 | 0 | 30.5849 | 30.5849 | 36.1781 | 0 | 0 | 0 | 0 | 0 | 0 | 25.5175 | 50.7203 | 188.0501 | 30.5849 | 39.5584 | 81.719 | 0 | 0 | 0 | 0 | 0 | 0 | 0 | 0 | 0 | 0 | 0 | 0 | 0 | 0 | 0 | 0 | 0 | 0 | 0 | 0 | 0 | 0 | 0 | 0 | 0 | 0 | 0 | 0 | 0 | 0 | 0 | 0 | 0 | 0 | 0 | 0 | 0 | 0 | 0 | 0 | 0 | 0 | 0 | 0 | 0 | 0 | 0 | 0 | 0 | 0 | 0 | 0 | 0 | 0 | 0 | 0 | 0 | 0 | 0 | 0 | 0 | 0 | 0 | 0 | 0 | 0 | 0 | 0 | 0 | 0 | 0 | 0 | 0 | 0 | 0 | 0 | 0 | 0 | 0 | 0 | 0 | 0 | 0 | 0 | 0 | 0 | 0 | 0 | 0 | 0 | 0 | 0 | 0 | 0 | 0 | 0 | 0 | 0 | 0 | 0 | 0 | 0 | 0 | 0 | 0 | 0 | 0 | 0 | 0 | 2017-01-13 15:00
t0305 | 0 | 155.6214 | 442.5343 | 176.3416 | 49.9031 | 348.8012 | 49.9031 | 627.9589 | 86.0765 | 86.0765 | 2814.7701 | 92.7827 | 97.7238 | 412.9106 | 485.1825 | 69.8729 | 94.5259 | 439.2948 | 277.6788 | 414.8766 | 0 | 0 | 550.8795 | 44.5311 | 44.5311 | 44.5311 | 101.8436 | 198.0493 | 323.4841 | 192.0721 | 443.3474 | 113.525 | 288.2266 | 259.7848 | 336.2821 | 339.0829 | 167.4341 | 667.2308 | 448.7366 | 118.385 | 257.272 | 345.6977 | 133.9738 | 284.7155 | 574.3875 | 133.9738 | 52.1965 | 354.8389 | 956.0137 | 194.8648 | 235.0337 | 119.5074 | 218.2541 | 52.1965 | 206.9031 | 337.9482 | 118.5518 | 447.0101 | 44.7084 | 213.6659 | 44.7084 | 133.9738 | 198.0493 | 78.5883 | 574.3875 | 0 | 0 | 0 | 0 | 0 | 0 | 0 | 0 | 198.1434 | 0 | 0 | 0 | 0 | 313.4644 | 348.4773 | 32.0519 | 39.9028 | 309.4237 | 185.1093 | 14.9914 | 101.189 | 109.878 | 338.5067 | 187.9304 | 252.8952 | 123.9057 | 32.0519 | 377.0592 | 54.2602 | 325.7605 | 152.1587 | 187.2076 | 57.2554 | 108.7707 | 627.498 | 28.5632 | 183.5186 | 187.7855 | 14.9914 | 14.9914 | 81.8355 | 142.09 | 77.959 | 155.3624 | 185.6701 | 122.438 | 130.7037 | 912.1698 | 141.6123 | 101.189 | 91.7369 | 91.7369 | 40.0134 | 63.5094 | 912.1698 | 499.997 | 169.9582 | 0 | 0 | 0 | 91.0394 | 109.878 | 89.2609 | 439.0489 | 108.7707 | 0 | 78.6138 | 63.5094 | 14.9914 | 84.7763 | 33.4406 | 0 | 0 | 0 | 105.1454 | 0 | 0 | 170.0077 | 0 | 38.4945 | 0 | 0 | 242.6854 | 97.3953 | 33.4406 | 35.4851 | 35.4851 | 82.1568 | 173.2367 | 241.4103 | 165.0439 | 377.2455 | 217.7748 | 136.5509 | 312.5846 | 320.1708 | 190.1226 | 175.8684 | 571.9643 | 219.0789 | 232.9588 | 111.2612 | 103.1786 | 237.3181 | 250.8466 | 92.338 | 103.1786 | 103.1786 | 193.8191 | 111.2612 | 111.2612 | 111.2612 | 207.3274 | 205.2831 | 211.1462 | 162.8081 | 162.8081 | 128.4176 | 235.2759 | 532.2008 | 184.3386 | 135.4381 | 906.3543 | 220.863 | 135.4381 | 605.4666 | 1284.9124 | 178.5357 | 721.7845 | 488.6987 | 220.863 | 135.4783 | 76.8366 | 263.7502 | 63.7781 | 63.7781 | 63.7781 | 201.0076 | 265.3218 | 93.1404 | 140.0018 | 265.565 | 246.7228 | 137.3461 | 137.3461 | 154.9396 | 412.777 | 63.7781 | 527.3241 | 264.0478 | 445.8206 | 165.3866 | 136.722 | 473.5386 | 114.9925 | 208.6911 | 114.9925 | 301.5904 | 104.1303 | 135.6275 | 78.5883 | 78.5883 | 104.1303 | 373.4137 | 318.5566 | 189.62 | 264.6351 | 138.6813 | 104.1303 | 890.9094 | 222.8446 | 274.9236 | 619.474 | 1100.7243 | 107.5136 | 116.7065 | 205.8875 | 420.6264 | 116.7065 | 68.2056 | 163.2337 | 122.0346 | 112.6609 | 137.7941 | 68.3151 | 68.3151 | 111.6567 | 67.0816 | 211.8933 | 295.1336 | 131.6012 | 208.6911 | 126.2228 | 289.3182 | 213.6457 | 131.6012 | 126.2228 | 99.8957 | 342.4228 | 214.5971 | 58.3529 | 34.8899 | 442.3536 | 94.8198 | 337.4526 | 96.7504 | 427.5004 | 1113.6029 | 50.7941 | 327.0124 | 342.4228 | 473.9564 | 96.7504 | 38.4945 | 369.2682 | 337.7787 | 239.763 | 237.8049 | 0 | 103.1786 | 176.6852 | 644.0233 | 0 | 107.5136 | 148.7696 | 237.3181 | 108.0378 | 148.7773 | 220.1501 | 98.3549 | 0 | 0 | 0 | 0 | 0 | 0 | 0 | 0 | 97.3953 | 0 | 185.6981 | 227.9433 | 309.7128 | 199.9177 | 0 | 206.5445 | 67.1765 | 52.7131 | 28.5632 | 1009.6235 | 46.3811 | 161.0892 | 63.6114 | 63.6114 | 124.6746 | 41.8498 | 67.1765 | 46.3811 | 42.2665 | 42.2665 | 72.5619 | 0 | 0 | 0 | 0 | 41.8498 | 41.8498 | 41.8498 | 65.6145 | 42.2665 | 139.534 | 0 | 0 | 31.9114 | 0 | 0 | 0 | 125.295 | 52.5152 | 161.7992 | 68.6828 | 67.7518 | 31.9114 | 142.9234 | 225.8071 | 41.7611 | 188.8929 | 164.5252 | 726.005 | 137.4831 | 133.2458 | 167.1849 | 26.3987 | 31.6059 | 31.6059 | 26.3987 | 60.6975 | 99.9706 | 218.3881 | 2447.6514 | 180.5145 | 99.9706 | 94.3148 | 228.798 | 135.2399 | 111.1627 | 114.0211 | 94.3148 | 210.7438 | 90.7018 | 52.5152 | 52.5152 | 188.4254 | 140.9297 | 0 | 0 | 0 | 31.6059 | 31.6059 | 37.3638 | 0 | 0 | 0 | 0 | 0 | 0 | 26.3987 | 52.5152 | 195.0311 | 31.6059 | 40.8914 | 84.1859 | 0 | 0 | 0 | 0 | 0 | 0 | 0 | 0 | 0 | 0 | 0 | 0 | 0 | 0 | 0 | 0 | 0 | 0 | 0 | 0 | 0 | 0 | 0 | 0 | 0 | 0 | 0 | 0 | 0 | 0 | 0 | 0 | 0 | 0 | 0 | 0 | 0 | 0 | 0 | 0 | 0 | 0 | 0 | 0 | 0 | 0 | 0 | 0 | 0 | 0 | 0 | 0 | 0 | 0 | 0 | 0 | 0 | 0 | 0 | 0 | 0 | 0 | 0 | 0 | 0 | 0 | 0 | 0 | 0 | 0 | 0 | 0 | 0 | 0 | 0 | 0 | 0 | 0 | 0 | 0 | 0 | 0 | 0 | 0 | 0 | 0 | 0 | 0 | 0 | 0 | 0 | 0 | 0 | 0 | 0 | 0 | 0 | 0 | 0 | 0 | 0 | 0 | 0 | 0 | 0 | 0 | 0 | 0 | 0 | 2017-01-13 16:00
t0306 | 0 | 151.8351 | 443.4615 | 172.1419 | 50.5252 | 351.0607 | 50.5252 | 580.2982 | 86.0725 | 86.0725 | 2781.6161 | 94.6083 | 95.9656 | 398.9891 | 471.6068 | 67.8223 | 93.91 | 433.8873 | 275.7865 | 397.7397 | 0 | 0 | 550.2867 | 44.0075 | 44.0075 | 44.0075 | 99.2355 | 193.9115 | 310.5608 | 192.2217 | 438.1663 | 113.2439 | 278.5473 | 250.2031 | 330.9394 | 336.7006 | 163.4115 | 625.7377 | 431.3715 | 115.8365 | 245.8704 | 340.1098 | 130.2974 | 277.1272 | 554.2849 | 130.2974 | 51.0326 | 347.1922 | 930.768 | 188.018 | 232.2134 | 118.5598 | 211.7165 | 51.0326 | 202.5322 | 325.1032 | 115.5637 | 442.6981 | 44.6579 | 205.3857 | 44.6579 | 130.2974 | 193.9115 | 77.2619 | 554.2849 | 0 | 0 | 0 | 0 | 0 | 0 | 0 | 0 | 194.5615 | 0 | 0 | 0 | 0 | 307.8226 | 344.2234 | 31.5575 | 40.5931 | 313.2764 | 184.0091 | 15.0858 | 101.6517 | 110.1408 | 335.9787 | 184.9378 | 248.6121 | 126.0556 | 31.5575 | 381.2747 | 54.5325 | 324.9791 | 152.8427 | 185.5968 | 57.2646 | 108.6269 | 629.149 | 29.2795 | 182.3268 | 189.0247 | 15.0858 | 15.0858 | 82.9105 | 139.4974 | 77.9444 | 155.5549 | 183.1119 | 125.4554 | 135.7977 | 933.3472 | 145.0809 | 101.6517 | 91.2668 | 91.2668 | 40.1181 | 65.1985 | 933.3472 | 505.7937 | 167.9083 | 0 | 0 | 0 | 90.367 | 110.1408 | 88.5919 | 440.0892 | 108.6269 | 0 | 78.038 | 65.1985 | 15.0858 | 86.0251 | 34.0183 | 0 | 0 | 0 | 104.2707 | 0 | 0 | 169.4193 | 0 | 39.1361 | 0 | 0 | 240.1241 | 94.1728 | 34.0183 | 35.3451 | 35.3451 | 83.7835 | 174.4952 | 244.0857 | 165.2696 | 373.9139 | 214.2257 | 135.9825 | 309.857 | 320.8731 | 192.076 | 175.183 | 576.3392 | 216.8166 | 236.8633 | 109.4793 | 101.8652 | 236.7483 | 253.8659 | 92.9442 | 101.8652 | 101.8652 | 196.5158 | 109.4793 | 109.4793 | 109.4793 | 209.4517 | 202.7193 | 214.461 | 163.7091 | 163.7091 | 129.2699 | 238.98 | 527.1256 | 178.7453 | 137.9339 | 912.4832 | 219.0544 | 137.9339 | 620.9776 | 1285.9922 | 181.9961 | 728.5048 | 488.1367 | 219.0544 | 136.1288 | 77.0302 | 268.6103 | 63.1604 | 63.1604 | 63.1604 | 203.4828 | 271.0322 | 95.4988 | 134.564 | 263.4194 | 241.6453 | 133.8802 | 133.8802 | 154.5327 | 398.5166 | 63.1604 | 531.7463 | 259.7524 | 439.1929 | 162.4062 | 135.3724 | 481.8445 | 114.5574 | 201.3626 | 114.5574 | 300.391 | 104.8964 | 133.534 | 77.2619 | 77.2619 | 104.8964 | 358.7624 | 308.9357 | 189.2903 | 266.2749 | 134.974 | 104.8964 | 850.8478 | 219.8324 | 276.382 | 620.8865 | 1105.2755 | 106.0541 | 114.6511 | 209.0709 | 419.9751 | 114.6511 | 68.0646 | 163.0834 | 119.4227 | 111.857 | 138.9499 | 67.6132 | 67.6132 | 110.028 | 67.3514 | 211.4149 | 291.7106 | 131.3163 | 201.3626 | 125.7489 | 290.8439 | 210.4529 | 131.3163 | 125.7489 | 101.1023 | 345.8841 | 210.9834 | 56.5226 | 35.2653 | 438.9999 | 95.1053 | 340.2127 | 97.2989 | 423.7479 | 1095.8306 | 50.5771 | 329.6772 | 345.8841 | 477.4259 | 97.2989 | 39.1361 | 339.7623 | 340.2742 | 234.2612 | 228.2121 | 0 | 101.8652 | 175.0693 | 641.2429 | 0 | 106.0541 | 148.2776 | 236.7483 | 107.8834 | 152.1641 | 217.5495 | 99.4245 | 0 | 0 | 0 | 0 | 0 | 0 | 0 | 0 | 94.1728 | 0 | 182.1202 | 215.4522 | 311.7437 | 199.778 | 0 | 208.9643 | 69.6934 | 53.0926 | 29.2795 | 1034.1633 | 46.0802 | 164.0165 | 65.1676 | 65.1676 | 129.8699 | 42.7557 | 69.6934 | 46.0802 | 42.9301 | 42.9301 | 73.5019 | 0 | 0 | 0 | 0 | 42.7557 | 42.7557 | 42.7557 | 66.3542 | 42.9301 | 140.737 | 0 | 0 | 32.3493 | 0 | 0 | 0 | 127.0186 | 51.1687 | 163.5118 | 66.1282 | 68.1949 | 32.3493 | 140.2586 | 230.4292 | 42.0008 | 184.8067 | 164.3624 | 720.3467 | 136.5817 | 132.2611 | 167.0245 | 26.2446 | 31.3537 | 31.3537 | 26.2446 | 61.9297 | 100.5566 | 219.2753 | 2461.4353 | 185.3501 | 100.5566 | 94.4997 | 232.9959 | 138.0916 | 113.845 | 116.8667 | 94.4997 | 215.2076 | 91.3022 | 51.1687 | 51.1687 | 190.3176 | 143.3653 | 0 | 0 | 0 | 31.3537 | 31.3537 | 37.9658 | 0 | 0 | 0 | 0 | 0 | 0 | 26.2446 | 51.1687 | 197.5114 | 31.3537 | 40.7828 | 85.9239 | 0 | 0 | 0 | 0 | 0 | 0 | 0 | 0 | 0 | 0 | 0 | 0 | 0 | 0 | 0 | 0 | 0 | 0 | 0 | 0 | 0 | 0 | 0 | 0 | 0 | 0 | 0 | 0 | 0 | 0 | 0 | 0 | 0 | 0 | 0 | 0 | 0 | 0 | 0 | 0 | 0 | 0 | 0 | 0 | 0 | 0 | 0 | 0 | 0 | 0 | 0 | 0 | 0 | 0 | 0 | 0 | 0 | 0 | 0 | 0 | 0 | 0 | 0 | 0 | 0 | 0 | 0 | 0 | 0 | 0 | 0 | 0 | 0 | 0 | 0 | 0 | 0 | 0 | 0 | 0 | 0 | 0 | 0 | 0 | 0 | 0 | 0 | 0 | 0 | 0 | 0 | 0 | 0 | 0 | 0 | 0 | 0 | 0 | 0 | 0 | 0 | 0 | 0 | 0 | 0 | 0 | 0 | 0 | 0 | 2017-01-13 17:00
t0307 | 0 | 144.6116 | 436.0393 | 165.8027 | 50.7389 | 347.8085 | 50.7389 | 521.8429 | 82.9591 | 82.9591 | 2591.9526 | 94.7747 | 93.6924 | 375.0321 | 452.2407 | 65.4247 | 92.3033 | 422.3875 | 270.5338 | 375.4504 | 0 | 0 | 537.2965 | 43.1745 | 43.1745 | 43.1745 | 95.2247 | 186.8238 | 292.9666 | 182.1685 | 420.4281 | 111.0949 | 265.232 | 237.4962 | 322.2276 | 329.8128 | 158.1284 | 570.8893 | 401.2236 | 111.9051 | 230.7411 | 327.4405 | 124.4384 | 265.0124 | 508.8016 | 124.4384 | 49.8252 | 334.9626 | 890.6704 | 178.7274 | 223.9685 | 116.6176 | 202.3971 | 49.8252 | 196.2444 | 308.2235 | 111.6068 | 427.9311 | 44.3153 | 194.3687 | 44.3153 | 124.4384 | 186.8238 | 74.8145 | 508.8016 | 0 | 0 | 0 | 0 | 0 | 0 | 0 | 0 | 188.8284 | 0 | 0 | 0 | 0 | 297.1893 | 336.6033 | 31.0477 | 41.7312 | 312.4123 | 182.9242 | 15.1926 | 102.1623 | 111.3063 | 327.3206 | 179.3111 | 241.4944 | 127.6674 | 31.0477 | 375.2384 | 55.0435 | 319.5754 | 153.7602 | 183.8973 | 57.4597 | 108.4256 | 619.3607 | 30.2559 | 180.5419 | 189.9723 | 15.1926 | 15.1926 | 83.4273 | 135.5114 | 77.8827 | 155.6167 | 178.4574 | 124.8092 | 134.8411 | 924.4009 | 149.162 | 102.1623 | 90.873 | 90.873 | 40.2654 | 66.4557 | 924.4009 | 499.7193 | 166.1764 | 0 | 0 | 0 | 89.9354 | 111.3063 | 87.8146 | 437.4909 | 108.4256 | 0 | 77.4781 | 66.4557 | 15.1926 | 85.819 | 34.343 | 0 | 0 | 0 | 102.4571 | 0 | 0 | 167.0997 | 0 | 39.9939 | 0 | 0 | 235.4541 | 90.0816 | 34.343 | 35.0605 | 35.0605 | 86.2307 | 174.5997 | 243.5627 | 164.9741 | 360.8534 | 208.1339 | 133.8097 | 304.2123 | 310.7769 | 192.0133 | 173.0373 | 549.6283 | 211.5712 | 238.7268 | 105.1377 | 98.8756 | 231.0747 | 255.6681 | 92.7291 | 98.8756 | 98.8756 | 195.0881 | 105.1377 | 105.1377 | 105.1377 | 209.3511 | 196.2857 | 215.0962 | 163.2898 | 163.2898 | 128.698 | 235.6256 | 513.445 | 169.3324 | 138.3685 | 857.5042 | 212.2771 | 138.3685 | 604.8428 | 1221.6754 | 184.2773 | 712.8133 | 478.5899 | 212.2771 | 133.9218 | 76.5086 | 272.669 | 62.093 | 62.093 | 62.093 | 205.079 | 270.2406 | 97.4567 | 128.1443 | 258.4066 | 233.7454 | 128.3825 | 128.3825 | 151.461 | 381.0341 | 62.093 | 526.0055 | 252.2178 | 427.1539 | 157.6382 | 133.3825 | 470.25 | 112.813 | 190.0784 | 112.813 | 292.0972 | 103.674 | 128.3261 | 74.8145 | 74.8145 | 103.674 | 335.6569 | 294.0394 | 184.6926 | 261.9441 | 128.6868 | 103.674 | 789.4869 | 214.3243 | 267.8881 | 600.7308 | 1044.7945 | 103.3447 | 111.2042 | 209.6549 | 411.2227 | 111.2042 | 67.8394 | 160.4465 | 115.2178 | 109.9419 | 138.8549 | 65.8125 | 65.8125 | 106.3389 | 66.7843 | 202.4255 | 281.6439 | 129.8446 | 190.0784 | 123.0495 | 283.9743 | 205.061 | 129.8446 | 123.0495 | 102.1411 | 337.045 | 203.7106 | 54.4277 | 35.8169 | 432.1062 | 94.8185 | 337.7301 | 97.1561 | 418.7952 | 1041.9334 | 50.4083 | 333.8766 | 337.045 | 467.4156 | 97.1561 | 39.9939 | 301.4435 | 338.0175 | 223.3827 | 214.6439 | 0 | 98.8756 | 172.9643 | 595.3304 | 0 | 103.3447 | 145.5041 | 231.0747 | 104.2658 | 156.508 | 213.4128 | 99.5915 | 0 | 0 | 0 | 0 | 0 | 0 | 0 | 0 | 90.0816 | 0 | 176.4004 | 199.9386 | 303.9689 | 193.6429 | 0 | 209.2465 | 71.83 | 53.2515 | 30.2559 | 1028.5253 | 45.458 | 162.2211 | 66.5447 | 66.5447 | 134.1841 | 43.2799 | 71.83 | 45.458 | 43.7919 | 43.7919 | 74.4011 | 0 | 0 | 0 | 0 | 43.2799 | 43.2799 | 43.2799 | 66.7538 | 43.7919 | 141.1591 | 0 | 0 | 31.761 | 0 | 0 | 0 | 127.8382 | 49.0509 | 162.5792 | 61.6862 | 68.1347 | 31.761 | 136.2416 | 227.6704 | 42.2883 | 177.3053 | 161.2605 | 692.676 | 134.2572 | 129.8169 | 164.7578 | 25.7614 | 30.8084 | 30.8084 | 25.7614 | 62.517 | 99.6585 | 218.4527 | 2353.1531 | 186.8058 | 99.6585 | 93.0722 | 226.8246 | 139.3253 | 116.707 | 118.4105 | 93.0722 | 215.9934 | 89.4655 | 49.0509 | 49.0509 | 190.9645 | 142.0578 | 0 | 0 | 0 | 30.8084 | 30.8084 | 38.2775 | 0 | 0 | 0 | 0 | 0 | 0 | 25.7614 | 49.0509 | 196.1387 | 30.8084 | 40.2576 | 87.6096 | 0 | 0 | 0 | 0 | 0 | 0 | 0 | 0 | 0 | 0 | 0 | 0 | 0 | 0 | 0 | 0 | 0 | 0 | 0 | 0 | 0 | 0 | 0 | 0 | 0 | 0 | 0 | 0 | 0 | 0 | 0 | 0 | 0 | 0 | 0 | 0 | 0 | 0 | 0 | 0 | 0 | 0 | 0 | 0 | 0 | 0 | 0 | 0 | 0 | 0 | 0 | 0 | 0 | 0 | 0 | 0 | 0 | 0 | 0 | 0 | 0 | 0 | 0 | 0 | 0 | 0 | 0 | 0 | 0 | 0 | 0 | 0 | 0 | 0 | 0 | 0 | 0 | 0 | 0 | 0 | 0 | 0 | 0 | 0 | 0 | 0 | 0 | 0 | 0 | 0 | 0 | 0 | 0 | 0 | 0 | 0 | 0 | 0 | 0 | 0 | 0 | 0 | 0 | 0 | 0 | 0 | 0 | 0 | 0 | 2017-01-13 18:00
t0308 | 0 | 137.8228 | 414.1986 | 161.4536 | 49.0701 | 331.9648 | 49.0701 | 515.0065 | 75.9306 | 75.9306 | 2271.3086 | 89.6347 | 92.3181 | 357.0047 | 441.3727 | 64.8413 | 89.5341 | 407.7995 | 261.5693 | 368.267 | 0 | 0 | 507.0345 | 42.2785 | 42.2785 | 42.2785 | 92.4732 | 180.6232 | 285.9074 | 160.1187 | 393.2245 | 106.2551 | 259.1268 | 232.674 | 314.0999 | 318.1228 | 155.5009 | 555.8574 | 379.0239 | 108.9662 | 225.6097 | 312.1526 | 120.279 | 256.2878 | 462.0374 | 120.279 | 49.6395 | 325.3122 | 861.9394 | 174.7645 | 211.9565 | 113.6906 | 197.3615 | 49.6395 | 192.034 | 302.1814 | 109.6626 | 404.3439 | 43.2372 | 190.2621 | 43.2372 | 120.279 | 180.6232 | 72.3068 | 462.0374 | 0 | 0 | 0 | 0 | 0 | 0 | 0 | 0 | 183.9155 | 0 | 0 | 0 | 0 | 286.3429 | 327.8425 | 30.8561 | 41.8028 | 297.8551 | 181.2241 | 14.9935 | 100.8284 | 111.606 | 312.5713 | 173.3235 | 234.9217 | 124.1682 | 30.8561 | 349.0319 | 54.7278 | 307.0976 | 152.0708 | 182.202 | 57.1252 | 107.0712 | 589.0108 | 30.0902 | 177.7292 | 186.5915 | 14.9935 | 14.9935 | 80.8811 | 132.2866 | 76.8605 | 153.4087 | 173.3378 | 114.9097 | 119.3019 | 845.7806 | 147.0726 | 100.8284 | 90.1288 | 90.1288 | 39.819 | 64.0959 | 845.7806 | 468.1975 | 165.671 | 0 | 0 | 0 | 89.6083 | 111.606 | 86.8344 | 424.7241 | 107.0712 | 0 | 76.8232 | 64.0959 | 14.9935 | 81.4298 | 33.1916 | 0 | 0 | 0 | 99.7771 | 0 | 0 | 161.9829 | 0 | 39.6581 | 0 | 0 | 229.6259 | 88.6909 | 33.1916 | 34.418 | 34.418 | 86.0897 | 169.7224 | 233.2832 | 161.8819 | 339.0622 | 202.2151 | 129.3304 | 296.0597 | 285.7879 | 184.9568 | 168.4155 | 480.836 | 204.2058 | 230.2252 | 99.6691 | 94.9956 | 218.6368 | 248.94 | 89.7607 | 94.9956 | 94.9956 | 183.5864 | 99.6691 | 99.6691 | 99.6691 | 201.6076 | 187.5134 | 205.8921 | 158.3786 | 158.3786 | 124.0222 | 217.5129 | 492.744 | 162.2773 | 131.6375 | 726.0122 | 200.8571 | 131.6375 | 529.5369 | 1079.6418 | 178.2931 | 657.8832 | 455.642 | 200.8571 | 126.4889 | 74.1179 | 265.7557 | 60.7375 | 60.7375 | 60.7375 | 199.8482 | 251.9329 | 94.4988 | 127.0233 | 250.653 | 227.6294 | 124.3787 | 124.3787 | 144.6433 | 376.2983 | 60.7375 | 498.0692 | 244.7364 | 414.3516 | 153.5485 | 131.113 | 422.4324 | 109.1021 | 183.2518 | 109.1021 | 275.3329 | 98.2414 | 121.6357 | 72.3068 | 72.3068 | 98.2414 | 321.4834 | 284.3823 | 174.3318 | 246.5083 | 123.7194 | 98.2414 | 755.8009 | 208.192 | 244.7331 | 551.0559 | 904.111 | 100.3008 | 108.0462 | 200.7282 | 390.8374 | 108.0462 | 66.9201 | 153.7565 | 111.858 | 106.8072 | 134.2635 | 63.1892 | 63.1892 | 101.7591 | 64.2418 | 183.6831 | 266.8304 | 126.1024 | 183.2518 | 117.4545 | 263.6179 | 199.693 | 126.1024 | 117.4545 | 100.0706 | 307.6463 | 195.7069 | 54.0424 | 35.5674 | 421.4748 | 92.4456 | 322.3159 | 94.4114 | 413.0339 | 966.915 | 49.9881 | 331.698 | 307.6463 | 434.1567 | 94.4114 | 39.6581 | 293.3388 | 323.6644 | 212.6171 | 208.4518 | 0 | 94.9956 | 170.6255 | 505.6774 | 0 | 100.3008 | 139.538 | 218.6368 | 96.3589 | 155.0341 | 208.9775 | 96.1849 | 0 | 0 | 0 | 0 | 0 | 0 | 0 | 0 | 88.6909 | 0 | 171.6531 | 197.0118 | 280.4199 | 179.7416 | 0 | 201.5474 | 69.1519 | 52.0206 | 30.0902 | 947.1096 | 44.4165 | 149.8556 | 64.7309 | 64.7309 | 128.6384 | 41.6311 | 69.1519 | 44.4165 | 43.366 | 43.366 | 73.0253 | 0 | 0 | 0 | 0 | 41.6311 | 41.6311 | 41.6311 | 64.9747 | 43.366 | 137.4313 | 0 | 0 | 29.2007 | 0 | 0 | 0 | 123.8096 | 47.5404 | 154.7589 | 58.3753 | 66.1492 | 29.2007 | 133.1189 | 208.6351 | 41.7697 | 170.2943 | 153.688 | 644.0571 | 130.2665 | 125.8447 | 158.7583 | 24.8787 | 29.9769 | 29.9769 | 24.8787 | 59.9866 | 95.3299 | 212.1282 | 2082.1305 | 175.9332 | 95.3299 | 88.7453 | 202.1833 | 133.2906 | 114.5047 | 113.2435 | 88.7453 | 204.3501 | 83.4042 | 47.5404 | 47.5404 | 185.4419 | 132.045 | 0 | 0 | 0 | 29.9769 | 29.9769 | 36.9963 | 0 | 0 | 0 | 0 | 0 | 0 | 24.8787 | 47.5404 | 185.2432 | 29.9769 | 39.0113 | 85.7111 | 0 | 0 | 0 | 0 | 0 | 0 | 0 | 0 | 0 | 0 | 0 | 0 | 0 | 0 | 0 | 0 | 0 | 0 | 0 | 0 | 0 | 0 | 0 | 0 | 0 | 0 | 0 | 0 | 0 | 0 | 0 | 0 | 0 | 0 | 0 | 0 | 0 | 0 | 0 | 0 | 0 | 0 | 0 | 0 | 0 | 0 | 0 | 0 | 0 | 0 | 0 | 0 | 0 | 0 | 0 | 0 | 0 | 0 | 0 | 0 | 0 | 0 | 0 | 0 | 0 | 0 | 0 | 0 | 0 | 0 | 0 | 0 | 0 | 0 | 0 | 0 | 0 | 0 | 0 | 0 | 0 | 0 | 0 | 0 | 0 | 0 | 0 | 0 | 0 | 0 | 0 | 0 | 0 | 0 | 0 | 0 | 0 | 0 | 0 | 0 | 0 | 0 | 0 | 0 | 0 | 0 | 0 | 0 | 0 | 2017-01-13 19:00
t0309 | 0 | 133.3888 | 390.9755 | 157.4022 | 46.2659 | 312.8071 | 46.2659 | 530.7542 | 70.6961 | 70.6961 | 2099.3697 | 83.2201 | 89.92 | 348.4893 | 432.2669 | 63.9182 | 85.8519 | 392.285 | 250.562 | 365.7845 | 0 | 0 | 478.6281 | 40.8681 | 40.8681 | 40.8681 | 90.2114 | 175.1741 | 283.146 | 146.3076 | 373.4189 | 100.9729 | 255.1832 | 230.0531 | 304.1873 | 304.5083 | 152.1547 | 562.4715 | 370.8286 | 106.0128 | 224.5083 | 299.8677 | 117.3404 | 249.8903 | 444.0064 | 117.3404 | 48.7194 | 316.2026 | 840.4386 | 172.4042 | 202.2748 | 109.3573 | 193.581 | 48.7194 | 187.093 | 299.1636 | 107.3844 | 384.8141 | 41.3661 | 188.3977 | 41.3661 | 117.3404 | 175.1741 | 69.8647 | 444.0064 | 0 | 0 | 0 | 0 | 0 | 0 | 0 | 0 | 178.4003 | 0 | 0 | 0 | 0 | 276.6324 | 316.3874 | 30.0819 | 39.8398 | 279.1508 | 175.0924 | 14.3235 | 96.4561 | 107.608 | 298.1396 | 167.3361 | 227.5453 | 116.8996 | 30.0819 | 323.9849 | 52.4883 | 292.3611 | 145.6053 | 176.4267 | 54.9952 | 102.9346 | 555.9934 | 28.4304 | 171.3813 | 177.8739 | 14.3235 | 14.3235 | 76.2962 | 128.4453 | 73.8052 | 147.0803 | 167.3378 | 104.9562 | 105.5443 | 771.1931 | 138.5151 | 96.4561 | 87.0579 | 87.0579 | 38.1813 | 59.6996 | 771.1931 | 435.8237 | 161.2453 | 0 | 0 | 0 | 86.8626 | 107.608 | 83.9436 | 404.3758 | 102.9346 | 0 | 74.3313 | 59.6996 | 14.3235 | 76.0172 | 31.167 | 0 | 0 | 0 | 95.9661 | 0 | 0 | 154.8815 | 0 | 37.6578 | 0 | 0 | 221.3972 | 87.5287 | 31.167 | 33.0837 | 33.0837 | 81.7849 | 161.0318 | 219.3059 | 154.9072 | 321.7309 | 195.6651 | 123.5911 | 284.7785 | 266.0771 | 174.404 | 161.3443 | 435.4268 | 196.0755 | 216.0715 | 95.5294 | 91.2456 | 206.8513 | 235.4557 | 85.067 | 91.2456 | 91.2456 | 170.8846 | 95.5294 | 95.5294 | 95.5294 | 190.0896 | 179.6809 | 192.7816 | 150.3449 | 150.3449 | 117.3149 | 200.4303 | 471.7591 | 158.2652 | 122.6581 | 647.6765 | 191.0108 | 122.6581 | 471.5534 | 988.9001 | 167.2196 | 609.5753 | 431.6954 | 191.0108 | 118.8373 | 70.4981 | 250.2131 | 58.5837 | 58.5837 | 58.5837 | 189.0466 | 232.0459 | 88.3088 | 126.3046 | 240.6651 | 221.2808 | 121.1935 | 121.1935 | 137.3869 | 372.2425 | 58.5837 | 467.0116 | 236.6924 | 400.1919 | 148.9406 | 126.7168 | 383.7713 | 104.2515 | 179.9103 | 104.2515 | 260.4541 | 92.2248 | 116.5157 | 69.8647 | 69.8647 | 92.2248 | 316.1816 | 278.2065 | 164.677 | 230.9644 | 120.3875 | 92.2248 | 747.4793 | 200.9455 | 226.5571 | 512.4581 | 817.3679 | 96.7831 | 104.6692 | 188.0004 | 370.1682 | 104.6692 | 64.3469 | 146.0324 | 108.6972 | 102.5292 | 126.9975 | 60.5484 | 60.5484 | 97.7556 | 60.8541 | 170.7387 | 254.6581 | 120.5308 | 179.9103 | 111.6498 | 245.7563 | 193.1622 | 120.5308 | 111.6498 | 94.8881 | 283.4515 | 188.6689 | 53.4023 | 33.9446 | 405.3693 | 88.1205 | 303.2726 | 89.6809 | 399.3147 | 919.0642 | 48.2487 | 317.2552 | 283.4515 | 404.1095 | 89.6809 | 37.6578 | 302.5596 | 305.1646 | 205.4111 | 206.1848 | 0 | 91.2456 | 165.0232 | 457.1921 | 0 | 96.7831 | 132.8375 | 206.8513 | 90.2013 | 146.486 | 202.0128 | 90.7527 | 0 | 0 | 0 | 0 | 0 | 0 | 0 | 0 | 87.5287 | 0 | 166.625 | 198.5503 | 260.414 | 168.4535 | 0 | 189.8228 | 63.8314 | 49.4584 | 28.4304 | 865.3882 | 42.7082 | 137.8424 | 60.6138 | 60.6138 | 118.1434 | 38.8787 | 63.8314 | 42.7082 | 41.186 | 41.186 | 69.2478 | 0 | 0 | 0 | 0 | 38.8787 | 38.8787 | 38.8787 | 61.4836 | 41.186 | 130.3353 | 0 | 0 | 26.9054 | 0 | 0 | 0 | 116.6838 | 46.3468 | 145.1666 | 57.0616 | 62.7671 | 26.9054 | 129.3409 | 190.8259 | 39.9344 | 164.8702 | 145.652 | 607.9742 | 124.9273 | 120.7305 | 151.1202 | 23.8009 | 28.8142 | 28.8142 | 23.8009 | 56.0195 | 89.9575 | 201.7044 | 1899.2843 | 162.1016 | 89.9575 | 83.9095 | 182.866 | 124.2378 | 107.6449 | 105.2157 | 83.9095 | 189.5237 | 77.8025 | 46.3468 | 46.3468 | 175.4815 | 121.893 | 0 | 0 | 0 | 28.8142 | 28.8142 | 34.7724 | 0 | 0 | 0 | 0 | 0 | 0 | 23.8009 | 46.3468 | 172.8705 | 28.8142 | 37.2707 | 80.69 | 0 | 0 | 0 | 0 | 0 | 0 | 0 | 0 | 0 | 0 | 0 | 0 | 0 | 0 | 0 | 0 | 0 | 0 | 0 | 0 | 0 | 0 | 0 | 0 | 0 | 0 | 0 | 0 | 0 | 0 | 0 | 0 | 0 | 0 | 0 | 0 | 0 | 0 | 0 | 0 | 0 | 0 | 0 | 0 | 0 | 0 | 0 | 0 | 0 | 0 | 0 | 0 | 0 | 0 | 0 | 0 | 0 | 0 | 0 | 0 | 0 | 0 | 0 | 0 | 0 | 0 | 0 | 0 | 0 | 0 | 0 | 0 | 0 | 0 | 0 | 0 | 0 | 0 | 0 | 0 | 0 | 0 | 0 | 0 | 0 | 0 | 0 | 0 | 0 | 0 | 0 | 0 | 0 | 0 | 0 | 0 | 0 | 0 | 0 | 0 | 0 | 0 | 0 | 0 | 0 | 0 | 0 | 0 | 0 | 2017-01-13 20:00
t0310 | 0 | 132.7977 | 372.9171 | 156.4826 | 43.4716 | 296.3706 | 43.4716 | 573.2258 | 67.5448 | 67.5448 | 2046.1401 | 77.1571 | 88.571 | 352.3794 | 432.5426 | 64.0566 | 83.0717 | 383.0122 | 242.5424 | 373.7294 | 0 | 0 | 458.7212 | 39.8722 | 39.8722 | 39.8722 | 89.9463 | 173.3741 | 288.7763 | 139.2847 | 364.1268 | 97.0435 | 257.608 | 233.4217 | 298.6727 | 294.8432 | 151.276 | 594.9984 | 378.3002 | 105.0147 | 230.5509 | 294.5862 | 117.3569 | 249.6049 | 451.2469 | 117.3569 | 48.2956 | 313.2525 | 839.1305 | 174.4641 | 197.3646 | 106.0594 | 194.317 | 48.2956 | 185.1974 | 304.0729 | 106.9624 | 374.0209 | 39.7037 | 191.736 | 39.7037 | 117.3569 | 173.3741 | 68.7077 | 451.2469 | 0 | 0 | 0 | 0 | 0 | 0 | 0 | 0 | 175.7667 | 0 | 0 | 0 | 0 | 272.543 | 308.8787 | 29.5142 | 37.2826 | 261.9851 | 169.3631 | 13.6033 | 91.8404 | 102.8695 | 288.8141 | 164.3167 | 223.7885 | 109.0857 | 29.5142 | 304.0512 | 49.9644 | 280.9984 | 138.6695 | 171.3332 | 52.7239 | 98.873 | 529.8912 | 26.2948 | 165.8847 | 168.8051 | 13.6033 | 13.6033 | 71.6297 | 126.5795 | 70.7714 | 140.7285 | 163.7646 | 96.2123 | 93.7538 | 708.0623 | 128.0904 | 91.8404 | 84.1091 | 84.1091 | 36.4633 | 54.8882 | 708.0623 | 408.9817 | 157.4109 | 0 | 0 | 0 | 84.2112 | 102.8695 | 81.3818 | 385.9653 | 98.873 | 0 | 72.0486 | 54.8882 | 13.6033 | 71.0567 | 29.0692 | 0 | 0 | 0 | 93.126 | 0 | 0 | 149.155 | 0 | 35.24 | 0 | 0 | 215.5931 | 88.2557 | 29.0692 | 31.8971 | 31.8971 | 76.2409 | 152.5673 | 206.3395 | 148.157 | 312.2579 | 192.2434 | 119.1399 | 276.5214 | 253.3029 | 164.3708 | 155.5038 | 409.0933 | 190.8425 | 201.6441 | 93.8263 | 89.1452 | 198.6965 | 221.5011 | 80.6597 | 89.1452 | 89.1452 | 159.8202 | 93.8263 | 93.8263 | 93.8263 | 179.1584 | 175.471 | 180.0756 | 142.7987 | 142.7987 | 111.1925 | 186.5443 | 458.557 | 159.0899 | 114.0176 | 607.8999 | 185.216 | 114.0176 | 428.445 | 941.607 | 155.4842 | 573.4913 | 413.9442 | 185.216 | 112.8198 | 67.2656 | 233.161 | 56.9738 | 56.9738 | 56.9738 | 177.7802 | 214.1498 | 81.4015 | 128.4519 | 233.4384 | 218.8709 | 120.7743 | 120.7743 | 132.0644 | 376.1302 | 56.9738 | 440.8909 | 232.5438 | 392.3137 | 146.7288 | 123.2784 | 355.0394 | 100.4395 | 182.2049 | 100.4395 | 250.795 | 87.2146 | 114.3299 | 68.7077 | 68.7077 | 87.2146 | 322.5253 | 279.476 | 157.9998 | 218.7236 | 120.2906 | 87.2146 | 769.8005 | 196.5743 | 214.4454 | 487.7151 | 772.4408 | 94.6861 | 103.0511 | 175.6779 | 355.1486 | 103.0511 | 61.8741 | 140.0149 | 107.6588 | 99.3079 | 120.0728 | 58.9235 | 58.9235 | 95.7887 | 57.9067 | 163.6935 | 248.3156 | 115.8498 | 182.2049 | 107.5159 | 232.8769 | 189.3822 | 115.8498 | 107.5159 | 89.3027 | 266.0701 | 185.5404 | 53.6801 | 32.0414 | 392.9383 | 84.0448 | 286.5656 | 85.1717 | 387.8567 | 902.6704 | 46.5552 | 300.6134 | 266.0701 | 381.6412 | 85.1717 | 35.24 | 329.7673 | 288.7786 | 204.0444 | 210.4906 | 0 | 89.1452 | 160.3775 | 438.8398 | 0 | 94.6861 | 127.8485 | 198.6965 | 86.4229 | 135.87 | 197.1069 | 85.4701 | 0 | 0 | 0 | 0 | 0 | 0 | 0 | 0 | 88.2557 | 0 | 164.4731 | 207.2101 | 246.1309 | 161.2295 | 0 | 178.505 | 57.7204 | 46.8784 | 26.2948 | 793.7592 | 41.3307 | 127.7827 | 55.9656 | 55.9656 | 106.0845 | 36.0033 | 57.7204 | 41.3307 | 38.5908 | 38.5908 | 65.0966 | 0 | 0 | 0 | 0 | 36.0033 | 36.0033 | 36.0033 | 57.9047 | 38.5908 | 123.2435 | 0 | 0 | 25.1165 | 0 | 0 | 0 | 109.4346 | 46.2158 | 136.6235 | 58.0566 | 59.5287 | 25.1165 | 127.5401 | 176.056 | 37.9596 | 163.3901 | 139.633 | 588.9266 | 120.8902 | 116.9782 | 144.9351 | 23.0032 | 27.9463 | 27.9463 | 23.0032 | 51.9693 | 85.3256 | 192.0251 | 1792.6955 | 148.5294 | 85.3256 | 80.0668 | 168.7795 | 115.0786 | 99.5392 | 96.8748 | 80.0668 | 175.3043 | 73.5811 | 46.2158 | 46.2158 | 165.5457 | 113.2392 | 0 | 0 | 0 | 27.9463 | 27.9463 | 32.4895 | 0 | 0 | 0 | 0 | 0 | 0 | 23.0032 | 46.2158 | 162.0406 | 27.9463 | 35.8475 | 74.9729 | 0 | 0 | 0 | 0 | 0 | 0 | 0 | 0 | 0 | 0 | 0 | 0 | 0 | 0 | 0 | 0 | 0 | 0 | 0 | 0 | 0 | 0 | 0 | 0 | 0 | 0 | 0 | 0 | 0 | 0 | 0 | 0 | 0 | 0 | 0 | 0 | 0 | 0 | 0 | 0 | 0 | 0 | 0 | 0 | 0 | 0 | 0 | 0 | 0 | 0 | 0 | 0 | 0 | 0 | 0 | 0 | 0 | 0 | 0 | 0 | 0 | 0 | 0 | 0 | 0 | 0 | 0 | 0 | 0 | 0 | 0 | 0 | 0 | 0 | 0 | 0 | 0 | 0 | 0 | 0 | 0 | 0 | 0 | 0 | 0 | 0 | 0 | 0 | 0 | 0 | 0 | 0 | 0 | 0 | 0 | 0 | 0 | 0 | 0 | 0 | 0 | 0 | 0 | 0 | 0 | 0 | 0 | 0 | 0 | 2017-01-13 21:00
t0311 | 0 | 128.1053 | 349.7872 | 150.7788 | 40.3465 | 276.7033 | 40.3465 | 580.1397 | 63.4607 | 63.4607 | 1949.2693 | 70.9617 | 84.8267 | 343.251 | 418.4794 | 62.0224 | 78.6535 | 364.8187 | 229.7112 | 366.2463 | 0 | 0 | 431.7094 | 37.953 | 37.953 | 37.953 | 86.8307 | 166.5937 | 282.7006 | 130.6234 | 346.6816 | 91.4841 | 250.6047 | 227.7814 | 285.4957 | 279.3044 | 145.7516 | 595.2234 | 370.5363 | 100.9552 | 226.6369 | 281.7626 | 113.5187 | 241.245 | 441.1832 | 113.5187 | 46.4378 | 301.1692 | 810.807 | 169.9735 | 187.9569 | 100.5653 | 188.3734 | 46.4378 | 177.9456 | 297.0401 | 103.1784 | 355.2954 | 37.3863 | 187.4523 | 37.3863 | 113.5187 | 166.5937 | 65.7512 | 441.1832 | 0 | 0 | 0 | 0 | 0 | 0 | 0 | 0 | 168.3859 | 0 | 0 | 0 | 0 | 261.1291 | 294.1561 | 28.1918 | 34.4887 | 243.0007 | 160.2763 | 12.7158 | 85.9986 | 96.5699 | 273.7146 | 157.0922 | 214.1488 | 100.7482 | 28.1918 | 282.11 | 46.7742 | 264.8939 | 129.866 | 162.568 | 49.5961 | 93.1357 | 496.7486 | 24.1245 | 157.0667 | 157.7216 | 12.7158 | 12.7158 | 66.4404 | 121.2797 | 66.5881 | 132.2179 | 156.2121 | 87.8034 | 83.6316 | 646.9811 | 117.5183 | 85.9986 | 79.5324 | 79.5324 | 34.2128 | 50.1639 | 646.9811 | 379.4113 | 149.8612 | 0 | 0 | 0 | 79.8076 | 96.5699 | 77.1336 | 362.0922 | 93.1357 | 0 | 68.2763 | 50.1639 | 12.7158 | 65.7268 | 26.8402 | 0 | 0 | 0 | 88.3369 | 0 | 0 | 140.7763 | 0 | 32.6029 | 0 | 0 | 204.9711 | 85.7857 | 26.8402 | 30.1237 | 30.1237 | 70.3389 | 142.4062 | 191.7116 | 139.1668 | 296.3656 | 183.8471 | 112.5263 | 262.41 | 237.3902 | 152.8864 | 146.8399 | 380.2236 | 181.4053 | 186.2639 | 89.7356 | 84.951 | 187.2739 | 205.7313 | 75.333 | 84.951 | 84.951 | 147.906 | 89.7356 | 89.7356 | 89.7356 | 166.6441 | 167.1814 | 166.4659 | 133.5209 | 133.5209 | 103.8272 | 172.0962 | 435.5309 | 154.3901 | 105.0476 | 564.9173 | 175.6665 | 105.0476 | 388.7911 | 883.0923 | 143.247 | 533.0867 | 389.6523 | 175.6665 | 105.4936 | 63.0922 | 215.1209 | 54.1185 | 54.1185 | 54.1185 | 165.0809 | 196.347 | 74.5284 | 125.5106 | 221.379 | 210.2094 | 116.5558 | 116.5558 | 124.5164 | 366.0717 | 54.1185 | 410.6632 | 222.3848 | 374.6417 | 140.5591 | 117.1207 | 326.2803 | 94.8271 | 177.6307 | 94.8271 | 236.7747 | 81.3296 | 109.2781 | 65.7512 | 65.7512 | 81.3296 | 315.8397 | 271.0816 | 148.8045 | 204.1814 | 116.2945 | 81.3296 | 758.2129 | 187.4586 | 200.2054 | 457.0034 | 720.9628 | 90.3013 | 98.6817 | 162.4446 | 334.4425 | 98.6817 | 58.3264 | 131.7789 | 103.4916 | 94.0865 | 111.9236 | 56.0079 | 56.0079 | 91.4629 | 54.2188 | 154.1742 | 236.3756 | 109.1976 | 177.6307 | 101.4927 | 217.5286 | 180.8569 | 109.1976 | 101.4927 | 82.9627 | 246.9762 | 177.5669 | 52.0728 | 29.8228 | 372.4512 | 78.8014 | 267.0543 | 79.6311 | 368.0789 | 863.5467 | 43.9847 | 280.5357 | 246.9762 | 355.6585 | 79.6311 | 32.6029 | 335.4778 | 269.378 | 196.5589 | 206.1959 | 0 | 84.951 | 152.255 | 414.0627 | 0 | 90.3013 | 120.6343 | 187.2739 | 81.3403 | 124.9168 | 187.63 | 79.4558 | 0 | 0 | 0 | 0 | 0 | 0 | 0 | 0 | 85.7857 | 0 | 157.7583 | 205.64 | 229.5223 | 151.6317 | 0 | 165.7765 | 52.1143 | 43.7661 | 24.1245 | 724.6922 | 39.1324 | 117.5519 | 51.2991 | 51.2991 | 95.2841 | 33.0763 | 52.1143 | 39.1324 | 35.7356 | 35.7356 | 60.4252 | 0 | 0 | 0 | 0 | 33.0763 | 33.0763 | 33.0763 | 53.8244 | 35.7356 | 114.8784 | 0 | 0 | 23.2217 | 0 | 0 | 0 | 101.4348 | 44.6192 | 126.9744 | 56.7718 | 55.604 | 23.2217 | 122.2468 | 161.4275 | 35.504 | 157.1443 | 131.4181 | 558.3137 | 114.4654 | 110.8562 | 136.4265 | 21.7641 | 26.4999 | 26.4999 | 21.7641 | 47.807 | 79.7219 | 179.8311 | 1671.224 | 135.4564 | 79.7219 | 75.1179 | 154.8677 | 105.7502 | 91.3269 | 88.6392 | 75.1179 | 160.9575 | 68.6351 | 44.6192 | 44.6192 | 154.0653 | 104.3216 | 0 | 0 | 0 | 26.4999 | 26.4999 | 30.0359 | 0 | 0 | 0 | 0 | 0 | 0 | 21.7641 | 44.6192 | 150.1891 | 26.4999 | 33.8054 | 69.0263 | 0 | 0 | 0 | 0 | 0 | 0 | 0 | 0 | 0 | 0 | 0 | 0 | 0 | 0 | 0 | 0 | 0 | 0 | 0 | 0 | 0 | 0 | 0 | 0 | 0 | 0 | 0 | 0 | 0 | 0 | 0 | 0 | 0 | 0 | 0 | 0 | 0 | 0 | 0 | 0 | 0 | 0 | 0 | 0 | 0 | 0 | 0 | 0 | 0 | 0 | 0 | 0 | 0 | 0 | 0 | 0 | 0 | 0 | 0 | 0 | 0 | 0 | 0 | 0 | 0 | 0 | 0 | 0 | 0 | 0 | 0 | 0 | 0 | 0 | 0 | 0 | 0 | 0 | 0 | 0 | 0 | 0 | 0 | 0 | 0 | 0 | 0 | 0 | 0 | 0 | 0 | 0 | 0 | 0 | 0 | 0 | 0 | 0 | 0 | 0 | 0 | 0 | 0 | 0 | 0 | 0 | 0 | 0 | 0 | 2017-01-13 22:00
t0312 | 0 | 123.7919 | 326.5314 | 145.0721 | 37.0399 | 256.5652 | 37.0399 | 590.2136 | 59.7259 | 59.7259 | 1879.542 | 64.598 | 80.8764 | 335.6346 | 404.5331 | 59.8941 | 74.0758 | 346.432 | 216.5269 | 359.3176 | 0 | 0 | 405.1551 | 35.9378 | 35.9378 | 35.9378 | 83.7675 | 159.9003 | 277.1835 | 123.5217 | 330.5754 | 85.8641 | 243.8368 | 222.3795 | 271.9452 | 263.4373 | 140.04 | 598.5919 | 365.035 | 96.8608 | 223.2527 | 269.4394 | 109.849 | 233.1997 | 436.0469 | 109.849 | 44.4302 | 289.0885 | 783.4386 | 165.6609 | 178.9655 | 94.8194 | 182.557 | 44.4302 | 170.5057 | 290.3379 | 99.2908 | 337.318 | 34.933 | 183.4343 | 34.933 | 109.849 | 159.9003 | 62.794 | 436.0469 | 0 | 0 | 0 | 0 | 0 | 0 | 0 | 0 | 160.857 | 0 | 0 | 0 | 0 | 249.8645 | 278.922 | 26.7585 | 31.3476 | 223.4213 | 150.3952 | 11.7478 | 79.6351 | 89.515 | 258.694 | 149.8416 | 204.3206 | 91.8002 | 26.7585 | 260.5712 | 43.2508 | 248.4345 | 120.2396 | 153.0614 | 46.153 | 86.9108 | 463.3058 | 21.7041 | 147.6161 | 145.7341 | 11.7478 | 11.7478 | 60.9223 | 115.8393 | 62.0505 | 122.9935 | 148.4818 | 79.4854 | 73.9879 | 587.3586 | 105.8766 | 79.6351 | 74.5398 | 74.5398 | 31.756 | 45.1215 | 587.3586 | 349.9414 | 141.5849 | 0 | 0 | 0 | 74.9665 | 89.515 | 72.5405 | 336.9588 | 86.9108 | 0 | 64.1724 | 45.1215 | 11.7478 | 60.2591 | 24.4728 | 0 | 0 | 0 | 83.3448 | 0 | 0 | 132.0605 | 0 | 29.6851 | 0 | 0 | 193.9062 | 83.3045 | 24.4728 | 28.2286 | 28.2286 | 63.7319 | 131.6172 | 176.5269 | 129.5096 | 281.3018 | 175.3029 | 105.7008 | 247.7351 | 222.5381 | 140.8527 | 137.7527 | 355.8801 | 171.8265 | 169.9957 | 85.8727 | 80.7741 | 176.0141 | 188.8544 | 69.7265 | 80.7741 | 80.7741 | 135.8819 | 85.8727 | 85.8727 | 85.8727 | 153.5377 | 159.0523 | 152.2691 | 123.731 | 123.731 | 96.1403 | 157.9808 | 412.4593 | 150.1595 | 95.7568 | 532.0396 | 166.4152 | 95.7568 | 352.8243 | 834.3116 | 130.2015 | 494.2273 | 365.2806 | 166.4152 | 98.175 | 58.7165 | 195.6771 | 51.1175 | 51.1175 | 51.1175 | 151.4671 | 178.4534 | 67.1409 | 122.5475 | 208.9225 | 201.4438 | 112.438 | 112.438 | 116.9154 | 355.8984 | 51.1175 | 380.094 | 212.0839 | 356.6701 | 134.2633 | 110.5737 | 299.5094 | 89.0229 | 173.5715 | 89.0229 | 223.1435 | 75.3806 | 104.497 | 62.794 | 62.794 | 75.3806 | 310.5222 | 263.1734 | 139.7761 | 189.7213 | 112.5434 | 75.3806 | 750.5375 | 178.1204 | 186.9782 | 428.5034 | 679.7426 | 85.8208 | 94.2512 | 148.6391 | 313.7691 | 94.2512 | 54.4885 | 123.3887 | 99.328 | 88.6634 | 103.3445 | 53.0886 | 53.0886 | 87.2308 | 50.3984 | 145.7569 | 224.9091 | 102.2347 | 173.5715 | 95.45 | 202.7428 | 172.0936 | 102.2347 | 95.45 | 76.1047 | 228.9998 | 169.7359 | 50.3894 | 27.3697 | 350.9866 | 73.2296 | 247.0237 | 73.7624 | 346.8553 | 829.2471 | 41.1793 | 258.351 | 228.9998 | 330.4597 | 73.7624 | 29.6851 | 343.7529 | 249.357 | 189.6526 | 202.4501 | 0 | 80.7741 | 143.5382 | 396.9194 | 0 | 85.8208 | 113.3093 | 176.0141 | 76.6005 | 112.7828 | 177.6804 | 73.1189 | 0 | 0 | 0 | 0 | 0 | 0 | 0 | 0 | 83.3045 | 0 | 150.9516 | 204.6467 | 213.6852 | 142.5573 | 0 | 152.4167 | 46.0996 | 40.4313 | 21.7041 | 656.3915 | 36.8158 | 107.4934 | 46.2624 | 46.2624 | 83.7293 | 29.9785 | 46.0996 | 36.8158 | 32.5847 | 32.5847 | 55.3531 | 0 | 0 | 0 | 0 | 29.9785 | 29.9785 | 29.9785 | 49.4635 | 32.5847 | 105.9576 | 0 | 0 | 21.3934 | 0 | 0 | 0 | 92.9381 | 43.0613 | 117.0798 | 55.809 | 51.45 | 21.3934 | 116.8043 | 147.1871 | 32.8226 | 151.1375 | 123.1536 | 530.0377 | 107.8049 | 104.5334 | 127.6537 | 20.4918 | 24.9944 | 24.9944 | 20.4918 | 43.4249 | 73.9646 | 166.9588 | 1566.8256 | 121.9987 | 73.9646 | 70.1026 | 142.0858 | 95.9684 | 82.351 | 79.9738 | 70.1026 | 146.1833 | 63.8093 | 43.0613 | 43.0613 | 141.8613 | 95.4699 | 0 | 0 | 0 | 24.9944 | 24.9944 | 27.4326 | 0 | 0 | 0 | 0 | 0 | 0 | 20.4918 | 43.0613 | 138.1721 | 24.9944 | 31.6798 | 62.5685 | 0 | 0 | 0 | 0 | 0 | 0 | 0 | 0 | 0 | 0 | 0 | 0 | 0 | 0 | 0 | 0 | 0 | 0 | 0 | 0 | 0 | 0 | 0 | 0 | 0 | 0 | 0 | 0 | 0 | 0 | 0 | 0 | 0 | 0 | 0 | 0 | 0 | 0 | 0 | 0 | 0 | 0 | 0 | 0 | 0 | 0 | 0 | 0 | 0 | 0 | 0 | 0 | 0 | 0 | 0 | 0 | 0 | 0 | 0 | 0 | 0 | 0 | 0 | 0 | 0 | 0 | 0 | 0 | 0 | 0 | 0 | 0 | 0 | 0 | 0 | 0 | 0 | 0 | 0 | 0 | 0 | 0 | 0 | 0 | 0 | 0 | 0 | 0 | 0 | 0 | 0 | 0 | 0 | 0 | 0 | 0 | 0 | 0 | 0 | 0 | 0 | 0 | 0 | 0 | 0 | 0 | 0 | 0 | 0 | 2017-01-13 23:00
t0313 | 0 | 122.7276 | 308.5234 | 143.4245 | 34.2584 | 240.2483 | 34.2584 | 626.0945 | 56.7323 | 56.7323 | 1833.4328 | 58.7528 | 79.122 | 337.8582 | 402.5248 | 59.6342 | 71.1056 | 336.1091 | 207.9903 | 364.5946 | 0 | 0 | 385.3105 | 34.8029 | 34.8029 | 34.8029 | 83.0769 | 157.4235 | 280.8681 | 117.2513 | 321.0051 | 81.8464 | 244.712 | 224.2191 | 265.3156 | 253.178 | 138.3758 | 625.5567 | 370.6149 | 95.4039 | 227.5993 | 263.4193 | 109.3123 | 231.7556 | 442.1978 | 109.3123 | 43.7329 | 284.8131 | 778.2306 | 166.631 | 173.7548 | 91.2287 | 182.2285 | 43.7329 | 167.7613 | 293.2038 | 98.3027 | 326.1096 | 33.1922 | 185.4811 | 33.1922 | 109.3123 | 157.4235 | 61.4048 | 442.1978 | 0 | 0 | 0 | 0 | 0 | 0 | 0 | 0 | 157.5278 | 0 | 0 | 0 | 0 | 244.8625 | 270.4146 | 26.051 | 28.7364 | 206.5884 | 144.0807 | 11.0034 | 74.8369 | 84.4476 | 248.945 | 146.2854 | 199.7248 | 84.0437 | 26.051 | 241.5023 | 40.6076 | 236.7363 | 113.0091 | 147.3216 | 43.7263 | 82.5802 | 437.2734 | 19.5666 | 141.5965 | 136.4218 | 11.0034 | 11.0034 | 56.2712 | 113.4541 | 58.8364 | 116.3162 | 144.3727 | 71.2813 | 63.2724 | 528.4046 | 95.5098 | 74.8369 | 71.3031 | 71.3031 | 29.9527 | 40.436 | 528.4046 | 324.0736 | 137.0389 | 0 | 0 | 0 | 71.9826 | 84.4476 | 69.6915 | 318.0746 | 82.5802 | 0 | 61.6256 | 40.436 | 11.0034 | 55.4344 | 22.4026 | 0 | 0 | 0 | 80.2491 | 0 | 0 | 126.0556 | 0 | 27.237 | 0 | 0 | 187.4328 | 83.4724 | 22.4026 | 26.9564 | 26.9564 | 58.116 | 123.0463 | 163.72 | 122.461 | 271.6247 | 171.1892 | 101.0382 | 238.7156 | 210.3573 | 130.8662 | 131.5756 | 332.3939 | 166.1214 | 155.7776 | 83.9668 | 78.4497 | 167.8165 | 174.8528 | 65.2778 | 78.4497 | 78.4497 | 125.1997 | 83.9668 | 83.9668 | 83.9668 | 142.6597 | 154.4656 | 139.8191 | 116.0745 | 116.0745 | 89.9944 | 144.8546 | 398.3243 | 150.2465 | 87.3697 | 498.0444 | 160.4354 | 87.3697 | 314.0363 | 791.7312 | 118.6442 | 459.9426 | 347.3458 | 160.4354 | 92.2569 | 55.4117 | 178.7451 | 49.327 | 49.327 | 49.327 | 140.1593 | 161.4495 | 60.3754 | 123.7527 | 201.1162 | 198.102 | 111.4682 | 111.4682 | 111.4828 | 357.2829 | 49.327 | 354.5011 | 207.1154 | 347.4843 | 131.4711 | 106.7071 | 273.0821 | 85.0338 | 174.855 | 85.0338 | 213.4374 | 70.4582 | 102.0736 | 61.4048 | 61.4048 | 70.4582 | 315.0112 | 263.0199 | 133.1036 | 177.7691 | 111.9241 | 70.4582 | 767.8833 | 173.1115 | 175.5693 | 404.9943 | 640.3838 | 83.4206 | 92.2451 | 136.5581 | 298.6119 | 92.2451 | 51.8459 | 117.2551 | 97.8382 | 85.1983 | 96.3945 | 51.3366 | 51.3366 | 85.0225 | 47.4261 | 139.137 | 218.1854 | 97.3433 | 174.855 | 91.2138 | 190.3603 | 167.6391 | 97.3433 | 91.2138 | 70.4643 | 212.7023 | 166.0439 | 50.3159 | 25.4138 | 337.4759 | 69.0349 | 230.4986 | 69.1787 | 334.0275 | 812.0516 | 39.3315 | 241.1155 | 212.7023 | 308.9032 | 69.1787 | 27.237 | 367.174 | 233.0598 | 187.6106 | 205.3761 | 0 | 78.4497 | 138.3169 | 381.6888 | 0 | 83.4206 | 108.1688 | 167.8165 | 72.9491 | 102.1568 | 172.0865 | 67.8521 | 0 | 0 | 0 | 0 | 0 | 0 | 0 | 0 | 83.4724 | 0 | 148.1329 | 211.4522 | 200.0823 | 135.5398 | 0 | 141.1832 | 40.2104 | 37.8033 | 19.5666 | 589.1648 | 35.3261 | 97.9934 | 41.6928 | 41.6928 | 72.1725 | 27.1697 | 40.2104 | 35.3261 | 29.9555 | 29.9555 | 51.1611 | 0 | 0 | 0 | 0 | 27.1697 | 27.1697 | 27.1697 | 45.8681 | 29.9555 | 98.7881 | 0 | 0 | 19.7071 | 0 | 0 | 0 | 85.7285 | 42.7162 | 108.6911 | 56.5202 | 48.1694 | 19.7071 | 114.4677 | 133.3595 | 30.7758 | 149.0632 | 117.0664 | 511.0801 | 103.4886 | 100.505 | 121.2976 | 19.6495 | 24.0523 | 24.0523 | 19.6495 | 39.4711 | 69.3477 | 157.0816 | 1470.4886 | 109.0391 | 69.3477 | 66.2495 | 129.2251 | 87.059 | 74.3204 | 71.8952 | 66.2495 | 132.4903 | 59.7373 | 42.7162 | 42.7162 | 131.8785 | 87.2439 | 0 | 0 | 0 | 24.0523 | 24.0523 | 25.1758 | 0 | 0 | 0 | 0 | 0 | 0 | 19.6495 | 42.7162 | 127.6611 | 24.0523 | 30.194 | 56.8911 | 0 | 0 | 0 | 0 | 0 | 0 | 0 | 0 | 0 | 0 | 0 | 0 | 0 | 0 | 0 | 0 | 0 | 0 | 0 | 0 | 0 | 0 | 0 | 0 | 0 | 0 | 0 | 0 | 0 | 0 | 0 | 0 | 0 | 0 | 0 | 0 | 0 | 0 | 0 | 0 | 0 | 0 | 0 | 0 | 0 | 0 | 0 | 0 | 0 | 0 | 0 | 0 | 0 | 0 | 0 | 0 | 0 | 0 | 0 | 0 | 0 | 0 | 0 | 0 | 0 | 0 | 0 | 0 | 0 | 0 | 0 | 0 | 0 | 0 | 0 | 0 | 0 | 0 | 0 | 0 | 0 | 0 | 0 | 0 | 0 | 0 | 0 | 0 | 0 | 0 | 0 | 0 | 0 | 0 | 0 | 0 | 0 | 0 | 0 | 0 | 0 | 0 | 0 | 0 | 0 | 0 | 0 | 0 | 0 | 2017-01-14
t0314 | 0 | 123.2187 | 297.8784 | 143.9628 | 32.5453 | 230.3219 | 32.5453 | 661.7233 | 54.7887 | 54.7887 | 1801.6884 | 54.8366 | 78.86 | 343.1327 | 406.1012 | 60.2691 | 69.7084 | 332.1858 | 203.9525 | 373.3658 | 0 | 0 | 373.7811 | 34.393 | 34.393 | 34.393 | 83.5695 | 157.4054 | 287.225 | 112.6094 | 316.4836 | 79.6646 | 248.4991 | 228.5266 | 263.6133 | 248.3038 | 138.9563 | 653.8644 | 378.5801 | 95.4872 | 233.8174 | 261.6125 | 110.1998 | 233.4142 | 449.8057 | 110.1998 | 43.8357 | 285.052 | 783.5728 | 169.5054 | 171.4872 | 89.6482 | 184.2755 | 43.8357 | 167.8422 | 299.2023 | 98.8552 | 320.702 | 32.2898 | 189.4302 | 32.2898 | 110.1998 | 157.4054 | 61.0731 | 449.8057 | 0 | 0 | 0 | 0 | 0 | 0 | 0 | 0 | 156.9667 | 0 | 0 | 0 | 0 | 243.8807 | 267.3286 | 25.8866 | 27.2004 | 195.8771 | 141.3192 | 10.5903 | 72.2277 | 81.8989 | 244.1639 | 145.3088 | 198.7061 | 79.1844 | 25.8866 | 228.7518 | 39.1925 | 230.4811 | 109.1047 | 145.0398 | 42.5182 | 80.4343 | 421.8485 | 18.2345 | 138.937 | 131.1694 | 10.5903 | 10.5903 | 53.4101 | 113.083 | 57.2065 | 112.8373 | 143.0174 | 65.4205 | 54.9854 | 485.9668 | 88.9621 | 72.2277 | 69.8597 | 69.8597 | 29.0029 | 37.3309 | 485.9668 | 307.0262 | 135.5926 | 0 | 0 | 0 | 70.7704 | 81.8989 | 68.4982 | 307.5889 | 80.4343 | 0 | 60.5655 | 37.3309 | 10.5903 | 52.2927 | 21.089 | 0 | 0 | 0 | 78.8982 | 0 | 0 | 123.0074 | 0 | 25.7711 | 0 | 0 | 184.8786 | 84.7177 | 21.089 | 26.3473 | 26.3473 | 54.7365 | 118.0434 | 155.7259 | 118.7269 | 266.7039 | 170.1636 | 98.6797 | 234.8256 | 202.4183 | 124.7512 | 128.5158 | 314.474 | 163.7175 | 146.7393 | 83.3561 | 77.5625 | 163.1853 | 166.3894 | 62.6691 | 77.5625 | 77.5625 | 118.1467 | 83.3561 | 83.3561 | 83.3561 | 135.9962 | 152.6264 | 131.8234 | 111.6542 | 111.6542 | 86.3447 | 135.759 | 391.991 | 151.9861 | 81.8437 | 469.9694 | 157.4388 | 81.8437 | 283.8608 | 760.7196 | 111.2497 | 436.8116 | 337.242 | 157.4388 | 88.6056 | 53.5614 | 168.1225 | 48.6028 | 48.6028 | 48.6028 | 133.3238 | 149.6682 | 55.9545 | 126.3879 | 197.6169 | 198.0361 | 112.0734 | 112.0734 | 108.5241 | 363.2044 | 48.6028 | 338.3739 | 205.857 | 344.7156 | 130.9935 | 105.195 | 253.6497 | 83.0045 | 177.8715 | 83.0045 | 208.0177 | 67.3853 | 101.248 | 61.0731 | 61.0731 | 67.3853 | 321.9415 | 266.0368 | 129.2652 | 170.238 | 112.7275 | 67.3853 | 789.6536 | 171.4253 | 167.8377 | 389.549 | 609.6766 | 82.6116 | 91.8531 | 128.8127 | 290.073 | 91.8531 | 50.5508 | 113.8637 | 97.9011 | 83.6082 | 92.2406 | 50.576 | 50.576 | 84.2664 | 45.6971 | 134.8003 | 215.2225 | 94.8138 | 177.8715 | 88.9485 | 182.3227 | 166.3465 | 94.8138 | 88.9485 | 67.103 | 201.3743 | 165.1041 | 50.9691 | 24.2977 | 331.4724 | 66.7166 | 220.305 | 66.5424 | 328.8507 | 805.4219 | 38.4876 | 231.5324 | 201.3743 | 294.744 | 66.5424 | 25.7711 | 389.5501 | 223.1542 | 188.0204 | 210.1217 | 0 | 77.5625 | 136.2448 | 369.1369 | 0 | 82.6116 | 105.4446 | 163.1853 | 70.6831 | 95.5577 | 170.0725 | 64.6336 | 0 | 0 | 0 | 0 | 0 | 0 | 0 | 0 | 84.7177 | 0 | 147.8303 | 219.4463 | 191.0314 | 131.2132 | 0 | 134.2342 | 36.1735 | 36.2902 | 18.2345 | 541.191 | 34.6463 | 91.3657 | 38.7339 | 38.7339 | 64.1302 | 25.3338 | 36.1735 | 34.6463 | 28.3865 | 28.3865 | 48.6574 | 0 | 0 | 0 | 0 | 25.3338 | 25.3338 | 25.3338 | 43.7052 | 28.3865 | 94.5689 | 0 | 0 | 18.5372 | 0 | 0 | 0 | 81.2654 | 42.97 | 103.395 | 57.6355 | 46.2614 | 18.5372 | 114.1555 | 123.4994 | 29.6497 | 149.1646 | 113.6411 | 500.6887 | 101.4629 | 98.6532 | 117.8498 | 19.2384 | 23.6347 | 23.6347 | 19.2384 | 36.8889 | 66.5705 | 151.4875 | 1399.3851 | 100.0848 | 66.5705 | 64.0012 | 119.6123 | 81.1879 | 69.2095 | 66.4913 | 64.0012 | 123.2709 | 57.0995 | 42.97 | 42.97 | 125.8957 | 81.592 | 0 | 0 | 0 | 23.6347 | 23.6347 | 23.7528 | 0 | 0 | 0 | 0 | 0 | 0 | 19.2384 | 42.97 | 120.8181 | 23.6347 | 29.4267 | 53.316 | 0 | 0 | 0 | 0 | 0 | 0 | 0 | 0 | 0 | 0 | 0 | 0 | 0 | 0 | 0 | 0 | 0 | 0 | 0 | 0 | 0 | 0 | 0 | 0 | 0 | 0 | 0 | 0 | 0 | 0 | 0 | 0 | 0 | 0 | 0 | 0 | 0 | 0 | 0 | 0 | 0 | 0 | 0 | 0 | 0 | 0 | 0 | 0 | 0 | 0 | 0 | 0 | 0 | 0 | 0 | 0 | 0 | 0 | 0 | 0 | 0 | 0 | 0 | 0 | 0 | 0 | 0 | 0 | 0 | 0 | 0 | 0 | 0 | 0 | 0 | 0 | 0 | 0 | 0 | 0 | 0 | 0 | 0 | 0 | 0 | 0 | 0 | 0 | 0 | 0 | 0 | 0 | 0 | 0 | 0 | 0 | 0 | 0 | 0 | 0 | 0 | 0 | 0 | 0 | 0 | 0 | 0 | 0 | 0 | 2017-01-14 01:00
t0315 | 0 | 122.8309 | 292.9407 | 143.6116 | 31.8506 | 225.9884 | 31.8506 | 671.2529 | 53.7898 | 53.7898 | 1776.4169 | 53.2592 | 78.5194 | 343.3447 | 405.8208 | 60.2937 | 68.9809 | 329.5601 | 201.813 | 374.9709 | 0 | 0 | 368.0863 | 34.1395 | 34.1395 | 34.1395 | 83.4168 | 156.7794 | 288.285 | 110.1064 | 313.3074 | 78.591 | 248.8621 | 229.1523 | 262.0954 | 245.6881 | 138.6867 | 660.7869 | 379.4351 | 95.164 | 235.0372 | 259.8395 | 110.0586 | 233.0462 | 449.5759 | 110.0586 | 43.7451 | 284.0562 | 782.2818 | 169.8535 | 169.9115 | 88.8028 | 184.2822 | 43.7451 | 167.2831 | 300.1462 | 98.7062 | 317.3422 | 31.8768 | 190.0678 | 31.8768 | 110.0586 | 156.7794 | 60.722 | 449.5759 | 0 | 0 | 0 | 0 | 0 | 0 | 0 | 0 | 156.207 | 0 | 0 | 0 | 0 | 242.563 | 265.3329 | 25.7577 | 26.6325 | 191.4232 | 139.9913 | 10.4218 | 71.1467 | 80.8632 | 241.4926 | 144.412 | 197.6334 | 77.2881 | 25.7577 | 223.1809 | 38.6191 | 227.4416 | 107.4941 | 143.8573 | 42.0022 | 79.4805 | 414.7611 | 17.7491 | 137.6134 | 129.0097 | 10.4218 | 10.4218 | 52.2599 | 112.5564 | 56.4927 | 111.3379 | 142.0317 | 63.0347 | 51.6642 | 468.4387 | 86.5378 | 71.1467 | 69.181 | 69.181 | 28.6034 | 36.151 | 468.4387 | 299.6859 | 134.7435 | 0 | 0 | 0 | 70.1772 | 80.8632 | 67.8966 | 302.9638 | 79.4805 | 0 | 60.0387 | 36.151 | 10.4218 | 50.9965 | 20.5708 | 0 | 0 | 0 | 78.1638 | 0 | 0 | 121.5279 | 0 | 25.2168 | 0 | 0 | 183.3698 | 84.8485 | 20.5708 | 26.0589 | 26.0589 | 53.4911 | 115.9524 | 152.3947 | 117.1011 | 263.7038 | 169.1862 | 97.5091 | 232.6766 | 198.5135 | 122.2134 | 127.0334 | 305.6517 | 162.2657 | 143.1507 | 82.7609 | 76.9437 | 160.8538 | 162.9899 | 61.5623 | 76.9437 | 76.9437 | 115.1825 | 82.7609 | 82.7609 | 82.7609 | 133.2288 | 151.3427 | 128.59 | 109.7679 | 109.7679 | 84.7833 | 131.8772 | 388.2311 | 151.9164 | 79.6222 | 455.4581 | 155.6839 | 79.6222 | 270.9494 | 744.1415 | 108.3681 | 426.4125 | 332.3383 | 155.6839 | 86.9503 | 52.7428 | 164.0139 | 48.1947 | 48.1947 | 48.1947 | 130.5875 | 144.8738 | 54.2798 | 126.8647 | 195.7071 | 197.2879 | 111.8407 | 111.8407 | 107.0587 | 363.9924 | 48.1947 | 331.3605 | 204.6587 | 342.4863 | 130.3567 | 104.3507 | 245.1657 | 82.0069 | 178.1525 | 82.0069 | 205.1733 | 66.0376 | 100.4965 | 60.722 | 60.722 | 66.0376 | 322.8683 | 265.9909 | 127.3472 | 166.8543 | 112.5267 | 66.0376 | 793.5049 | 170.224 | 164.1512 | 381.9303 | 593.6466 | 82.031 | 91.379 | 125.6772 | 285.8838 | 91.379 | 49.9665 | 112.248 | 97.5514 | 82.7694 | 90.5028 | 50.1107 | 50.1107 | 83.6499 | 44.9342 | 132.4409 | 213.2153 | 93.6216 | 178.1525 | 87.799 | 178.5868 | 165.3104 | 93.6216 | 87.799 | 65.7693 | 196.2362 | 164.1021 | 51.031 | 23.8632 | 328.3008 | 65.7118 | 215.9257 | 65.4233 | 326.1077 | 798.7335 | 38.0977 | 227.7392 | 196.2362 | 288.3162 | 65.4233 | 25.2168 | 395.4845 | 218.894 | 187.306 | 210.8953 | 0 | 76.9437 | 135.1334 | 361.2441 | 0 | 82.031 | 104.0904 | 160.8538 | 69.5093 | 93.1185 | 168.8225 | 63.3103 | 0 | 0 | 0 | 0 | 0 | 0 | 0 | 0 | 84.8485 | 0 | 147.184 | 221.3493 | 186.8432 | 129.02 | 0 | 131.3807 | 34.6852 | 35.6639 | 17.7491 | 521.6346 | 34.3001 | 88.5839 | 37.6148 | 37.6148 | 61.1798 | 24.6193 | 34.6852 | 34.3001 | 27.789 | 27.789 | 47.6727 | 0 | 0 | 0 | 0 | 24.6193 | 24.6193 | 24.6193 | 42.8313 | 27.789 | 92.8311 | 0 | 0 | 18.0277 | 0 | 0 | 0 | 79.4749 | 42.8885 | 101.1555 | 57.7364 | 45.4566 | 18.0277 | 113.6483 | 119.374 | 29.1891 | 148.5738 | 111.9872 | 494.4394 | 100.408 | 97.6627 | 116.227 | 19.0257 | 23.4095 | 23.4095 | 19.0257 | 35.8739 | 65.3557 | 149.0694 | 1364.0326 | 96.574 | 65.3557 | 62.9645 | 115.4 | 78.8787 | 67.2997 | 64.4002 | 62.9645 | 119.5874 | 55.9004 | 42.8885 | 42.8885 | 123.4461 | 79.2267 | 0 | 0 | 0 | 23.4095 | 23.4095 | 23.1879 | 0 | 0 | 0 | 0 | 0 | 0 | 19.0257 | 42.8885 | 117.9339 | 23.4095 | 29.0598 | 51.9556 | 0 | 0 | 0 | 0 | 0 | 0 | 0 | 0 | 0 | 0 | 0 | 0 | 0 | 0 | 0 | 0 | 0 | 0 | 0 | 0 | 0 | 0 | 0 | 0 | 0 | 0 | 0 | 0 | 0 | 0 | 0 | 0 | 0 | 0 | 0 | 0 | 0 | 0 | 0 | 0 | 0 | 0 | 0 | 0 | 0 | 0 | 0 | 0 | 0 | 0 | 0 | 0 | 0 | 0 | 0 | 0 | 0 | 0 | 0 | 0 | 0 | 0 | 0 | 0 | 0 | 0 | 0 | 0 | 0 | 0 | 0 | 0 | 0 | 0 | 0 | 0 | 0 | 0 | 0 | 0 | 0 | 0 | 0 | 0 | 0 | 0 | 0 | 0 | 0 | 0 | 0 | 0 | 0 | 0 | 0 | 0 | 0 | 0 | 0 | 0 | 0 | 0 | 0 | 0 | 0 | 0 | 0 | 0 | 0 | 2017-01-14 02:00
t0316 | 0 | 122.0545 | 290.6015 | 142.6817 | 31.5678 | 224.1027 | 31.5678 | 668.2853 | 53.378 | 53.378 | 1764.7497 | 52.7535 | 77.9808 | 341.3403 | 403.2752 | 59.9142 | 68.4653 | 327.2256 | 200.3117 | 372.8429 | 0 | 0 | 365.2444 | 33.894 | 33.894 | 33.894 | 82.8858 | 155.7458 | 286.6407 | 109.2781 | 311.1293 | 77.9872 | 247.3679 | 227.808 | 260.2812 | 243.8666 | 137.7824 | 657.6155 | 377.3271 | 94.536 | 233.7386 | 258.077 | 109.3715 | 231.5812 | 447.1146 | 109.3715 | 43.4526 | 282.1866 | 777.351 | 168.8453 | 168.7228 | 88.145 | 183.1454 | 43.4526 | 166.171 | 298.3995 | 98.0691 | 315.077 | 31.626 | 188.97 | 31.626 | 109.3715 | 155.7458 | 60.308 | 447.1146 | 0 | 0 | 0 | 0 | 0 | 0 | 0 | 0 | 155.1461 | 0 | 0 | 0 | 0 | 240.9292 | 263.4394 | 25.576 | 26.3831 | 189.7311 | 138.9257 | 10.3337 | 70.5549 | 80.1985 | 239.7213 | 143.4194 | 196.2797 | 76.5678 | 25.576 | 221.2493 | 38.2956 | 225.6882 | 106.5997 | 142.7865 | 41.6648 | 78.8524 | 411.4303 | 17.5706 | 136.5749 | 127.9191 | 10.3337 | 10.3337 | 51.7925 | 111.7916 | 56.042 | 110.439 | 141.0337 | 62.404 | 51.0366 | 463.8302 | 85.6723 | 70.5549 | 68.6505 | 68.6505 | 28.3693 | 35.7816 | 463.8302 | 297.0746 | 133.7647 | 0 | 0 | 0 | 69.6477 | 80.1985 | 67.3871 | 300.5115 | 78.8524 | 0 | 59.5867 | 35.7816 | 10.3337 | 50.5359 | 20.3794 | 0 | 0 | 0 | 77.5871 | 0 | 0 | 120.5951 | 0 | 24.9825 | 0 | 0 | 182.0414 | 84.3331 | 20.3794 | 25.8583 | 25.8583 | 52.9789 | 114.9703 | 151.0636 | 116.1567 | 261.8153 | 168.0222 | 96.7667 | 230.9668 | 196.9546 | 121.1521 | 126.0598 | 303.1742 | 161.0965 | 141.8265 | 82.2015 | 76.4026 | 159.6252 | 161.5457 | 61.0451 | 76.4026 | 76.4026 | 114.1533 | 82.2015 | 82.2015 | 82.2015 | 132.0723 | 150.2808 | 127.4149 | 108.8537 | 108.8537 | 84.0719 | 130.6822 | 385.4257 | 150.9982 | 78.8752 | 451.8716 | 154.5566 | 78.8752 | 268.2067 | 738.5193 | 107.3388 | 422.8039 | 329.7608 | 154.5566 | 86.2398 | 52.3157 | 162.4688 | 47.8422 | 47.8422 | 47.8422 | 129.4271 | 143.4733 | 53.7325 | 126.1227 | 194.2642 | 195.9758 | 111.1282 | 111.1282 | 106.2381 | 361.7999 | 47.8422 | 328.5533 | 203.2518 | 340.1043 | 129.4709 | 103.5862 | 242.914 | 81.3801 | 177.1103 | 81.3801 | 203.6329 | 65.4836 | 99.8137 | 60.308 | 60.308 | 65.4836 | 321.0543 | 264.3665 | 126.3699 | 165.4745 | 111.8237 | 65.4836 | 789.2483 | 169.0251 | 162.8251 | 378.9327 | 589.0553 | 81.4539 | 90.7572 | 124.5313 | 283.677 | 90.7572 | 49.5744 | 111.3723 | 96.9087 | 82.1534 | 89.7298 | 49.7508 | 49.7508 | 83.0729 | 44.5666 | 131.455 | 211.717 | 92.8939 | 177.1103 | 87.1331 | 177.1329 | 164.158 | 92.8939 | 87.1331 | 65.1852 | 194.569 | 162.9884 | 50.7142 | 23.653 | 325.8608 | 65.1757 | 214.0943 | 64.8773 | 323.6911 | 793.4287 | 37.8034 | 225.7786 | 194.569 | 285.9193 | 64.8773 | 24.9825 | 393.8203 | 217.049 | 186.1093 | 209.7025 | 0 | 76.4026 | 134.135 | 358.7431 | 0 | 81.4539 | 103.2955 | 159.6252 | 68.9813 | 92.2023 | 167.6091 | 62.7569 | 0 | 0 | 0 | 0 | 0 | 0 | 0 | 0 | 84.3331 | 0 | 146.1951 | 220.2094 | 185.3067 | 128.0301 | 0 | 130.2239 | 34.2866 | 35.3614 | 17.5706 | 516.4361 | 34.0425 | 87.7596 | 37.2388 | 37.2388 | 60.441 | 24.3803 | 34.2866 | 34.0425 | 27.5331 | 27.5331 | 47.2457 | 0 | 0 | 0 | 0 | 24.3803 | 24.3803 | 24.3803 | 42.4546 | 27.5331 | 92.0344 | 0 | 0 | 17.868 | 0 | 0 | 0 | 78.7602 | 42.6161 | 100.2781 | 57.411 | 45.0743 | 17.868 | 112.8781 | 118.2359 | 28.9436 | 147.606 | 111.1168 | 490.8915 | 99.6576 | 96.9386 | 115.3178 | 18.883 | 23.2364 | 23.2364 | 18.883 | 35.5304 | 64.813 | 147.8439 | 1353.1608 | 95.5843 | 64.813 | 62.4613 | 114.3318 | 78.1176 | 66.629 | 63.7533 | 62.4613 | 118.4337 | 55.4382 | 42.6161 | 42.6161 | 122.3735 | 78.4955 | 0 | 0 | 0 | 23.2364 | 23.2364 | 22.9746 | 0 | 0 | 0 | 0 | 0 | 0 | 18.883 | 42.6161 | 116.8917 | 23.2364 | 28.8352 | 51.4552 | 0 | 0 | 0 | 0 | 0 | 0 | 0 | 0 | 0 | 0 | 0 | 0 | 0 | 0 | 0 | 0 | 0 | 0 | 0 | 0 | 0 | 0 | 0 | 0 | 0 | 0 | 0 | 0 | 0 | 0 | 0 | 0 | 0 | 0 | 0 | 0 | 0 | 0 | 0 | 0 | 0 | 0 | 0 | 0 | 0 | 0 | 0 | 0 | 0 | 0 | 0 | 0 | 0 | 0 | 0 | 0 | 0 | 0 | 0 | 0 | 0 | 0 | 0 | 0 | 0 | 0 | 0 | 0 | 0 | 0 | 0 | 0 | 0 | 0 | 0 | 0 | 0 | 0 | 0 | 0 | 0 | 0 | 0 | 0 | 0 | 0 | 0 | 0 | 0 | 0 | 0 | 0 | 0 | 0 | 0 | 0 | 0 | 0 | 0 | 0 | 0 | 0 | 0 | 0 | 0 | 0 | 0 | 0 | 0 | 2017-01-14 03:00
t0317 | 0 | 119.2106 | 287.4809 | 138.9071 | 31.2765 | 221.9934 | 31.2765 | 640.6807 | 53.1879 | 53.1879 | 1761.708 | 52.8283 | 75.9273 | 332.2989 | 391.9161 | 58.069 | 67.1512 | 320.4359 | 196.5647 | 360.622 | 0 | 0 | 361.2239 | 33.1129 | 33.1129 | 33.1129 | 80.6774 | 151.9615 | 277.5375 | 110.0328 | 306.5752 | 76.852 | 239.9341 | 220.6567 | 254.0849 | 239.394 | 133.9213 | 633.1853 | 367.0947 | 92.1102 | 225.9795 | 252.8874 | 106.4663 | 225.4737 | 438.0601 | 106.4663 | 42.1725 | 275.0601 | 756.8348 | 163.6735 | 165.8569 | 86.3174 | 177.8949 | 42.1725 | 161.8009 | 288.909 | 95.2959 | 310.1635 | 31.0569 | 182.9584 | 31.0569 | 106.4663 | 151.9615 | 58.9366 | 438.0601 | 0 | 0 | 0 | 0 | 0 | 0 | 0 | 0 | 151.3491 | 0 | 0 | 0 | 0 | 235.4716 | 257.5737 | 24.8888 | 25.9779 | 188.6627 | 135.7396 | 10.1574 | 69.2956 | 78.4315 | 235.7389 | 140.2077 | 191.5981 | 75.9656 | 24.8888 | 221.2486 | 37.5595 | 222.1929 | 104.646 | 139.3674 | 40.7809 | 77.2369 | 407.0265 | 17.4046 | 133.5749 | 125.8883 | 10.1574 | 10.1574 | 51.3027 | 109.0071 | 54.9274 | 108.3334 | 137.8749 | 63.2852 | 53.5741 | 470.7459 | 85.0397 | 69.2956 | 67.0832 | 67.0832 | 27.8269 | 35.7993 | 470.7459 | 296.5866 | 130.252 | 0 | 0 | 0 | 67.9405 | 78.4315 | 65.8253 | 295.899 | 77.2369 | 0 | 58.1799 | 35.7993 | 10.1574 | 50.3883 | 20.2523 | 0 | 0 | 0 | 75.9817 | 0 | 0 | 118.4563 | 0 | 24.6533 | 0 | 0 | 178.0636 | 81.7217 | 20.2523 | 25.3305 | 25.3305 | 52.2747 | 113.4501 | 149.9129 | 114.0592 | 258.1184 | 164.0901 | 95.0766 | 226.1776 | 196.3221 | 120.0041 | 123.6997 | 307.4908 | 157.8943 | 140.9786 | 80.6339 | 74.8708 | 157.6665 | 159.7485 | 60.2746 | 74.8708 | 74.8708 | 114.012 | 80.6339 | 80.6339 | 80.6339 | 130.8267 | 147.437 | 126.8228 | 107.3736 | 107.3736 | 83.1 | 131.4059 | 378.3024 | 147.0278 | 78.7835 | 462.3482 | 152.2122 | 78.7835 | 277.4186 | 742.6381 | 106.7767 | 423.1174 | 325.4958 | 152.2122 | 85.5572 | 51.5404 | 161.2026 | 46.7874 | 46.7874 | 46.7874 | 127.9803 | 144.5104 | 53.6243 | 121.9033 | 190.4069 | 191.0089 | 108.2212 | 108.2212 | 104.7171 | 350.296 | 46.7874 | 326.4527 | 198.5407 | 332.4215 | 126.3033 | 101.2033 | 246.6945 | 79.9629 | 172.0265 | 79.9629 | 201.1281 | 65.0126 | 97.9374 | 58.9366 | 58.9366 | 65.0126 | 311.7068 | 257.0776 | 124.9276 | 164.445 | 108.9705 | 65.0126 | 764.9499 | 165.2543 | 162.9106 | 377.9623 | 597.3233 | 79.6472 | 88.5882 | 123.9267 | 280.0526 | 88.5882 | 48.5541 | 109.791 | 94.472 | 80.5311 | 88.7054 | 48.811 | 48.811 | 81.4019 | 44.0086 | 131.0587 | 208.1167 | 91.2658 | 172.0265 | 85.8461 | 176.5152 | 160.3351 | 91.2658 | 85.8461 | 64.3642 | 195.4096 | 159.4499 | 49.1098 | 23.2653 | 319.12 | 64.1356 | 212.2906 | 63.9723 | 316.1865 | 781.3241 | 36.9538 | 221.7868 | 195.4096 | 285.2669 | 63.9723 | 24.6533 | 377.7327 | 214.9513 | 181.9098 | 203.1507 | 0 | 74.8708 | 131.0008 | 362.7649 | 0 | 79.6472 | 101.6941 | 157.6665 | 68.5242 | 91.3116 | 163.7439 | 62.143 | 0 | 0 | 0 | 0 | 0 | 0 | 0 | 0 | 81.7217 | 0 | 142.5762 | 212.1267 | 185.1078 | 127.1127 | 0 | 129.0976 | 34.6197 | 34.8531 | 17.4046 | 523.5319 | 33.3425 | 88.4 | 37.1076 | 37.1076 | 61.3629 | 24.3283 | 34.6197 | 33.3425 | 27.1659 | 27.1659 | 46.6514 | 0 | 0 | 0 | 0 | 24.3283 | 24.3283 | 24.3283 | 41.9685 | 27.1659 | 90.8479 | 0 | 0 | 17.9595 | 0 | 0 | 0 | 78.0631 | 41.4928 | 99.6392 | 55.8695 | 44.4745 | 17.9595 | 110.034 | 119.633 | 28.4372 | 144.1353 | 109.6643 | 485.2413 | 97.7376 | 95.0531 | 113.546 | 18.5422 | 22.7626 | 22.7626 | 18.5422 | 35.448 | 64.1474 | 145.688 | 1365.6216 | 96.3794 | 64.1474 | 61.7337 | 116.4997 | 78.0445 | 66.2155 | 63.8762 | 61.7337 | 118.7208 | 55.2355 | 41.4928 | 41.4928 | 120.9605 | 78.866 | 0 | 0 | 0 | 22.7626 | 22.7626 | 22.8148 | 0 | 0 | 0 | 0 | 0 | 0 | 18.5422 | 41.4928 | 116.5403 | 22.7626 | 28.3362 | 51.0692 | 0 | 0 | 0 | 0 | 0 | 0 | 0 | 0 | 0 | 0 | 0 | 0 | 0 | 0 | 0 | 0 | 0 | 0 | 0 | 0 | 0 | 0 | 0 | 0 | 0 | 0 | 0 | 0 | 0 | 0 | 0 | 0 | 0 | 0 | 0 | 0 | 0 | 0 | 0 | 0 | 0 | 0 | 0 | 0 | 0 | 0 | 0 | 0 | 0 | 0 | 0 | 0 | 0 | 0 | 0 | 0 | 0 | 0 | 0 | 0 | 0 | 0 | 0 | 0 | 0 | 0 | 0 | 0 | 0 | 0 | 0 | 0 | 0 | 0 | 0 | 0 | 0 | 0 | 0 | 0 | 0 | 0 | 0 | 0 | 0 | 0 | 0 | 0 | 0 | 0 | 0 | 0 | 0 | 0 | 0 | 0 | 0 | 0 | 0 | 0 | 0 | 0 | 0 | 0 | 0 | 0 | 0 | 0 | 0 | 2017-01-14 04:00
t0318 | 0 | 118.3153 | 290.4897 | 137.522 | 31.7502 | 224.8817 | 31.7502 | 620.0213 | 54.0324 | 54.0324 | 1785.6924 | 54.2594 | 75.2874 | 328.1879 | 387.0641 | 57.2066 | 67.1957 | 319.7133 | 196.7604 | 353.735 | 0 | 0 | 364.5644 | 32.9789 | 32.9789 | 32.9789 | 79.8251 | 150.8273 | 272.5436 | 112.7717 | 307.5051 | 77.2973 | 236.2847 | 216.8992 | 252.6184 | 239.6923 | 132.4057 | 616.2909 | 361.9455 | 91.3041 | 221.4447 | 252.1898 | 105.3014 | 223.0848 | 434.6787 | 105.3014 | 41.6625 | 272.744 | 748.8487 | 161.0502 | 166.0204 | 86.2274 | 175.5372 | 41.6625 | 160.3155 | 283.8221 | 94.1704 | 311.0373 | 31.1574 | 179.7062 | 31.1574 | 105.3014 | 150.8273 | 58.6339 | 434.6787 | 0 | 0 | 0 | 0 | 0 | 0 | 0 | 0 | 150.3057 | 0 | 0 | 0 | 0 | 234.2103 | 256.6706 | 24.6839 | 26.2701 | 192.1153 | 135.4163 | 10.2211 | 69.6457 | 78.4893 | 236.3484 | 139.5629 | 190.433 | 77.3337 | 24.6839 | 226.2826 | 37.709 | 223.3087 | 105.1283 | 138.8142 | 40.8141 | 77.3161 | 411.3675 | 17.7401 | 133.3479 | 126.82 | 10.2211 | 10.2211 | 52.0806 | 108.2114 | 55.0302 | 108.6585 | 137.3185 | 65.8298 | 57.7417 | 489.7188 | 86.8218 | 69.6457 | 66.9446 | 66.9446 | 27.9203 | 36.8335 | 489.7188 | 302.9573 | 129.3592 | 0 | 0 | 0 | 67.6601 | 78.4893 | 65.6271 | 297.8431 | 77.3161 | 0 | 57.9857 | 36.8335 | 10.2211 | 51.4701 | 20.6459 | 0 | 0 | 0 | 75.897 | 0 | 0 | 118.786 | 0 | 24.9741 | 0 | 0 | 177.581 | 80.4275 | 20.6459 | 25.3392 | 25.3392 | 53.004 | 114.5777 | 152.3259 | 114.5059 | 259.2256 | 163.1809 | 95.3439 | 225.8915 | 199.6433 | 121.7077 | 123.9238 | 317.7936 | 157.7398 | 143.7257 | 80.4842 | 74.7375 | 158.8909 | 161.8768 | 60.892 | 74.7375 | 74.7375 | 116.5949 | 80.4842 | 80.4842 | 80.4842 | 132.6878 | 147.3233 | 129.3966 | 108.3472 | 108.3472 | 84.0302 | 135.2449 | 378.461 | 145.3491 | 80.7018 | 481.0795 | 152.7595 | 80.7018 | 293.5082 | 760.3225 | 109.0265 | 432.7348 | 327.9634 | 152.7595 | 86.7346 | 51.905 | 164.1762 | 46.6637 | 46.6637 | 46.6637 | 129.691 | 149.2665 | 55.0258 | 119.5737 | 190.3427 | 189.4328 | 107.1308 | 107.1308 | 105.3406 | 344.398 | 46.6637 | 331.7604 | 197.4794 | 330.9308 | 125.4353 | 100.8485 | 256.2003 | 80.2 | 169.5366 | 80.2 | 202.5889 | 66.0024 | 97.7932 | 58.6339 | 58.6339 | 66.0024 | 306.8028 | 253.8849 | 126.0142 | 167.023 | 107.8901 | 66.0024 | 750.9447 | 164.6111 | 166.3548 | 384.5753 | 616.4369 | 79.3446 | 88.0305 | 126.4085 | 282.1794 | 88.0305 | 48.5896 | 110.5121 | 93.6885 | 80.5325 | 89.7593 | 48.8046 | 48.8046 | 81.2115 | 44.4281 | 133.1049 | 208.342 | 91.5705 | 169.5366 | 86.2952 | 179.6422 | 159.5189 | 91.5705 | 86.2952 | 65.1388 | 200.5054 | 158.7689 | 48.3243 | 23.4569 | 318.8308 | 64.5354 | 215.3528 | 64.5354 | 315.1226 | 782.3491 | 36.8976 | 223.1804 | 200.5054 | 290.8134 | 64.5354 | 24.9741 | 365.4234 | 217.7644 | 180.7169 | 199.5614 | 0 | 74.7375 | 130.5268 | 372.4107 | 0 | 79.3446 | 102.176 | 158.8909 | 69.4048 | 92.9798 | 163.0771 | 63.0208 | 0 | 0 | 0 | 0 | 0 | 0 | 0 | 0 | 80.4275 | 0 | 141.5169 | 206.8384 | 188.8496 | 128.7179 | 0 | 131.0859 | 36.0634 | 35.1635 | 17.7401 | 544.3356 | 33.3259 | 91.1994 | 38.015 | 38.015 | 64.3479 | 24.9285 | 36.0634 | 33.3259 | 27.5068 | 27.5068 | 47.2267 | 0 | 0 | 0 | 0 | 24.9285 | 24.9285 | 24.9285 | 42.5051 | 27.5068 | 91.8164 | 0 | 0 | 18.464 | 0 | 0 | 0 | 79.305 | 41.0638 | 101.3348 | 55.1169 | 44.9031 | 18.464 | 109.1932 | 123.9991 | 28.5996 | 143.1259 | 110.4881 | 488.5318 | 97.7953 | 95.0722 | 114.1768 | 18.5761 | 22.7451 | 22.7451 | 18.5761 | 36.2988 | 64.9214 | 146.8176 | 1404.6231 | 99.8467 | 64.9214 | 62.3289 | 121.3646 | 80.0368 | 67.6655 | 65.7635 | 62.3289 | 122.1098 | 56.2312 | 41.0638 | 41.0638 | 122.4484 | 81.1599 | 0 | 0 | 0 | 22.7451 | 22.7451 | 23.2344 | 0 | 0 | 0 | 0 | 0 | 0 | 18.5761 | 41.0638 | 118.9513 | 22.7451 | 28.4322 | 52.0641 | 0 | 0 | 0 | 0 | 0 | 0 | 0 | 0 | 0 | 0 | 0 | 0 | 0 | 0 | 0 | 0 | 0 | 0 | 0 | 0 | 0 | 0 | 0 | 0 | 0 | 0 | 0 | 0 | 0 | 0 | 0 | 0 | 0 | 0 | 0 | 0 | 0 | 0 | 0 | 0 | 0 | 0 | 0 | 0 | 0 | 0 | 0 | 0 | 0 | 0 | 0 | 0 | 0 | 0 | 0 | 0 | 0 | 0 | 0 | 0 | 0 | 0 | 0 | 0 | 0 | 0 | 0 | 0 | 0 | 0 | 0 | 0 | 0 | 0 | 0 | 0 | 0 | 0 | 0 | 0 | 0 | 0 | 0 | 0 | 0 | 0 | 0 | 0 | 0 | 0 | 0 | 0 | 0 | 0 | 0 | 0 | 0 | 0 | 0 | 0 | 0 | 0 | 0 | 0 | 0 | 0 | 0 | 0 | 0 | 2017-01-14 05:00
t0319 | 0 | 120.8664 | 313.626 | 140.9701 | 35.1791 | 245.4133 | 35.1791 | 588.0844 | 57.9181 | 57.9181 | 1855.2662 | 61.2988 | 78.1209 | 329.5833 | 393.8919 | 58.1843 | 71.2542 | 334.8246 | 208.4602 | 352.183 | 0 | 0 | 390.5466 | 34.6201 | 34.6201 | 34.6201 | 81.5324 | 155.3323 | 271.7531 | 120.8404 | 321.5278 | 82.6116 | 238.1483 | 217.4781 | 262.9107 | 253.7843 | 135.825 | 594.0342 | 360.0265 | 93.9919 | 219.3211 | 261.743 | 107.1376 | 227.3129 | 432.7992 | 107.1376 | 42.935 | 280.6808 | 763.4429 | 161.9116 | 173.6632 | 91.1983 | 177.9927 | 42.935 | 165.248 | 284.0778 | 96.3867 | 326.9356 | 33.4406 | 179.6105 | 33.4406 | 107.1376 | 155.3323 | 60.8528 | 432.7992 | 0 | 0 | 0 | 0 | 0 | 0 | 0 | 0 | 155.7527 | 0 | 0 | 0 | 0 | 242.4652 | 269.0703 | 25.7606 | 29.4606 | 212.8261 | 143.9913 | 11.162 | 75.7559 | 85.0177 | 249.8114 | 145.1187 | 197.7461 | 86.7694 | 25.7606 | 249.7631 | 41.0707 | 238.7753 | 114.3409 | 146.7989 | 43.9755 | 83.0057 | 444.7197 | 20.3039 | 141.5636 | 138.5698 | 11.162 | 11.162 | 57.8041 | 112.1228 | 59.2241 | 117.3015 | 143.4623 | 75.56 | 70.083 | 559.7754 | 99.2544 | 75.7559 | 71.3111 | 71.3111 | 30.2384 | 42.4106 | 559.7754 | 334.7969 | 135.9274 | 0 | 0 | 0 | 71.7611 | 85.0177 | 69.5494 | 322.113 | 83.0057 | 0 | 61.4856 | 42.4106 | 11.162 | 57.3606 | 23.1624 | 0 | 0 | 0 | 80.2003 | 0 | 0 | 126.7874 | 0 | 27.9659 | 0 | 0 | 186.8076 | 81.2108 | 23.1624 | 27.0405 | 27.0405 | 59.8206 | 125.35 | 168.1654 | 123.6204 | 272.8255 | 169.638 | 101.5902 | 238.4844 | 215.2399 | 134.1032 | 132.1816 | 346.8635 | 165.8665 | 161.0272 | 83.5109 | 78.1683 | 169.7255 | 179.1774 | 66.4968 | 78.1683 | 78.1683 | 129.6529 | 83.5109 | 83.5109 | 83.5109 | 146.1907 | 154.0813 | 144.574 | 118.0383 | 118.0383 | 91.767 | 151.1571 | 398.4232 | 146.9621 | 90.8428 | 523.1289 | 161.0912 | 90.8428 | 339.0406 | 815.1163 | 123.0033 | 475.1971 | 351.466 | 161.0912 | 94.2293 | 56.1482 | 184.7236 | 49.1881 | 49.1881 | 49.1881 | 143.6523 | 169.6094 | 63.1053 | 119.6966 | 201.1725 | 195.3597 | 109.4667 | 109.4667 | 112.534 | 347.0319 | 49.1881 | 363.681 | 205.2799 | 344.9451 | 129.9962 | 106.3068 | 287.9392 | 85.5284 | 170.1315 | 85.5284 | 215.5753 | 72.168 | 101.5887 | 60.8528 | 60.8528 | 72.168 | 305.4823 | 257.0618 | 134.7906 | 182.0562 | 109.8414 | 72.168 | 740.7338 | 172.0675 | 180.7138 | 414.6553 | 665.9485 | 82.9223 | 91.2799 | 141.1464 | 302.0942 | 91.2799 | 52.0778 | 118.54 | 96.4377 | 85.2942 | 98.4504 | 51.3016 | 51.3016 | 84.5873 | 48.2135 | 141.835 | 218.1383 | 98.0289 | 170.1315 | 91.9526 | 195.2582 | 166.3107 | 98.0289 | 91.9526 | 72.113 | 220.5975 | 164.6901 | 48.9907 | 25.89 | 337.4701 | 69.9108 | 236.0009 | 70.3349 | 333.0096 | 810.1124 | 39.3743 | 244.8229 | 220.5975 | 317.7513 | 70.3349 | 27.9659 | 344.0654 | 238.2009 | 185.0676 | 198.7228 | 0 | 78.1683 | 137.8349 | 392.8872 | 0 | 82.9223 | 109.0175 | 169.7255 | 74.1929 | 105.7778 | 171.1728 | 69.5467 | 0 | 0 | 0 | 0 | 0 | 0 | 0 | 0 | 81.2108 | 0 | 146.2971 | 201.8542 | 205.8906 | 137.8748 | 0 | 144.9604 | 42.9512 | 38.4693 | 20.3039 | 624.1246 | 35.3599 | 102.641 | 43.4841 | 43.4841 | 77.7836 | 28.3044 | 42.9512 | 35.3599 | 30.7278 | 30.7278 | 52.3971 | 0 | 0 | 0 | 0 | 28.3044 | 28.3044 | 28.3044 | 46.9586 | 30.7278 | 100.7814 | 0 | 0 | 20.5195 | 0 | 0 | 0 | 88.1588 | 41.93 | 111.7191 | 54.9775 | 49.038 | 20.5195 | 113.0641 | 140.5368 | 31.193 | 147.0874 | 118.4569 | 514.8862 | 103.6952 | 100.6227 | 122.5001 | 19.7203 | 24.0502 | 24.0502 | 19.7203 | 41.0639 | 70.748 | 159.4056 | 1525.1958 | 115.209 | 70.748 | 67.2845 | 136.7576 | 90.7498 | 77.2961 | 75.3971 | 67.2845 | 138.5426 | 61.3374 | 41.93 | 41.93 | 134.8626 | 91.1 | 0 | 0 | 0 | 24.0502 | 24.0502 | 25.9864 | 0 | 0 | 0 | 0 | 0 | 0 | 19.7203 | 41.93 | 131.8553 | 24.0502 | 30.4004 | 58.9212 | 0 | 0 | 0 | 0 | 0 | 0 | 0 | 0 | 0 | 0 | 0 | 0 | 0 | 0 | 0 | 0 | 0 | 0 | 0 | 0 | 0 | 0 | 0 | 0 | 0 | 0 | 0 | 0 | 0 | 0 | 0 | 0 | 0 | 0 | 0 | 0 | 0 | 0 | 0 | 0 | 0 | 0 | 0 | 0 | 0 | 0 | 0 | 0 | 0 | 0 | 0 | 0 | 0 | 0 | 0 | 0 | 0 | 0 | 0 | 0 | 0 | 0 | 0 | 0 | 0 | 0 | 0 | 0 | 0 | 0 | 0 | 0 | 0 | 0 | 0 | 0 | 0 | 0 | 0 | 0 | 0 | 0 | 0 | 0 | 0 | 0 | 0 | 0 | 0 | 0 | 0 | 0 | 0 | 0 | 0 | 0 | 0 | 0 | 0 | 0 | 0 | 0 | 0 | 0 | 0 | 0 | 0 | 0 | 0 | 2017-01-14 06:00
t0320 | 0 | 121.3898 | 345.0352 | 141.4902 | 39.963 | 273.9268 | 39.963 | 506.1155 | 63.8114 | 63.8114 | 1972.3828 | 72.0765 | 79.7603 | 321.1345 | 390.0931 | 57.3057 | 75.7247 | 349.2943 | 221.457 | 334.7072 | 0 | 0 | 425.489 | 36.0964 | 36.0964 | 36.0964 | 81.391 | 157.5056 | 259.3727 | 134.9712 | 337.9648 | 89.2821 | 231.7607 | 209.4817 | 270.6567 | 269.5411 | 136.0938 | 530.8703 | 345.4049 | 95.0306 | 206.5784 | 270.0922 | 106.3774 | 226.2571 | 421.1429 | 106.3774 | 43.1899 | 283.8506 | 760.4402 | 156.8092 | 181.9713 | 96.3692 | 175.2037 | 43.1899 | 167.1908 | 272.6889 | 96.2295 | 345.4752 | 36.1452 | 172.0322 | 36.1452 | 106.3774 | 157.5056 | 62.5207 | 421.1429 | 0 | 0 | 0 | 0 | 0 | 0 | 0 | 0 | 159.2262 | 0 | 0 | 0 | 0 | 248.3026 | 280.3843 | 26.4835 | 33.6479 | 242.8588 | 152.6769 | 12.337 | 83.2423 | 92.3801 | 265.4405 | 149.5612 | 202.9397 | 100.1256 | 26.4835 | 285.9116 | 45.1105 | 257.8529 | 125.5398 | 154.316 | 47.5321 | 89.418 | 490.0542 | 23.8851 | 150.0204 | 153.5112 | 12.337 | 12.337 | 65.7711 | 114.5258 | 64.0494 | 127.4955 | 148.7906 | 91.6095 | 92.4221 | 676.481 | 116.9141 | 83.2423 | 75.7974 | 75.7974 | 32.9928 | 50.7987 | 676.481 | 382.9631 | 141.1666 | 0 | 0 | 0 | 75.6533 | 92.3801 | 73.4006 | 352.7728 | 89.418 | 0 | 64.8926 | 50.7987 | 12.337 | 66.1159 | 26.7796 | 0 | 0 | 0 | 84.6553 | 0 | 0 | 136.1585 | 0 | 31.9802 | 0 | 0 | 195.6806 | 79.1138 | 26.7796 | 28.9142 | 28.9142 | 68.9898 | 139.5861 | 190.6598 | 134.5711 | 289.4231 | 174.4871 | 108.9074 | 251.4224 | 238.8777 | 151.3341 | 141.6203 | 399.2039 | 174.194 | 185.964 | 86.2897 | 81.4981 | 183.9259 | 202.8 | 73.9543 | 81.4981 | 81.4981 | 149.4005 | 86.2897 | 86.2897 | 86.2897 | 164.9707 | 160.9267 | 166.7427 | 130.7319 | 130.7319 | 102.2116 | 176.5984 | 419.9749 | 144.6789 | 106.076 | 606.068 | 171.0475 | 106.076 | 422.2951 | 909.3522 | 143.2545 | 541.4006 | 382.0188 | 171.0475 | 104.8436 | 61.5573 | 213.826 | 51.6448 | 51.6448 | 51.6448 | 162.7085 | 202.0006 | 75.0597 | 114.5575 | 212.6753 | 198.1173 | 109.4328 | 109.4328 | 121.5984 | 336.5086 | 51.6448 | 409.7041 | 211.2071 | 356.5541 | 132.9183 | 111.4508 | 342.3355 | 91.7954 | 164.9116 | 91.7954 | 232.5018 | 80.9765 | 105.1779 | 62.5207 | 62.5207 | 80.9765 | 292.4145 | 253.0001 | 146.494 | 203.81 | 109.3636 | 80.9765 | 696.5811 | 178.6095 | 203.3367 | 460.6466 | 757.6069 | 86.0705 | 93.4877 | 162.6346 | 328.0235 | 93.4877 | 55.9761 | 128.7517 | 97.5771 | 90.4301 | 110.2315 | 53.937 | 53.937 | 87.6986 | 53.2331 | 155.2838 | 228.8475 | 105.6961 | 164.9116 | 98.979 | 218.6787 | 171.7621 | 105.6961 | 98.979 | 81.476 | 253.0014 | 169.3699 | 47.9486 | 29.0002 | 356.9825 | 76.6518 | 265.0517 | 77.8956 | 350.1589 | 839.9241 | 41.9692 | 271.7925 | 253.0014 | 358.5733 | 77.8956 | 31.9802 | 292.4788 | 266.5038 | 186.7442 | 189.4778 | 0 | 81.4981 | 144.754 | 433.3616 | 0 | 86.0705 | 117.4111 | 183.9259 | 81.1276 | 123.6122 | 178.4409 | 78.5886 | 0 | 0 | 0 | 0 | 0 | 0 | 0 | 0 | 79.1138 | 0 | 149.0047 | 184.3509 | 232.1309 | 151.0119 | 0 | 164.4386 | 53.6942 | 42.7694 | 23.8851 | 755.5827 | 37.5279 | 121.05 | 51.4915 | 51.4915 | 99.1048 | 33.3144 | 53.6942 | 37.5279 | 35.037 | 35.037 | 59.3476 | 0 | 0 | 0 | 0 | 33.3144 | 33.3144 | 33.3144 | 53.0123 | 35.037 | 112.7106 | 0 | 0 | 23.8159 | 0 | 0 | 0 | 100.5657 | 41.8611 | 126.6755 | 52.9937 | 54.4881 | 23.8159 | 115.3256 | 167.8135 | 34.4036 | 148.905 | 128.7961 | 549.3468 | 110.1798 | 106.6349 | 132.8651 | 21.0243 | 25.419 | 25.419 | 21.0243 | 48.1354 | 78.7446 | 175.5926 | 1734.5228 | 139.5162 | 78.7446 | 73.9164 | 163.6488 | 106.8112 | 91.1069 | 90.0663 | 73.9164 | 163.8254 | 68.9608 | 41.8611 | 41.8611 | 151.6954 | 106.8141 | 0 | 0 | 0 | 25.419 | 25.419 | 29.917 | 0 | 0 | 0 | 0 | 0 | 0 | 21.0243 | 41.8611 | 151.0728 | 25.419 | 32.7395 | 68.6565 | 0 | 0 | 0 | 0 | 0 | 0 | 0 | 0 | 0 | 0 | 0 | 0 | 0 | 0 | 0 | 0 | 0 | 0 | 0 | 0 | 0 | 0 | 0 | 0 | 0 | 0 | 0 | 0 | 0 | 0 | 0 | 0 | 0 | 0 | 0 | 0 | 0 | 0 | 0 | 0 | 0 | 0 | 0 | 0 | 0 | 0 | 0 | 0 | 0 | 0 | 0 | 0 | 0 | 0 | 0 | 0 | 0 | 0 | 0 | 0 | 0 | 0 | 0 | 0 | 0 | 0 | 0 | 0 | 0 | 0 | 0 | 0 | 0 | 0 | 0 | 0 | 0 | 0 | 0 | 0 | 0 | 0 | 0 | 0 | 0 | 0 | 0 | 0 | 0 | 0 | 0 | 0 | 0 | 0 | 0 | 0 | 0 | 0 | 0 | 0 | 0 | 0 | 0 | 0 | 0 | 0 | 0 | 0 | 0 | 2017-01-14 07:00
t0321 | 0 | 119.9186 | 369.5822 | 136.7218 | 43.1069 | 295.3478 | 43.1069 | 407.2415 | 70.9204 | 70.9204 | 2220.5524 | 81.4353 | 77.3703 | 308.5547 | 371.3566 | 53.4228 | 77.2688 | 352.4606 | 226.6264 | 304.2028 | 0 | 0 | 455.1663 | 35.8964 | 35.8964 | 35.8964 | 78.4645 | 154.749 | 238.0128 | 157.4824 | 354.116 | 93.661 | 216.6625 | 193.2775 | 267.3782 | 276.4277 | 130.0034 | 454.0057 | 329.2978 | 92.4558 | 186.5938 | 273.3595 | 102.5107 | 218.4302 | 423.4259 | 102.5107 | 40.8671 | 276.9473 | 734.1258 | 145.7598 | 187.9867 | 97.375 | 165.9544 | 40.8671 | 161.9624 | 250.5282 | 91.6863 | 360.0082 | 37.1864 | 157.9479 | 37.1864 | 102.5107 | 154.749 | 62.1812 | 423.4259 | 0 | 0 | 0 | 0 | 0 | 0 | 0 | 0 | 156.4438 | 0 | 0 | 0 | 0 | 246.995 | 280.1975 | 25.6278 | 35.2044 | 266.5026 | 152.2585 | 12.7754 | 85.7997 | 92.892 | 275.023 | 149.1423 | 200.3344 | 108.6519 | 25.6278 | 322.0175 | 46.1413 | 269.0816 | 129.0464 | 152.7519 | 47.9974 | 90.6508 | 525.0026 | 25.7121 | 150.4931 | 160.0055 | 12.7754 | 12.7754 | 70.8614 | 112.182 | 65.1823 | 130.4189 | 148.4832 | 108.4043 | 119.4641 | 803.4942 | 127.0395 | 85.7997 | 75.6612 | 75.6612 | 33.7484 | 57.0453 | 803.4942 | 428.1131 | 137.4075 | 0 | 0 | 0 | 74.65 | 92.892 | 73.0468 | 368.598 | 90.6508 | 0 | 64.4052 | 57.0453 | 12.7754 | 73.4232 | 29.2798 | 0 | 0 | 0 | 85.5519 | 0 | 0 | 140.2347 | 0 | 33.8274 | 0 | 0 | 196.1803 | 73.4556 | 29.2798 | 29.3058 | 29.3058 | 72.9407 | 147.5737 | 207.3 | 138.4621 | 304.2406 | 172.8115 | 112.3318 | 253.9858 | 265.7886 | 163.0675 | 145.0016 | 478.1458 | 176.8366 | 203.5867 | 87.9202 | 82.5932 | 195.4137 | 216.7201 | 78.4315 | 82.5932 | 82.5932 | 167.2016 | 87.9202 | 87.9202 | 87.9202 | 177.8007 | 164.2562 | 183.6937 | 137.9306 | 137.9306 | 109.0001 | 203.2753 | 430.1133 | 139.4758 | 118.5953 | 751.5796 | 178.7185 | 118.5953 | 532.7146 | 1054.7136 | 157.2846 | 612.1994 | 404.4123 | 178.7185 | 113.9185 | 64.5072 | 232.0829 | 51.7264 | 51.7264 | 51.7264 | 173.8293 | 233.4293 | 83.4575 | 103.7498 | 216.0558 | 193.2668 | 105.8909 | 105.8909 | 127.7327 | 310.0315 | 51.7264 | 448.2824 | 209.4944 | 355.2322 | 130.606 | 110.9396 | 409.1659 | 94.7163 | 155.6398 | 94.7163 | 246.9818 | 88.2713 | 107.3656 | 62.1812 | 62.1812 | 88.2713 | 274.3104 | 241.604 | 156.3723 | 223.2705 | 106.2354 | 88.2713 | 641.8091 | 178.3593 | 230.0404 | 514.1448 | 909.0519 | 86.0201 | 92.232 | 179.0062 | 347.5486 | 92.232 | 56.7044 | 135.3518 | 95.2836 | 91.9499 | 117.6358 | 55.0919 | 55.0919 | 88.7949 | 56.4845 | 173.1571 | 236.4001 | 109.0177 | 155.6398 | 103.6973 | 242.7959 | 170.3329 | 109.0177 | 103.6973 | 86.4273 | 290.5019 | 169.6038 | 44.3411 | 30.1581 | 360.8502 | 79.826 | 287.1479 | 82.0309 | 348.289 | 876.4318 | 41.9993 | 280.5727 | 290.5019 | 400.1693 | 82.0309 | 33.8274 | 235.0562 | 286.9586 | 185.5241 | 174.559 | 0 | 82.5932 | 143.7938 | 517.019 | 0 | 86.0201 | 122.5007 | 195.4137 | 88.8112 | 132.9601 | 177.4309 | 84.55 | 0 | 0 | 0 | 0 | 0 | 0 | 0 | 0 | 73.4556 | 0 | 146.0429 | 159.6855 | 260.5768 | 164.8363 | 0 | 177.8856 | 62.1192 | 44.9421 | 25.7121 | 893.0931 | 37.9747 | 140.1568 | 56.9008 | 56.9008 | 116.4851 | 37.0588 | 62.1192 | 37.9747 | 37.0302 | 37.0302 | 62.9598 | 0 | 0 | 0 | 0 | 37.0588 | 37.0588 | 37.0588 | 56.5601 | 37.0302 | 119.3707 | 0 | 0 | 27.392 | 0 | 0 | 0 | 108.6621 | 40.439 | 138.5676 | 50.6739 | 57.579 | 27.392 | 112.7206 | 197.4422 | 35.5368 | 147.047 | 136.243 | 586.1566 | 112.3764 | 108.618 | 138.7678 | 21.6038 | 25.7382 | 25.7382 | 21.6038 | 53.5205 | 84.536 | 184.2679 | 2038.1773 | 161.4658 | 84.536 | 78.7953 | 197.8731 | 119.44 | 99.5201 | 101.7816 | 78.7953 | 185.7633 | 76.4788 | 40.439 | 40.439 | 161.7723 | 122.4531 | 0 | 0 | 0 | 25.7382 | 25.7382 | 32.6078 | 0 | 0 | 0 | 0 | 0 | 0 | 21.6038 | 40.439 | 167.7921 | 25.7382 | 33.8092 | 74.598 | 0 | 0 | 0 | 0 | 0 | 0 | 0 | 0 | 0 | 0 | 0 | 0 | 0 | 0 | 0 | 0 | 0 | 0 | 0 | 0 | 0 | 0 | 0 | 0 | 0 | 0 | 0 | 0 | 0 | 0 | 0 | 0 | 0 | 0 | 0 | 0 | 0 | 0 | 0 | 0 | 0 | 0 | 0 | 0 | 0 | 0 | 0 | 0 | 0 | 0 | 0 | 0 | 0 | 0 | 0 | 0 | 0 | 0 | 0 | 0 | 0 | 0 | 0 | 0 | 0 | 0 | 0 | 0 | 0 | 0 | 0 | 0 | 0 | 0 | 0 | 0 | 0 | 0 | 0 | 0 | 0 | 0 | 0 | 0 | 0 | 0 | 0 | 0 | 0 | 0 | 0 | 0 | 0 | 0 | 0 | 0 | 0 | 0 | 0 | 0 | 0 | 0 | 0 | 0 | 0 | 0 | 0 | 0 | 0 | 2017-01-14 08:00
t0322 | 0 | 118.6032 | 383.5939 | 131.9582 | 44.5536 | 306.986 | 44.5536 | 339.0492 | 76.2259 | 76.2259 | 2443.2703 | 87.0593 | 74.4189 | 300.0489 | 354.5136 | 49.8775 | 77.2824 | 350.9622 | 227.3996 | 280.4844 | 0 | 0 | 473.4581 | 35.1853 | 35.1853 | 35.1853 | 75.7195 | 151.4853 | 221.5673 | 175.9833 | 365.6198 | 95.8079 | 204.205 | 180.2458 | 261.5869 | 278.0327 | 123.912 | 401.3021 | 319.7967 | 89.629 | 171.5663 | 274.3124 | 99.1285 | 211.4176 | 432.6301 | 99.1285 | 38.4427 | 269.3176 | 710.3105 | 136.7773 | 191.5459 | 96.5906 | 157.9675 | 38.4427 | 156.191 | 232.8478 | 87.2767 | 368.8954 | 37.2704 | 146.8536 | 37.2704 | 99.1285 | 151.4853 | 61.3437 | 432.6301 | 0 | 0 | 0 | 0 | 0 | 0 | 0 | 0 | 152.5938 | 0 | 0 | 0 | 0 | 244.0542 | 276.2043 | 24.5037 | 35.1856 | 279.7354 | 148.6472 | 12.7835 | 85.6171 | 90.6099 | 279.5536 | 147.3627 | 196.1018 | 112.376 | 24.5037 | 346.1074 | 45.6698 | 273.845 | 128.4359 | 148.4284 | 47.1401 | 89.5418 | 544.6788 | 26.2072 | 147.9247 | 161.079 | 12.7835 | 12.7835 | 73.1118 | 109.0875 | 64.5545 | 129.6287 | 146.4349 | 119.7761 | 139.0764 | 891.4616 | 130.672 | 85.6171 | 73.8692 | 73.8692 | 33.4925 | 60.2906 | 891.4616 | 457.051 | 131.6715 | 0 | 0 | 0 | 72.1872 | 90.6099 | 71.2883 | 373.6281 | 89.5418 | 0 | 62.6626 | 60.2906 | 12.7835 | 77.7059 | 30.4916 | 0 | 0 | 0 | 84.9149 | 0 | 0 | 141.0715 | 0 | 34.1882 | 0 | 0 | 193.6433 | 68.6268 | 30.4916 | 29.0266 | 29.0266 | 73.4613 | 150.4969 | 216.102 | 138.4072 | 314.0517 | 169.6098 | 113.2541 | 252.1147 | 285.284 | 168.7461 | 145.0868 | 541.5154 | 176.7449 | 212.3597 | 88.8044 | 82.6452 | 202.2782 | 222.1678 | 80.2797 | 82.6452 | 82.6452 | 178.2751 | 88.8044 | 88.8044 | 88.8044 | 184.0349 | 165.491 | 192.8739 | 140.6442 | 140.6442 | 112.1377 | 221.4859 | 433.2846 | 135.4787 | 125.8024 | 873.7527 | 183.29 | 125.8024 | 616.4388 | 1173.0322 | 164.0769 | 661.3935 | 416.6391 | 183.29 | 119.441 | 65.561 | 239.8356 | 50.953 | 50.953 | 50.953 | 178.1042 | 253.8079 | 87.5528 | 94.8726 | 215.5279 | 187.67 | 102.5528 | 102.5528 | 130.848 | 287.6093 | 50.953 | 471.223 | 205.9319 | 350.2012 | 127.3935 | 108.6033 | 458.4452 | 95.4876 | 148.6443 | 95.4876 | 256.0598 | 92.5772 | 108.57 | 61.3437 | 61.3437 | 92.5772 | 261.7825 | 232.1841 | 162.4488 | 235.4671 | 103.533 | 92.5772 | 605.1598 | 175.9642 | 249.6125 | 553.2788 | 1034.3954 | 84.943 | 90.3029 | 187.8455 | 358.4977 | 90.3029 | 56.0141 | 138.4956 | 92.7243 | 91.7073 | 120.8838 | 55.3991 | 55.3991 | 88.9682 | 57.9971 | 187.0703 | 240.7496 | 109.665 | 148.6443 | 106.0917 | 259.3133 | 167.1223 | 109.665 | 106.0917 | 87.9849 | 317.581 | 168.4997 | 41.1241 | 30.1621 | 357.9411 | 80.6016 | 299.2397 | 83.4842 | 340.2367 | 905.9324 | 41.0718 | 279.3387 | 317.581 | 428.3973 | 83.4842 | 34.1882 | 197.1781 | 297.624 | 184.2388 | 163.3662 | 0 | 82.6452 | 140.3386 | 590.7343 | 0 | 84.943 | 124.7722 | 202.2782 | 94.3487 | 135.7109 | 173.906 | 87.3171 | 0 | 0 | 0 | 0 | 0 | 0 | 0 | 0 | 68.6268 | 0 | 142.293 | 141.6269 | 280.5572 | 174.5327 | 0 | 184.4748 | 66.6845 | 45.5704 | 26.2072 | 986.2031 | 37.6612 | 153.0965 | 59.4178 | 59.4178 | 126.2218 | 39.0235 | 66.6845 | 37.6612 | 37.4314 | 37.4314 | 64.0436 | 0 | 0 | 0 | 0 | 39.0235 | 39.0235 | 39.0235 | 57.9396 | 37.4314 | 121.7676 | 0 | 0 | 29.8833 | 0 | 0 | 0 | 112.3403 | 39.1143 | 145.3062 | 49.2655 | 58.7376 | 29.8833 | 109.4112 | 217.9801 | 35.4924 | 144.8654 | 140.2384 | 612.792 | 112.3513 | 108.5555 | 141.1148 | 21.7417 | 25.5869 | 25.5869 | 21.7417 | 56.405 | 87.5763 | 187.2237 | 2279.2544 | 174.9588 | 87.5763 | 81.4324 | 223.4823 | 126.4071 | 102.8891 | 108.3087 | 81.4324 | 198.9173 | 81.4907 | 39.1143 | 39.1143 | 165.852 | 132.7943 | 0 | 0 | 0 | 25.5869 | 25.5869 | 33.8999 | 0 | 0 | 0 | 0 | 0 | 0 | 21.7417 | 39.1143 | 177.9444 | 25.5869 | 34.069 | 77.0025 | 0 | 0 | 0 | 0 | 0 | 0 | 0 | 0 | 0 | 0 | 0 | 0 | 0 | 0 | 0 | 0 | 0 | 0 | 0 | 0 | 0 | 0 | 0 | 0 | 0 | 0 | 0 | 0 | 0 | 0 | 0 | 0 | 0 | 0 | 0 | 0 | 0 | 0 | 0 | 0 | 0 | 0 | 0 | 0 | 0 | 0 | 0 | 0 | 0 | 0 | 0 | 0 | 0 | 0 | 0 | 0 | 0 | 0 | 0 | 0 | 0 | 0 | 0 | 0 | 0 | 0 | 0 | 0 | 0 | 0 | 0 | 0 | 0 | 0 | 0 | 0 | 0 | 0 | 0 | 0 | 0 | 0 | 0 | 0 | 0 | 0 | 0 | 0 | 0 | 0 | 0 | 0 | 0 | 0 | 0 | 0 | 0 | 0 | 0 | 0 | 0 | 0 | 0 | 0 | 0 | 0 | 0 | 0 | 0 | 2017-01-14 09:00
t0323 | 0 | 122.014 | 388.7201 | 135.4568 | 44.8401 | 310.2612 | 44.8401 | 364.1433 | 77.5726 | 77.5726 | 2509.858 | 87.5166 | 76.0211 | 310.6982 | 364.8648 | 51.311 | 78.5265 | 357.9626 | 231.1702 | 291.4077 | 0 | 0 | 480.8623 | 35.8275 | 35.8275 | 35.8275 | 77.8389 | 155.3053 | 230.047 | 179.5492 | 373.7987 | 97.2619 | 210.9854 | 186.6438 | 267.1428 | 282.7396 | 127.1005 | 424.9573 | 332.5485 | 91.8679 | 178.7261 | 280.7454 | 102.0709 | 217.5668 | 449.8815 | 102.0709 | 39.3373 | 276.1143 | 730.8061 | 141.4701 | 195.6752 | 98.1767 | 162.8159 | 39.3373 | 159.9785 | 241.3049 | 89.6002 | 376.388 | 37.7368 | 152.2944 | 37.7368 | 102.0709 | 155.3053 | 62.734 | 449.8815 | 0 | 0 | 0 | 0 | 0 | 0 | 0 | 0 | 156.0586 | 0 | 0 | 0 | 0 | 249.8277 | 281.4661 | 24.9698 | 35.1969 | 281.928 | 150.6736 | 12.878 | 86.3258 | 91.3062 | 284.6172 | 150.6127 | 200.4347 | 112.7744 | 24.9698 | 349.8101 | 46.0005 | 277.8681 | 129.4753 | 150.6808 | 47.6039 | 90.5601 | 551.7481 | 26.145 | 150.0863 | 162.3263 | 12.878 | 12.878 | 73.5403 | 111.5527 | 65.253 | 130.9461 | 149.4032 | 120.4354 | 139.4969 | 897.389 | 130.5224 | 86.3258 | 74.8328 | 74.8328 | 33.797 | 60.3084 | 897.389 | 461.5579 | 133.8569 | 0 | 0 | 0 | 73.1879 | 91.3062 | 72.3383 | 377.7886 | 90.5601 | 0 | 63.5613 | 60.3084 | 12.878 | 78.2664 | 30.6205 | 0 | 0 | 0 | 86.3376 | 0 | 0 | 143.1083 | 0 | 34.249 | 0 | 0 | 197.1154 | 70.832 | 30.6205 | 29.4169 | 29.4169 | 73.4282 | 151.7731 | 217.8429 | 139.8715 | 320.4336 | 173.3091 | 114.9659 | 256.4148 | 289.8837 | 170.0784 | 147.1594 | 550.8218 | 180.0657 | 213.3547 | 90.9219 | 84.3518 | 205.5386 | 223.4892 | 81.0228 | 84.3518 | 84.3518 | 179.7662 | 90.9219 | 90.9219 | 90.9219 | 185.4948 | 168.9699 | 194.0156 | 141.9919 | 141.9919 | 113.2213 | 223.5267 | 441.4547 | 139.8789 | 126.4637 | 891.043 | 186.8362 | 126.4637 | 622.0481 | 1196.3159 | 164.5942 | 669.5064 | 422.8389 | 186.8362 | 120.9327 | 66.2998 | 240.5141 | 51.8253 | 51.8253 | 51.8253 | 179.1243 | 255.2687 | 87.5784 | 98.2882 | 219.1918 | 192.2388 | 105.4188 | 105.4188 | 132.8629 | 297.0897 | 51.8253 | 476.1515 | 210.4439 | 357.5787 | 130.2805 | 110.4212 | 463.3198 | 96.9052 | 153.9224 | 96.9052 | 260.4935 | 93.5863 | 111.1213 | 62.734 | 62.734 | 93.5863 | 272.0538 | 239.5202 | 165.0438 | 238.3187 | 106.6034 | 93.5863 | 631.7582 | 179.5015 | 253.3764 | 562.2867 | 1054.7163 | 86.6606 | 92.3473 | 188.9742 | 363.9654 | 92.3473 | 56.6805 | 140.4551 | 95.0584 | 93.2026 | 121.9051 | 56.4653 | 56.4653 | 90.9382 | 58.6453 | 190.7203 | 245.8593 | 111.1499 | 153.9224 | 107.7959 | 262.8835 | 170.5891 | 111.1499 | 107.7959 | 88.4494 | 321.6457 | 172.4066 | 42.3598 | 30.2967 | 363.7285 | 81.4372 | 302.1801 | 84.2626 | 345.5967 | 929.0965 | 41.5882 | 280.937 | 321.6457 | 433.8371 | 84.2626 | 34.249 | 212.9464 | 300.5716 | 189.387 | 169.7366 | 0 | 84.3518 | 142.5765 | 605.5906 | 0 | 86.6606 | 126.6916 | 205.5386 | 96.0106 | 135.5889 | 177.0862 | 87.9579 | 0 | 0 | 0 | 0 | 0 | 0 | 0 | 0 | 70.832 | 0 | 145.6453 | 148.7965 | 284.388 | 177.4758 | 0 | 185.8026 | 66.4202 | 45.9353 | 26.145 | 991.7589 | 38.2399 | 154.329 | 59.4374 | 59.4374 | 125.5716 | 39.1299 | 66.4202 | 38.2399 | 37.5206 | 37.5206 | 64.3423 | 0 | 0 | 0 | 0 | 39.1299 | 39.1299 | 39.1299 | 58.3078 | 37.5206 | 122.6976 | 0 | 0 | 30.1969 | 0 | 0 | 0 | 112.9772 | 40.2169 | 146.5978 | 51.1662 | 59.2647 | 30.1969 | 111.9024 | 219.6612 | 35.7616 | 148.6743 | 142.2996 | 625.4206 | 114.1595 | 110.364 | 143.0405 | 22.0925 | 26.0127 | 26.0127 | 22.0925 | 56.6067 | 88.5195 | 189.1382 | 2318.8174 | 175.405 | 88.5195 | 82.4979 | 225.9125 | 126.8517 | 102.8437 | 108.5093 | 82.4979 | 199.8221 | 82.528 | 40.2169 | 40.2169 | 167.0456 | 133.8449 | 0 | 0 | 0 | 26.0127 | 26.0127 | 34.0613 | 0 | 0 | 0 | 0 | 0 | 0 | 22.0925 | 40.2169 | 179.4743 | 26.0127 | 34.5468 | 77.1118 | 0 | 0 | 0 | 0 | 0 | 0 | 0 | 0 | 0 | 0 | 0 | 0 | 0 | 0 | 0 | 0 | 0 | 0 | 0 | 0 | 0 | 0 | 0 | 0 | 0 | 0 | 0 | 0 | 0 | 0 | 0 | 0 | 0 | 0 | 0 | 0 | 0 | 0 | 0 | 0 | 0 | 0 | 0 | 0 | 0 | 0 | 0 | 0 | 0 | 0 | 0 | 0 | 0 | 0 | 0 | 0 | 0 | 0 | 0 | 0 | 0 | 0 | 0 | 0 | 0 | 0 | 0 | 0 | 0 | 0 | 0 | 0 | 0 | 0 | 0 | 0 | 0 | 0 | 0 | 0 | 0 | 0 | 0 | 0 | 0 | 0 | 0 | 0 | 0 | 0 | 0 | 0 | 0 | 0 | 0 | 0 | 0 | 0 | 0 | 0 | 0 | 0 | 0 | 0 | 0 | 0 | 0 | 0 | 0 | 2017-01-14 10:00
t0324 | 0 | 120.1647 | 387.4043 | 132.8824 | 44.7289 | 309.4816 | 44.7289 | 343.7117 | 77.6817 | 77.6817 | 2517.1314 | 87.8221 | 74.6107 | 304.6142 | 357.0002 | 50.0006 | 77.7105 | 353.6562 | 228.8735 | 282.6807 | 0 | 0 | 479.1583 | 35.3101 | 35.3101 | 35.3101 | 76.3328 | 152.7894 | 223.5968 | 180.8053 | 371.4272 | 96.6508 | 205.7688 | 181.5779 | 263.0197 | 280.026 | 124.4179 | 407.2088 | 325.6513 | 90.2249 | 173.1811 | 277.5278 | 100.0968 | 213.4224 | 444.479 | 100.0968 | 38.4324 | 271.3149 | 716.8757 | 137.8262 | 194.0306 | 97.0067 | 159.1693 | 38.4324 | 156.9922 | 234.5641 | 87.671 | 373.6926 | 37.389 | 148.0276 | 37.389 | 100.0968 | 152.7894 | 61.8389 | 444.479 | 0 | 0 | 0 | 0 | 0 | 0 | 0 | 0 | 153.5158 | 0 | 0 | 0 | 0 | 246.2783 | 277.635 | 24.4929 | 34.9537 | 281.8751 | 148.544 | 12.7706 | 85.5468 | 90.1226 | 282.329 | 148.5253 | 197.3229 | 112.585 | 24.4929 | 350.8823 | 45.5296 | 275.9087 | 128.2524 | 148.3718 | 47.0226 | 89.5156 | 549.8908 | 26.0714 | 148.1149 | 161.1336 | 12.7706 | 12.7706 | 73.3459 | 109.6768 | 64.5391 | 129.6166 | 147.3416 | 121.4958 | 141.952 | 905.6301 | 130.3244 | 85.5468 | 73.7854 | 73.7854 | 33.4529 | 60.4758 | 905.6301 | 462.5535 | 131.4253 | 0 | 0 | 0 | 72.0234 | 90.1226 | 71.2936 | 375.1713 | 89.5156 | 0 | 62.6137 | 60.4758 | 12.7706 | 78.3714 | 30.6 | 0 | 0 | 0 | 85.3116 | 0 | 0 | 141.8195 | 0 | 34.0683 | 0 | 0 | 194.5281 | 68.9821 | 30.6 | 29.0782 | 29.0782 | 73.0337 | 150.9742 | 217.5377 | 138.5787 | 318.538 | 170.711 | 113.9575 | 253.354 | 290.333 | 169.6338 | 145.7011 | 556.2324 | 178.064 | 213.2479 | 89.9745 | 83.3959 | 204.6181 | 222.6461 | 80.6331 | 83.3959 | 83.3959 | 180.1803 | 89.9745 | 89.9745 | 89.9745 | 185.0156 | 167.2425 | 194.0777 | 141.205 | 141.205 | 112.7652 | 224.7892 | 437.1454 | 137.2015 | 126.7413 | 902.7778 | 185.5669 | 126.7413 | 631.4631 | 1203.9138 | 164.5744 | 671.8699 | 420.7258 | 185.5669 | 120.7545 | 65.8689 | 240.1162 | 51.1356 | 51.1356 | 51.1356 | 178.4413 | 256.8382 | 87.7116 | 95.2509 | 216.769 | 188.8845 | 103.4477 | 103.4477 | 132.054 | 288.8906 | 51.1356 | 475.8826 | 207.3424 | 352.5581 | 128.1593 | 108.8384 | 467.8408 | 96.0599 | 150.4124 | 96.0599 | 259.3242 | 93.4879 | 109.9939 | 61.8389 | 61.8389 | 93.4879 | 265.6018 | 234.5232 | 164.4106 | 238.222 | 104.69 | 93.4879 | 614.7911 | 177.043 | 254.2796 | 563.3732 | 1065.2082 | 85.4855 | 90.9062 | 189.0125 | 362.1916 | 90.9062 | 56.0206 | 139.6129 | 93.4195 | 92.1837 | 121.4247 | 55.8917 | 55.8917 | 89.8983 | 58.3688 | 191.0645 | 243.7893 | 110.1709 | 150.4124 | 107.0998 | 263.2237 | 168.0619 | 110.1709 | 107.0998 | 88.0227 | 323.3559 | 170.14 | 41.2141 | 30.0619 | 359.4139 | 80.8323 | 301.6137 | 83.7726 | 340.5876 | 922.7048 | 41.0227 | 278.4524 | 323.3559 | 434.6762 | 83.7726 | 34.0683 | 201.1003 | 299.7603 | 186.6852 | 165.1186 | 0 | 83.3959 | 140.48 | 611.1847 | 0 | 85.4855 | 125.7962 | 204.6181 | 95.9635 | 135.1934 | 174.5257 | 87.709 | 0 | 0 | 0 | 0 | 0 | 0 | 0 | 0 | 68.9821 | 0 | 143.2167 | 142.9111 | 285.1394 | 177.3226 | 0 | 185.4153 | 66.8471 | 45.6528 | 26.0714 | 1000.3663 | 37.7919 | 155.307 | 59.4805 | 59.4805 | 126.6105 | 39.1914 | 66.8471 | 37.7919 | 37.3184 | 37.3184 | 64.0322 | 0 | 0 | 0 | 0 | 39.1914 | 39.1914 | 39.1914 | 58.075 | 37.3184 | 122.0814 | 0 | 0 | 30.3642 | 0 | 0 | 0 | 112.7229 | 39.4537 | 146.5097 | 50.1287 | 58.9491 | 30.3642 | 109.9799 | 221.4478 | 35.4501 | 146.3985 | 141.573 | 623.014 | 112.9654 | 109.1887 | 142.0469 | 21.8867 | 25.7115 | 25.7115 | 21.8867 | 56.692 | 88.2451 | 187.9449 | 2336.9293 | 176.5222 | 88.2451 | 82.1639 | 228.3861 | 127.1343 | 102.7612 | 108.8939 | 82.1639 | 200.6078 | 82.6233 | 39.4537 | 39.4537 | 166.3689 | 134.5404 | 0 | 0 | 0 | 25.7115 | 25.7115 | 34.0244 | 0 | 0 | 0 | 0 | 0 | 0 | 21.8867 | 39.4537 | 179.7173 | 25.7115 | 34.2492 | 76.995 | 0 | 0 | 0 | 0 | 0 | 0 | 0 | 0 | 0 | 0 | 0 | 0 | 0 | 0 | 0 | 0 | 0 | 0 | 0 | 0 | 0 | 0 | 0 | 0 | 0 | 0 | 0 | 0 | 0 | 0 | 0 | 0 | 0 | 0 | 0 | 0 | 0 | 0 | 0 | 0 | 0 | 0 | 0 | 0 | 0 | 0 | 0 | 0 | 0 | 0 | 0 | 0 | 0 | 0 | 0 | 0 | 0 | 0 | 0 | 0 | 0 | 0 | 0 | 0 | 0 | 0 | 0 | 0 | 0 | 0 | 0 | 0 | 0 | 0 | 0 | 0 | 0 | 0 | 0 | 0 | 0 | 0 | 0 | 0 | 0 | 0 | 0 | 0 | 0 | 0 | 0 | 0 | 0 | 0 | 0 | 0 | 0 | 0 | 0 | 0 | 0 | 0 | 0 | 0 | 0 | 0 | 0 | 0 | 0 | 2017-01-14 11:00
t0325 | 0 | 115.9945 | 379.4119 | 128.8021 | 44.1645 | 303.9989 | 44.1645 | 318.6541 | 75.5503 | 75.5503 | 2418.5968 | 86.6478 | 72.7497 | 292.1118 | 345.2264 | 48.4493 | 76.0487 | 344.6765 | 223.8094 | 270.9519 | 0 | 0 | 467.9999 | 34.5156 | 34.5156 | 34.5156 | 73.8648 | 148.1805 | 214.3474 | 174.9436 | 360.1842 | 94.5478 | 198.2409 | 174.5998 | 256.2561 | 273.6795 | 120.8055 | 382.5506 | 310.7592 | 87.5825 | 165.4972 | 269.2715 | 96.6606 | 206.224 | 422.8478 | 96.6606 | 37.4555 | 263.2377 | 692.895 | 132.6547 | 188.4837 | 94.9481 | 153.6866 | 37.4555 | 152.5741 | 225.3878 | 85.046 | 363.3969 | 36.7345 | 142.1146 | 36.7345 | 96.6606 | 148.1805 | 60.1182 | 422.8478 | 0 | 0 | 0 | 0 | 0 | 0 | 0 | 0 | 149.3473 | 0 | 0 | 0 | 0 | 239.1306 | 271.0392 | 23.9604 | 34.8309 | 277.6038 | 146.0098 | 12.6221 | 84.4815 | 89.1969 | 275.3747 | 144.4786 | 192.0541 | 111.5256 | 23.9604 | 343.9511 | 45.0405 | 270.1416 | 126.7041 | 145.6289 | 46.4032 | 88.1477 | 538.7956 | 26.0261 | 145.359 | 159.132 | 12.6221 | 12.6221 | 72.4754 | 106.7332 | 63.582 | 127.7601 | 143.6367 | 119.6013 | 139.7138 | 890.1436 | 129.8375 | 84.4815 | 72.5753 | 72.5753 | 33.0175 | 60.0466 | 890.1436 | 454.0297 | 128.9066 | 0 | 0 | 0 | 70.8216 | 89.1969 | 69.991 | 368.9146 | 88.1477 | 0 | 61.5096 | 60.0466 | 12.6221 | 77.1994 | 30.2754 | 0 | 0 | 0 | 83.4661 | 0 | 0 | 138.998 | 0 | 33.8668 | 0 | 0 | 190.1332 | 66.5791 | 30.2754 | 28.5608 | 28.5608 | 72.8043 | 148.8488 | 214.2801 | 136.4777 | 309.6182 | 166.1781 | 111.5883 | 247.7866 | 282.8817 | 167.2015 | 142.8768 | 539.6592 | 173.7302 | 210.8535 | 87.223 | 81.1879 | 199.8042 | 220.0728 | 79.4089 | 81.1879 | 81.1879 | 177.1738 | 87.223 | 87.223 | 87.223 | 182.3521 | 162.675 | 191.5504 | 139.0433 | 139.0433 | 110.9658 | 220.5398 | 426.2593 | 132.0318 | 125.1057 | 872.1058 | 180.6419 | 125.1057 | 617.4933 | 1165.7307 | 163.0098 | 657.231 | 411.5265 | 180.6419 | 118.3069 | 64.7496 | 238.064 | 50.0333 | 50.0333 | 50.0333 | 176.4293 | 253.0013 | 87.1301 | 91.6591 | 211.9513 | 183.4656 | 100.0847 | 100.0847 | 129.1364 | 278.6952 | 50.0333 | 467.2376 | 201.7935 | 343.3892 | 124.6854 | 106.5824 | 457.525 | 94.0921 | 144.4031 | 94.0921 | 252.8553 | 91.7564 | 106.6646 | 60.1182 | 60.1182 | 91.7564 | 253.9215 | 226.0697 | 160.5334 | 233.4099 | 101.0483 | 91.7564 | 585.0569 | 172.6201 | 247.8877 | 548.7337 | 1030.3642 | 83.3337 | 88.4227 | 186.5389 | 354.0958 | 88.4227 | 55.1312 | 136.7324 | 90.6408 | 90.2075 | 119.6611 | 54.4819 | 54.4819 | 87.3623 | 57.3457 | 185.3807 | 236.9173 | 108.09 | 144.4031 | 104.6627 | 257.2273 | 163.8021 | 108.09 | 104.6627 | 87.1109 | 315.9014 | 165.2329 | 39.8936 | 29.813 | 351.8883 | 79.5738 | 296.5061 | 82.5246 | 333.9509 | 891.4792 | 40.3672 | 275.8329 | 315.9014 | 425.2285 | 82.5246 | 33.8668 | 185.0704 | 294.7456 | 180.327 | 158.1014 | 0 | 81.1879 | 137.7208 | 587.4397 | 0 | 83.3337 | 123.0634 | 199.8042 | 93.4003 | 134.7184 | 170.5921 | 86.5172 | 0 | 0 | 0 | 0 | 0 | 0 | 0 | 0 | 66.5791 | 0 | 139.202 | 135.5147 | 278.546 | 172.7671 | 0 | 182.877 | 66.6302 | 45.0511 | 26.0261 | 984.6575 | 37.035 | 152.5489 | 59.101 | 59.101 | 126.2969 | 38.8147 | 66.6302 | 37.035 | 37.0716 | 37.0716 | 63.4168 | 0 | 0 | 0 | 0 | 38.8147 | 38.8147 | 38.8147 | 57.3798 | 37.0716 | 120.4763 | 0 | 0 | 29.745 | 0 | 0 | 0 | 111.3951 | 38.1637 | 144.1264 | 47.9035 | 58.0854 | 29.745 | 107.02 | 217.4625 | 35.0343 | 141.7502 | 138.5138 | 604.9046 | 110.5531 | 106.7905 | 139.2502 | 21.4092 | 25.156 | 25.156 | 21.4092 | 56.0901 | 86.6897 | 184.9744 | 2268.4516 | 174.5533 | 86.6897 | 80.5158 | 223.189 | 125.7598 | 102.2611 | 107.884 | 80.5158 | 198.0638 | 80.8473 | 38.1637 | 38.1637 | 164.2111 | 132.2285 | 0 | 0 | 0 | 25.156 | 25.156 | 33.6464 | 0 | 0 | 0 | 0 | 0 | 0 | 21.4092 | 38.1637 | 176.7297 | 25.156 | 33.58 | 76.4654 | 0 | 0 | 0 | 0 | 0 | 0 | 0 | 0 | 0 | 0 | 0 | 0 | 0 | 0 | 0 | 0 | 0 | 0 | 0 | 0 | 0 | 0 | 0 | 0 | 0 | 0 | 0 | 0 | 0 | 0 | 0 | 0 | 0 | 0 | 0 | 0 | 0 | 0 | 0 | 0 | 0 | 0 | 0 | 0 | 0 | 0 | 0 | 0 | 0 | 0 | 0 | 0 | 0 | 0 | 0 | 0 | 0 | 0 | 0 | 0 | 0 | 0 | 0 | 0 | 0 | 0 | 0 | 0 | 0 | 0 | 0 | 0 | 0 | 0 | 0 | 0 | 0 | 0 | 0 | 0 | 0 | 0 | 0 | 0 | 0 | 0 | 0 | 0 | 0 | 0 | 0 | 0 | 0 | 0 | 0 | 0 | 0 | 0 | 0 | 0 | 0 | 0 | 0 | 0 | 0 | 0 | 0 | 0 | 0 | 2017-01-14 12:00
t0326 | 0 | 116.8971 | 370.5232 | 131.8771 | 43.2322 | 296.5792 | 43.2322 | 362.6348 | 72.2065 | 72.2065 | 2279.2323 | 83.0545 | 74.6343 | 297.7585 | 356.0866 | 50.7187 | 76.0421 | 345.6936 | 223.3317 | 286.2339 | 0 | 0 | 456.4482 | 34.969 | 34.969 | 34.969 | 75.6418 | 150.3091 | 224.9655 | 163.2958 | 353.0323 | 93.1902 | 206.2746 | 182.9958 | 259.9823 | 272.6833 | 124.7108 | 416.6379 | 317.117 | 89.4067 | 175.1948 | 268.7689 | 98.8611 | 210.7845 | 417.5165 | 98.8611 | 39.0004 | 268.1764 | 708.3705 | 138.4459 | 186.2883 | 95.4474 | 158.841 | 39.0004 | 156.2817 | 236.777 | 87.8755 | 357.864 | 36.6763 | 149.2667 | 36.6763 | 98.8611 | 150.3091 | 60.6672 | 417.5165 | 0 | 0 | 0 | 0 | 0 | 0 | 0 | 0 | 151.8291 | 0 | 0 | 0 | 0 | 241.0788 | 273.6057 | 24.6743 | 34.8183 | 269.1467 | 148.2778 | 12.6122 | 84.5683 | 90.6057 | 272.5458 | 145.6466 | 194.7864 | 109.1115 | 24.6743 | 328.6583 | 45.3209 | 267.1221 | 127.0458 | 148.3571 | 46.9323 | 88.831 | 526.3032 | 25.6919 | 146.9749 | 158.3963 | 12.6122 | 12.6122 | 71.0216 | 108.723 | 63.9645 | 128.2272 | 144.9621 | 112.3634 | 127.2462 | 834.2171 | 127.4431 | 84.5683 | 73.6987 | 73.6987 | 33.1692 | 57.9546 | 834.2171 | 435.6325 | 132.536 | 0 | 0 | 0 | 72.3715 | 90.6057 | 71.099 | 365.6618 | 88.831 | 0 | 62.6068 | 57.9546 | 12.6122 | 74.4646 | 29.4941 | 0 | 0 | 0 | 83.8732 | 0 | 0 | 138.4623 | 0 | 33.6173 | 0 | 0 | 191.7567 | 69.6813 | 29.4941 | 28.7344 | 28.7344 | 72.4216 | 146.9536 | 208.6463 | 136.4808 | 303.4899 | 168.249 | 111.0034 | 248.9858 | 270.5753 | 163.5554 | 142.8146 | 499.6737 | 173.8143 | 205.2065 | 86.6983 | 81.1743 | 195.4737 | 216.5341 | 78.2184 | 81.1743 | 81.1743 | 170.1207 | 86.6983 | 86.6983 | 86.6983 | 178.3502 | 161.9365 | 185.6667 | 137.2908 | 137.2908 | 108.9538 | 208.9732 | 424.3219 | 134.6616 | 120.4941 | 795.1074 | 177.7864 | 120.4941 | 564.4284 | 1091.2283 | 158.6264 | 626.059 | 403.7909 | 177.7864 | 114.8019 | 64.0711 | 233.0273 | 50.5255 | 50.5255 | 50.5255 | 173.649 | 240.0157 | 84.4822 | 97.3551 | 212.299 | 187.0763 | 102.2514 | 102.2514 | 127.1678 | 293.0872 | 50.5255 | 452.6376 | 204.1037 | 346.6554 | 126.7561 | 108.064 | 426.2954 | 93.6018 | 148.9576 | 93.6018 | 247.1421 | 89.017 | 105.9434 | 60.6672 | 60.6672 | 89.017 | 262.1186 | 232.1903 | 156.6984 | 225.6691 | 102.8222 | 89.017 | 608.9934 | 174.1696 | 235.52 | 524.034 | 951.3877 | 84.0322 | 89.6705 | 180.8735 | 347.1751 | 89.6705 | 55.5579 | 134.7378 | 92.2982 | 90.3639 | 117.5702 | 54.2972 | 54.2972 | 87.2797 | 56.3786 | 176.6267 | 234.2327 | 107.671 | 148.9576 | 103.1529 | 246.7732 | 165.8698 | 107.671 | 103.1529 | 86.0857 | 298.7574 | 165.9893 | 41.9528 | 29.7952 | 353.736 | 79.0648 | 288.79 | 81.5829 | 339.0401 | 873.2618 | 40.9475 | 276.4864 | 298.7574 | 407.3428 | 81.5829 | 33.6173 | 209.5775 | 287.932 | 181.2435 | 165.3467 | 0 | 81.1743 | 139.9058 | 541.1389 | 0 | 84.0322 | 121.6277 | 195.4737 | 89.9115 | 132.8786 | 172.8403 | 84.7365 | 0 | 0 | 0 | 0 | 0 | 0 | 0 | 0 | 69.6813 | 0 | 141.6228 | 147.1486 | 265.9015 | 166.6531 | 0 | 178.6444 | 63.6869 | 44.6384 | 25.6919 | 925.3982 | 37.2327 | 144.3232 | 57.4698 | 57.4698 | 120.0271 | 37.5508 | 63.6869 | 37.2327 | 36.7956 | 36.7956 | 62.7003 | 0 | 0 | 0 | 0 | 37.5508 | 37.5508 | 37.5508 | 56.484 | 36.7956 | 118.9182 | 0 | 0 | 28.1645 | 0 | 0 | 0 | 109.021 | 39.023 | 139.8256 | 48.8451 | 57.3359 | 28.1645 | 109.1465 | 204.4119 | 35.0494 | 143.1995 | 135.9848 | 588.223 | 110.5717 | 106.8355 | 137.7554 | 21.3227 | 25.2528 | 25.2528 | 21.3227 | 54.2372 | 84.7502 | 183.0617 | 2116.3692 | 165.9264 | 84.7502 | 78.8409 | 206.9656 | 121.2894 | 100.0577 | 103.6932 | 78.8409 | 189.655 | 77.6711 | 39.023 | 39.023 | 161.5708 | 125.6502 | 0 | 0 | 0 | 25.2528 | 25.2528 | 32.8135 | 0 | 0 | 0 | 0 | 0 | 0 | 21.3227 | 39.023 | 170.2604 | 25.2528 | 33.4135 | 74.8968 | 0 | 0 | 0 | 0 | 0 | 0 | 0 | 0 | 0 | 0 | 0 | 0 | 0 | 0 | 0 | 0 | 0 | 0 | 0 | 0 | 0 | 0 | 0 | 0 | 0 | 0 | 0 | 0 | 0 | 0 | 0 | 0 | 0 | 0 | 0 | 0 | 0 | 0 | 0 | 0 | 0 | 0 | 0 | 0 | 0 | 0 | 0 | 0 | 0 | 0 | 0 | 0 | 0 | 0 | 0 | 0 | 0 | 0 | 0 | 0 | 0 | 0 | 0 | 0 | 0 | 0 | 0 | 0 | 0 | 0 | 0 | 0 | 0 | 0 | 0 | 0 | 0 | 0 | 0 | 0 | 0 | 0 | 0 | 0 | 0 | 0 | 0 | 0 | 0 | 0 | 0 | 0 | 0 | 0 | 0 | 0 | 0 | 0 | 0 | 0 | 0 | 0 | 0 | 0 | 0 | 0 | 0 | 0 | 0 | 2017-01-14 13:00
t0327 | 0 | 119.7132 | 363.6674 | 135.8348 | 42.0388 | 289.6787 | 42.0388 | 418.7076 | 70.368 | 70.368 | 2235.3953 | 79.4894 | 76.408 | 309.9323 | 369.717 | 53.0551 | 76.0631 | 348.4311 | 223.2767 | 305.1549 | 0 | 0 | 449.2291 | 35.3695 | 35.3695 | 35.3695 | 78.0864 | 153.706 | 238.8037 | 157.3314 | 352.1871 | 92.2617 | 216.4243 | 193.3636 | 264.3357 | 272.5082 | 128.9048 | 463.0728 | 332.3777 | 91.7297 | 187.6913 | 271.5426 | 102.2333 | 217.7084 | 429.6596 | 102.2333 | 40.3646 | 274.928 | 731.4834 | 145.7187 | 186.5615 | 95.8296 | 165.457 | 40.3646 | 160.4833 | 250.7866 | 90.993 | 356.9116 | 36.4547 | 158.2422 | 36.4547 | 102.2333 | 153.706 | 61.6196 | 429.6596 | 0 | 0 | 0 | 0 | 0 | 0 | 0 | 0 | 154.8886 | 0 | 0 | 0 | 0 | 245.0827 | 276.471 | 25.2242 | 33.9986 | 260.6494 | 149.1664 | 12.4453 | 83.6559 | 90.3642 | 271.7455 | 147.7088 | 198.2617 | 105.5827 | 25.2242 | 316.6655 | 44.907 | 264.7967 | 125.7711 | 149.8671 | 46.8329 | 88.6496 | 516.3361 | 24.7785 | 147.683 | 156.0037 | 12.4453 | 12.4453 | 69.048 | 111.0243 | 63.7135 | 127.4132 | 146.7246 | 106.103 | 116.9858 | 787.8821 | 122.6825 | 83.6559 | 74.0737 | 74.0737 | 32.9247 | 55.2845 | 787.8821 | 420.3252 | 134.8911 | 0 | 0 | 0 | 73.1015 | 90.3642 | 71.6536 | 361.0478 | 88.6496 | 0 | 63.1336 | 55.2845 | 12.4453 | 71.7968 | 28.4904 | 0 | 0 | 0 | 84.2317 | 0 | 0 | 137.8338 | 0 | 32.75 | 0 | 0 | 193.3366 | 73.2287 | 28.4904 | 28.7356 | 28.7356 | 70.4088 | 144.1453 | 202.7006 | 135.3947 | 301.8186 | 171.0048 | 110.5181 | 250.1577 | 263.168 | 159.332 | 142.4335 | 476.3202 | 174.6283 | 198.2346 | 87.4272 | 81.7509 | 192.9026 | 211.1019 | 76.7033 | 81.7509 | 81.7509 | 163.8292 | 87.4272 | 87.4272 | 87.4272 | 173.7389 | 162.7478 | 179.2269 | 134.9078 | 134.9078 | 106.6918 | 199.7248 | 425.0523 | 139.6018 | 115.6978 | 753.182 | 176.9864 | 115.6978 | 525.8452 | 1052.6667 | 152.8542 | 603.491 | 398.4527 | 176.9864 | 112.0621 | 63.2086 | 225.3114 | 50.9195 | 50.9195 | 50.9195 | 169.2705 | 228.2798 | 80.8423 | 103.6627 | 212.8692 | 191.636 | 105.409 | 105.409 | 125.8731 | 309.1574 | 50.9195 | 439.9392 | 207.3556 | 351.3426 | 129.3013 | 109.1065 | 403.6691 | 93.1563 | 156.0645 | 93.1563 | 244.2006 | 86.6615 | 106.7301 | 61.6196 | 61.6196 | 86.6615 | 276.1893 | 241.3375 | 154.3808 | 219.6287 | 106.0202 | 86.6615 | 648.7975 | 176.2174 | 227.6758 | 509.2896 | 908.9666 | 85.0054 | 91.3373 | 174.666 | 342.6176 | 91.3373 | 55.4875 | 133.1649 | 94.5876 | 90.5172 | 114.9619 | 54.461 | 54.461 | 88.0556 | 55.3839 | 172.2918 | 234.5025 | 107.0348 | 156.0645 | 102.2604 | 239.581 | 168.3374 | 107.0348 | 102.2604 | 84.0769 | 286.8438 | 168.2769 | 44.0737 | 29.2737 | 355.017 | 78.0953 | 281.3946 | 80.1965 | 342.0825 | 875.163 | 41.1003 | 272.6769 | 286.8438 | 394.4061 | 80.1965 | 32.75 | 243.276 | 281.136 | 185.0992 | 175.3689 | 0 | 81.7509 | 141.2531 | 521.0034 | 0 | 85.0054 | 120.6596 | 192.9026 | 88.0251 | 128.3787 | 174.8334 | 82.5438 | 0 | 0 | 0 | 0 | 0 | 0 | 0 | 0 | 73.2287 | 0 | 144.7209 | 161.5464 | 257.2587 | 163.1763 | 0 | 173.686 | 59.9281 | 43.8545 | 24.7785 | 874.2469 | 37.3246 | 137.5255 | 55.1041 | 55.1041 | 112.2638 | 36.0182 | 59.9281 | 37.3246 | 35.8779 | 35.8779 | 61.1977 | 0 | 0 | 0 | 0 | 36.0182 | 36.0182 | 36.0182 | 55.1189 | 35.8779 | 116.4789 | 0 | 0 | 26.9612 | 0 | 0 | 0 | 105.8709 | 40.2615 | 135.6944 | 51.0783 | 56.2767 | 26.9612 | 111.5622 | 193.8069 | 34.6221 | 146.3213 | 134.1957 | 582.34 | 110.6187 | 106.9886 | 136.3759 | 21.2781 | 25.3407 | 25.3407 | 21.2781 | 52.077 | 82.903 | 180.3245 | 2028.5527 | 157.2028 | 82.903 | 77.4812 | 195.4058 | 116.2435 | 96.2225 | 98.8824 | 77.4812 | 181.1804 | 75.352 | 40.2615 | 40.2615 | 157.8237 | 120.0663 | 0 | 0 | 0 | 25.3407 | 25.3407 | 31.7463 | 0 | 0 | 0 | 0 | 0 | 0 | 21.2781 | 40.2615 | 164.3905 | 25.3407 | 33.2182 | 72.288 | 0 | 0 | 0 | 0 | 0 | 0 | 0 | 0 | 0 | 0 | 0 | 0 | 0 | 0 | 0 | 0 | 0 | 0 | 0 | 0 | 0 | 0 | 0 | 0 | 0 | 0 | 0 | 0 | 0 | 0 | 0 | 0 | 0 | 0 | 0 | 0 | 0 | 0 | 0 | 0 | 0 | 0 | 0 | 0 | 0 | 0 | 0 | 0 | 0 | 0 | 0 | 0 | 0 | 0 | 0 | 0 | 0 | 0 | 0 | 0 | 0 | 0 | 0 | 0 | 0 | 0 | 0 | 0 | 0 | 0 | 0 | 0 | 0 | 0 | 0 | 0 | 0 | 0 | 0 | 0 | 0 | 0 | 0 | 0 | 0 | 0 | 0 | 0 | 0 | 0 | 0 | 0 | 0 | 0 | 0 | 0 | 0 | 0 | 0 | 0 | 0 | 0 | 0 | 0 | 0 | 0 | 0 | 0 | 0 | 2017-01-14 14:00
t0328 | 0 | 121.4887 | 367.0242 | 136.9133 | 42.0945 | 291.6375 | 42.0945 | 426.8536 | 71.8192 | 71.8192 | 2314.4328 | 80.0138 | 76.6062 | 315.4377 | 372.7963 | 53.2494 | 76.4274 | 351.1137 | 224.591 | 308.3386 | 0 | 0 | 454.6052 | 35.477 | 35.477 | 35.477 | 78.8121 | 155.1593 | 241.5955 | 162.2791 | 358.2529 | 93.02 | 218.4869 | 195.2114 | 265.8031 | 274.3309 | 129.5251 | 471.9873 | 339.5305 | 92.4037 | 190.0088 | 274.9674 | 103.3857 | 220.0803 | 443.4017 | 103.3857 | 40.3663 | 277.1801 | 739.2458 | 147.1299 | 189.1329 | 96.1677 | 166.9702 | 40.3663 | 161.391 | 253.2047 | 91.4837 | 361.7906 | 36.5145 | 159.8819 | 36.5145 | 103.3857 | 155.1593 | 62.1448 | 443.4017 | 0 | 0 | 0 | 0 | 0 | 0 | 0 | 0 | 155.8757 | 0 | 0 | 0 | 0 | 247.4802 | 277.8226 | 25.2016 | 33.6191 | 262.1474 | 148.8397 | 12.3982 | 83.371 | 89.6254 | 274.4381 | 148.9257 | 199.5453 | 105.4212 | 25.2016 | 320.9054 | 44.6399 | 266.5816 | 125.2583 | 149.6317 | 46.6083 | 88.4523 | 520.8579 | 24.5208 | 147.6882 | 155.645 | 12.3982 | 12.3982 | 69.0761 | 111.6554 | 63.5682 | 127.1251 | 147.6278 | 107.5238 | 119.4805 | 800.0642 | 121.7691 | 83.371 | 73.8695 | 73.8695 | 32.8058 | 55.2368 | 800.0642 | 425.0219 | 134.5145 | 0 | 0 | 0 | 72.8283 | 89.6254 | 71.5682 | 361.9181 | 88.4523 | 0 | 62.9986 | 55.2368 | 12.3982 | 72.2775 | 28.504 | 0 | 0 | 0 | 84.5661 | 0 | 0 | 138.4204 | 0 | 32.4997 | 0 | 0 | 194.1214 | 73.7319 | 28.504 | 28.7452 | 28.7452 | 69.6645 | 144.2719 | 203.6419 | 135.2886 | 306.3892 | 172.1526 | 111.1099 | 251.2285 | 268.1039 | 159.8203 | 142.8723 | 491.1089 | 175.9022 | 198.4851 | 88.6761 | 82.5139 | 195.1189 | 210.9496 | 76.8848 | 82.5139 | 82.5139 | 165.3618 | 88.6761 | 88.6761 | 88.6761 | 174.2858 | 164.5439 | 179.9096 | 135.1738 | 135.1738 | 107.0922 | 202.633 | 428.8296 | 141.6611 | 116.2866 | 782.9315 | 179.2672 | 116.2866 | 539.9602 | 1084.2521 | 152.8054 | 613.1861 | 402.1628 | 179.2672 | 113.2193 | 63.4014 | 224.7634 | 51.0662 | 51.0662 | 51.0662 | 169.0931 | 230.6671 | 80.6591 | 104.3101 | 213.9703 | 192.9906 | 106.4574 | 106.4574 | 126.9708 | 311.0961 | 51.0662 | 443.7852 | 208.8291 | 353.7498 | 130.1203 | 109.2522 | 412.4576 | 93.629 | 158.2816 | 93.629 | 247.3762 | 87.4199 | 108.2431 | 62.1448 | 62.1448 | 87.4199 | 281.006 | 244.1935 | 156.2417 | 222.0645 | 107.3742 | 87.4199 | 661.2955 | 177.2863 | 232.2041 | 519.1913 | 940.4857 | 85.5457 | 91.9799 | 175.3286 | 346.0186 | 91.9799 | 55.3933 | 134.1298 | 95.3697 | 90.9203 | 115.2258 | 54.9469 | 54.9469 | 89.0279 | 55.6562 | 176.354 | 237.6334 | 107.3943 | 158.2816 | 103.1949 | 243.2508 | 169.2844 | 107.3943 | 103.1949 | 83.8487 | 292.3012 | 170.0258 | 44.2322 | 29.0739 | 356.1814 | 78.1657 | 283.1961 | 80.3043 | 342.0773 | 893.1997 | 40.9806 | 270.934 | 292.3012 | 400.1957 | 80.3043 | 32.4997 | 249.4855 | 282.6994 | 187.8507 | 177.7145 | 0 | 82.5139 | 141.2526 | 542.5636 | 0 | 85.5457 | 121.5756 | 195.1189 | 89.6268 | 127.2742 | 175.3687 | 82.7177 | 0 | 0 | 0 | 0 | 0 | 0 | 0 | 0 | 73.7319 | 0 | 145.7302 | 163.644 | 261.587 | 165.9106 | 0 | 174.1649 | 59.7786 | 43.8244 | 24.5208 | 885.9728 | 37.4163 | 139.4271 | 54.9336 | 54.9336 | 112.0367 | 36.0547 | 59.7786 | 37.4163 | 35.627 | 35.627 | 60.984 | 0 | 0 | 0 | 0 | 36.0547 | 36.0547 | 36.0547 | 55.0945 | 35.627 | 116.4873 | 0 | 0 | 27.3972 | 0 | 0 | 0 | 105.9336 | 40.6612 | 136.5963 | 52.1283 | 56.3576 | 27.3972 | 112.1756 | 196.8323 | 34.4858 | 148.0361 | 135.3974 | 592.8105 | 111.1397 | 107.5447 | 137.1322 | 21.4061 | 25.4462 | 25.4462 | 21.4061 | 52.1847 | 83.4189 | 180.6749 | 2086.4539 | 158.2 | 83.4189 | 78.1095 | 200.0351 | 116.5703 | 95.6675 | 99.0895 | 78.1095 | 182.2983 | 76.3899 | 40.6612 | 40.6612 | 157.9142 | 121.5352 | 0 | 0 | 0 | 25.4462 | 25.4462 | 31.7689 | 0 | 0 | 0 | 0 | 0 | 0 | 21.4061 | 40.6612 | 165.7948 | 25.4462 | 33.3568 | 71.9907 | 0 | 0 | 0 | 0 | 0 | 0 | 0 | 0 | 0 | 0 | 0 | 0 | 0 | 0 | 0 | 0 | 0 | 0 | 0 | 0 | 0 | 0 | 0 | 0 | 0 | 0 | 0 | 0 | 0 | 0 | 0 | 0 | 0 | 0 | 0 | 0 | 0 | 0 | 0 | 0 | 0 | 0 | 0 | 0 | 0 | 0 | 0 | 0 | 0 | 0 | 0 | 0 | 0 | 0 | 0 | 0 | 0 | 0 | 0 | 0 | 0 | 0 | 0 | 0 | 0 | 0 | 0 | 0 | 0 | 0 | 0 | 0 | 0 | 0 | 0 | 0 | 0 | 0 | 0 | 0 | 0 | 0 | 0 | 0 | 0 | 0 | 0 | 0 | 0 | 0 | 0 | 0 | 0 | 0 | 0 | 0 | 0 | 0 | 0 | 0 | 0 | 0 | 0 | 0 | 0 | 0 | 0 | 0 | 0 | 2017-01-14 15:00
t0329 | 0 | 128.6782 | 385.8601 | 144.5364 | 44.0096 | 306.0148 | 44.0096 | 458.2615 | 75.9371 | 75.9371 | 2468.5243 | 83.7701 | 80.5762 | 335.1768 | 393.9478 | 56.1625 | 80.3014 | 369.8126 | 236.1114 | 327.0472 | 0 | 0 | 478.818 | 37.2797 | 37.2797 | 37.2797 | 83.2823 | 163.8221 | 256.3297 | 172.4084 | 378.9745 | 97.8245 | 231.2741 | 206.7796 | 279.8604 | 288.524 | 136.5407 | 504.9803 | 361.7599 | 97.4781 | 201.8453 | 290.4884 | 109.3901 | 232.7848 | 474.2825 | 109.3901 | 42.4418 | 292.519 | 781.7791 | 155.8017 | 199.7645 | 101.007 | 176.5807 | 42.4418 | 170.1046 | 268.2832 | 96.4877 | 381.944 | 38.2705 | 169.4859 | 38.2705 | 109.3901 | 163.8221 | 65.5357 | 474.2825 | 0 | 0 | 0 | 0 | 0 | 0 | 0 | 0 | 164.2513 | 0 | 0 | 0 | 0 | 261.1936 | 292.2223 | 26.4502 | 34.9038 | 274.6627 | 155.8421 | 12.9433 | 87.0788 | 93.4267 | 289.1008 | 157.0025 | 210.232 | 109.9751 | 26.4502 | 337.5252 | 46.5633 | 280.1496 | 130.7878 | 156.7947 | 48.6854 | 92.5352 | 547.4151 | 25.4356 | 154.8189 | 162.5987 | 12.9433 | 12.9433 | 72.1783 | 117.6203 | 66.4872 | 132.9306 | 155.4185 | 112.8507 | 125.6034 | 840.7122 | 126.511 | 87.0788 | 77.312 | 77.312 | 34.273 | 57.5569 | 840.7122 | 446.5343 | 140.9606 | 0 | 0 | 0 | 76.2172 | 93.4267 | 74.9928 | 379.232 | 92.5352 | 0 | 65.9807 | 57.5569 | 12.9433 | 75.7344 | 29.7649 | 0 | 0 | 0 | 88.8468 | 0 | 0 | 145.3201 | 0 | 33.8047 | 0 | 0 | 204.0397 | 77.9424 | 29.7649 | 30.1235 | 30.1235 | 72.3184 | 150.9345 | 213.2987 | 141.5657 | 323.6314 | 181.3709 | 116.7242 | 264.0042 | 283.1229 | 167.2938 | 149.9207 | 521.0785 | 185.167 | 207.3627 | 93.752 | 86.9821 | 205.5123 | 220.3422 | 80.5031 | 86.9821 | 86.9821 | 173.5152 | 93.752 | 93.752 | 93.752 | 182.444 | 173.5855 | 188.222 | 141.5332 | 141.5332 | 112.206 | 213.0879 | 451.6917 | 150.2164 | 121.6813 | 833.977 | 189.1343 | 121.6813 | 570.2076 | 1151.169 | 159.4485 | 645.9549 | 423.0561 | 189.1343 | 119.0367 | 66.4532 | 234.3272 | 53.6365 | 53.6365 | 53.6365 | 176.5856 | 241.8737 | 84.0055 | 110.3664 | 224.9207 | 203.5247 | 112.5217 | 112.5217 | 133.5643 | 328.8678 | 53.6365 | 465.9549 | 220.051 | 372.6164 | 137.1079 | 114.6698 | 435.0823 | 98.3402 | 167.9605 | 98.3402 | 260.8111 | 91.8033 | 114.4209 | 65.5357 | 65.5357 | 91.8033 | 298.8848 | 258.5849 | 164.589 | 233.5043 | 113.6735 | 91.8033 | 704.8025 | 186.6249 | 245.2127 | 548.4427 | 1000.0817 | 90.0653 | 96.9441 | 183.435 | 364.1265 | 96.9441 | 57.9728 | 140.9539 | 100.6481 | 95.5242 | 120.6071 | 57.885 | 57.885 | 93.9566 | 58.3726 | 186.7896 | 250.9222 | 112.6729 | 167.9605 | 108.5969 | 256.3323 | 178.2119 | 112.6729 | 108.5969 | 87.4959 | 308.3081 | 179.4594 | 46.6696 | 30.2835 | 374.0369 | 81.8361 | 297.0208 | 84.0548 | 358.7345 | 947.0765 | 42.8806 | 282.3931 | 308.3081 | 421.4468 | 84.0548 | 33.8047 | 268.828 | 296.4194 | 198.9175 | 188.7143 | 0 | 86.9821 | 148.1416 | 579.4767 | 0 | 90.0653 | 127.8356 | 205.5123 | 94.6816 | 132.1903 | 184.2838 | 86.5367 | 0 | 0 | 0 | 0 | 0 | 0 | 0 | 0 | 77.9424 | 0 | 153.6391 | 174.2924 | 275.7901 | 175.1284 | 0 | 182.2381 | 62.1358 | 45.8138 | 25.4356 | 929.924 | 39.2687 | 146.5132 | 57.197 | 57.197 | 116.4096 | 37.6331 | 62.1358 | 39.2687 | 37.0756 | 37.0756 | 63.6029 | 0 | 0 | 0 | 0 | 37.6331 | 37.6331 | 37.6331 | 57.5628 | 37.0756 | 121.791 | 0 | 0 | 28.842 | 0 | 0 | 0 | 110.6899 | 42.9804 | 143.2238 | 55.4999 | 58.9835 | 28.842 | 118.1668 | 206.9355 | 36.0029 | 156.489 | 142.4035 | 626.8802 | 116.7695 | 113.0358 | 143.9931 | 22.5015 | 26.735 | 26.735 | 22.5015 | 54.5091 | 87.5178 | 189.22 | 2211.9953 | 165.4218 | 87.5178 | 82.0763 | 211.1688 | 121.7914 | 99.4821 | 103.4282 | 82.0763 | 190.7713 | 80.4215 | 42.9804 | 42.9804 | 165.1048 | 127.6335 | 0 | 0 | 0 | 26.735 | 26.735 | 33.1844 | 0 | 0 | 0 | 0 | 0 | 0 | 22.5015 | 42.9804 | 173.9358 | 26.735 | 35.0131 | 74.9647 | 0 | 0 | 0 | 0 | 0 | 0 | 0 | 0 | 0 | 0 | 0 | 0 | 0 | 0 | 0 | 0 | 0 | 0 | 0 | 0 | 0 | 0 | 0 | 0 | 0 | 0 | 0 | 0 | 0 | 0 | 0 | 0 | 0 | 0 | 0 | 0 | 0 | 0 | 0 | 0 | 0 | 0 | 0 | 0 | 0 | 0 | 0 | 0 | 0 | 0 | 0 | 0 | 0 | 0 | 0 | 0 | 0 | 0 | 0 | 0 | 0 | 0 | 0 | 0 | 0 | 0 | 0 | 0 | 0 | 0 | 0 | 0 | 0 | 0 | 0 | 0 | 0 | 0 | 0 | 0 | 0 | 0 | 0 | 0 | 0 | 0 | 0 | 0 | 0 | 0 | 0 | 0 | 0 | 0 | 0 | 0 | 0 | 0 | 0 | 0 | 0 | 0 | 0 | 0 | 0 | 0 | 0 | 0 | 0 | 2017-01-14 16:00
t0330 | 0 | 126.846 | 390.9017 | 142.6436 | 45.0598 | 311.3812 | 45.0598 | 422.8981 | 76.6689 | 76.6689 | 2460.4806 | 86.2507 | 80.062 | 326.8916 | 386.9891 | 55.1063 | 80.7178 | 369.4465 | 237.2357 | 316.2784 | 0 | 0 | 483.4556 | 37.2823 | 37.2823 | 37.2823 | 82.0204 | 162.167 | 248.2755 | 173.9849 | 378.4635 | 98.6829 | 225.7248 | 201.0414 | 278.6112 | 289.8109 | 134.7591 | 475.2464 | 350.7004 | 96.4461 | 194.4622 | 288.9056 | 107.4967 | 228.9629 | 461.4364 | 107.4967 | 41.9854 | 289.3929 | 769.17 | 151.7876 | 199.5029 | 101.402 | 173.0654 | 41.9854 | 168.4031 | 260.4898 | 95.1 | 382.353 | 38.6873 | 164.4092 | 38.6873 | 107.4967 | 162.167 | 65.1562 | 461.4364 | 0 | 0 | 0 | 0 | 0 | 0 | 0 | 0 | 163.1281 | 0 | 0 | 0 | 0 | 259.3437 | 292.0503 | 26.3622 | 35.9574 | 281.0405 | 156.8662 | 13.1865 | 88.5661 | 94.8841 | 290.158 | 156.2537 | 209.0441 | 113.1373 | 26.3622 | 344.6121 | 47.3946 | 282.6788 | 133.0237 | 157.3911 | 49.3169 | 93.5701 | 554.8799 | 26.3793 | 155.7101 | 165.667 | 13.1865 | 13.1865 | 73.9549 | 116.8029 | 67.3055 | 134.7518 | 155.0552 | 116.5652 | 131.0695 | 867.0849 | 131.0775 | 88.5661 | 77.8889 | 77.8889 | 34.7946 | 59.6789 | 867.0849 | 456.2142 | 141.0149 | 0 | 0 | 0 | 76.6206 | 94.8841 | 75.3593 | 384.6151 | 93.5701 | 0 | 66.3219 | 59.6789 | 13.1865 | 77.6401 | 30.6098 | 0 | 0 | 0 | 89.1549 | 0 | 0 | 146.5235 | 0 | 34.7871 | 0 | 0 | 204.2827 | 76.1306 | 30.6098 | 30.3727 | 30.3727 | 74.6602 | 153.8127 | 218.016 | 143.496 | 324.1899 | 180.4628 | 117.5948 | 264.8021 | 286.5144 | 170.9052 | 151.1188 | 529.1474 | 185.3655 | 213.1271 | 93.2402 | 86.8439 | 207.2509 | 225.5774 | 81.9688 | 86.8439 | 86.8439 | 177.6868 | 93.2402 | 93.2402 | 93.2402 | 186.3756 | 173.3214 | 193.2024 | 143.9791 | 143.9791 | 114.2356 | 218.404 | 452.4584 | 147.0975 | 125.1768 | 845.3587 | 189.628 | 125.1768 | 588.2832 | 1161.9541 | 164.2961 | 658.1818 | 427.2587 | 189.628 | 120.8809 | 67.4007 | 241.3255 | 53.7548 | 53.7548 | 53.7548 | 180.8349 | 249.2885 | 87.0281 | 107.0776 | 225.7247 | 201.5808 | 110.8562 | 110.8562 | 134.7089 | 320.6923 | 53.7548 | 474.8338 | 218.9476 | 371.2999 | 136.179 | 114.9205 | 446.1824 | 99.1137 | 163.5854 | 99.1137 | 262.5711 | 93.4645 | 113.8657 | 65.1562 | 65.1562 | 93.4645 | 289.6368 | 253.3131 | 166.076 | 237.4045 | 111.7797 | 93.4645 | 678.2321 | 186.2407 | 248.8281 | 555.0111 | 1011.9367 | 89.8717 | 96.3223 | 188.2497 | 367.5762 | 96.3223 | 58.5747 | 142.4208 | 99.5876 | 95.964 | 123.0111 | 57.9399 | 57.9399 | 93.612 | 59.2747 | 188.1328 | 250.7069 | 113.7619 | 163.5854 | 109.4021 | 260.2529 | 177.59 | 113.7619 | 109.4021 | 89.6033 | 314.2468 | 178.3947 | 45.6867 | 30.9935 | 375.6412 | 83.0643 | 302.717 | 85.5252 | 359.9725 | 941.383 | 43.2381 | 288.2985 | 314.2468 | 428.7291 | 85.5252 | 34.7871 | 246.5998 | 301.9183 | 196.3782 | 182.6808 | 0 | 86.8439 | 148.5973 | 581.3779 | 0 | 89.8717 | 128.863 | 207.2509 | 95.4965 | 136.7828 | 184.2858 | 88.4647 | 0 | 0 | 0 | 0 | 0 | 0 | 0 | 0 | 76.1306 | 0 | 152.3869 | 165.6903 | 280.2839 | 176.7879 | 0 | 186.4235 | 65.0198 | 46.6944 | 26.3793 | 960.259 | 39.484 | 150.4996 | 59.2196 | 59.2196 | 122.2073 | 38.8456 | 65.0198 | 39.484 | 38.1164 | 38.1164 | 65.1937 | 0 | 0 | 0 | 0 | 38.8456 | 38.8456 | 38.8456 | 58.8874 | 38.1164 | 124.2826 | 0 | 0 | 29.5028 | 0 | 0 | 0 | 113.4745 | 42.3254 | 146.2856 | 53.901 | 60.0634 | 29.5028 | 117.298 | 212.9293 | 36.6607 | 154.7531 | 143.8465 | 628.4141 | 117.3714 | 113.5178 | 145.5161 | 22.6303 | 26.8363 | 26.8363 | 22.6303 | 56.1911 | 89.008 | 192.2251 | 2242.8849 | 171.3551 | 89.008 | 83.1496 | 216.6477 | 125.6207 | 103.0137 | 107.0441 | 83.1496 | 196.6869 | 81.7684 | 42.3254 | 42.3254 | 168.6909 | 131.0353 | 0 | 0 | 0 | 26.8363 | 26.8363 | 34.0901 | 0 | 0 | 0 | 0 | 0 | 0 | 22.6303 | 42.3254 | 177.9485 | 26.8363 | 35.3312 | 77.3729 | 0 | 0 | 0 | 0 | 0 | 0 | 0 | 0 | 0 | 0 | 0 | 0 | 0 | 0 | 0 | 0 | 0 | 0 | 0 | 0 | 0 | 0 | 0 | 0 | 0 | 0 | 0 | 0 | 0 | 0 | 0 | 0 | 0 | 0 | 0 | 0 | 0 | 0 | 0 | 0 | 0 | 0 | 0 | 0 | 0 | 0 | 0 | 0 | 0 | 0 | 0 | 0 | 0 | 0 | 0 | 0 | 0 | 0 | 0 | 0 | 0 | 0 | 0 | 0 | 0 | 0 | 0 | 0 | 0 | 0 | 0 | 0 | 0 | 0 | 0 | 0 | 0 | 0 | 0 | 0 | 0 | 0 | 0 | 0 | 0 | 0 | 0 | 0 | 0 | 0 | 0 | 0 | 0 | 0 | 0 | 0 | 0 | 0 | 0 | 0 | 0 | 0 | 0 | 0 | 0 | 0 | 0 | 0 | 0 | 2017-01-14 17:00
t0331 | 0 | 120.7099 | 385.7718 | 137.5884 | 45.5123 | 309.8606 | 45.5123 | 371.2793 | 73.9654 | 73.9654 | 2284.7901 | 86.7825 | 78.4814 | 306.0701 | 371.3054 | 53.2621 | 79.6861 | 360.7538 | 233.6631 | 297.5318 | 0 | 0 | 473.3789 | 36.7422 | 36.7422 | 36.7422 | 78.7588 | 156.4613 | 233.3901 | 164.7263 | 363.3253 | 97.1688 | 214.7076 | 190.4729 | 272.1784 | 284.9664 | 130.7232 | 426.9366 | 324.0598 | 93.3589 | 181.5682 | 278.4657 | 102.6298 | 218.9441 | 419.9887 | 102.6298 | 41.172 | 279.6794 | 736.1049 | 144.073 | 192.6827 | 100.2076 | 165.4278 | 41.172 | 163.6012 | 246.4204 | 92.0338 | 370.2147 | 38.6051 | 155.1743 | 38.6051 | 102.6298 | 156.4613 | 63.2359 | 419.9887 | 0 | 0 | 0 | 0 | 0 | 0 | 0 | 0 | 158.7638 | 0 | 0 | 0 | 0 | 250.8211 | 286.7031 | 26.0788 | 37.2981 | 281.5842 | 156.9646 | 13.3762 | 89.6477 | 96.7152 | 283.4965 | 151.8761 | 203.6494 | 115.3138 | 26.0788 | 340.1765 | 48.2171 | 279.1193 | 134.806 | 156.9209 | 49.8587 | 94.0255 | 548.331 | 27.4827 | 155.0855 | 167.6341 | 13.3762 | 13.3762 | 74.8629 | 113.8051 | 67.7079 | 135.7211 | 151.6228 | 116.3082 | 130.3216 | 861.0384 | 135.7715 | 89.6477 | 78.0783 | 78.0783 | 35.1742 | 61.1779 | 861.0384 | 452.3046 | 140.4549 | 0 | 0 | 0 | 76.7882 | 96.7152 | 75.1589 | 384.4368 | 94.0255 | 0 | 66.2727 | 61.1779 | 13.3762 | 77.8003 | 31.0834 | 0 | 0 | 0 | 88 | 0 | 0 | 145.2022 | 0 | 35.835 | 0 | 0 | 201.1743 | 72.8244 | 31.0834 | 30.3049 | 30.3049 | 77.5064 | 154.82 | 218.6314 | 144.1504 | 313.2953 | 175.8414 | 116.2235 | 261.1207 | 277.9162 | 171.7669 | 150.0221 | 504.4946 | 181.4903 | 216.0281 | 89.6057 | 84.5085 | 202.8631 | 228.6151 | 82.2326 | 84.5085 | 84.5085 | 177.0816 | 89.6057 | 89.6057 | 89.6057 | 187.2826 | 168.1683 | 194.7665 | 144.4208 | 144.4208 | 114.3199 | 215.9486 | 442.031 | 139.0614 | 126.1691 | 793.3053 | 184.1327 | 126.1691 | 573.5805 | 1103.0421 | 167.3514 | 645.5595 | 420.3662 | 184.1327 | 119.3392 | 67.2991 | 246.5772 | 53.0972 | 53.0972 | 53.0972 | 183.4203 | 249.448 | 89.3569 | 101.8535 | 222.3545 | 195.4252 | 106.3606 | 106.3606 | 132.5014 | 306.5958 | 53.0972 | 471.577 | 213.19 | 362.2178 | 132.5531 | 113.8219 | 436.1465 | 98.0426 | 153.9443 | 98.0426 | 255.9256 | 92.741 | 109.5142 | 63.2359 | 63.2359 | 92.741 | 269.5371 | 240.8369 | 162.4903 | 234.3335 | 106.5019 | 92.741 | 624.3749 | 182.1958 | 241.5359 | 537.7276 | 955.5235 | 87.8672 | 93.6736 | 189.7435 | 361.1082 | 93.6736 | 58.7633 | 140.6849 | 96.2461 | 94.7415 | 123.6119 | 56.5606 | 56.5606 | 90.6378 | 59.06 | 180.1579 | 242.4261 | 113.0557 | 153.9443 | 107.4153 | 254.7177 | 173.6294 | 113.0557 | 107.4153 | 91.1443 | 306.7885 | 172.541 | 44.0633 | 31.7317 | 371.5089 | 83.3028 | 301.8711 | 85.8961 | 357.7993 | 894.2088 | 43.3893 | 294.3046 | 306.7885 | 420.8435 | 85.8961 | 35.835 | 212.3265 | 301.3357 | 187.1483 | 171.0925 | 0 | 84.5085 | 147.6458 | 538.0708 | 0 | 87.8672 | 126.9359 | 202.8631 | 92.4188 | 141.7998 | 181.5983 | 89.1103 | 0 | 0 | 0 | 0 | 0 | 0 | 0 | 0 | 72.8244 | 0 | 147.9618 | 152.3396 | 273.8816 | 171.6549 | 0 | 187.6901 | 67.3618 | 47.1326 | 27.4827 | 957.8561 | 39.1493 | 149.2952 | 60.857 | 60.857 | 126.8587 | 39.5408 | 67.3618 | 39.1493 | 39.1886 | 39.1886 | 66.4559 | 0 | 0 | 0 | 0 | 39.5408 | 39.5408 | 39.5408 | 59.6131 | 39.1886 | 125.4231 | 0 | 0 | 29.0389 | 0 | 0 | 0 | 114.8859 | 40.5925 | 146.1051 | 49.9907 | 60.3581 | 29.0389 | 114.2808 | 210.9358 | 37.1813 | 148.5599 | 141.6391 | 604.7479 | 115.8841 | 111.8904 | 144.1873 | 22.3046 | 26.4879 | 26.4879 | 22.3046 | 57.0293 | 88.6139 | 192.5827 | 2144.1319 | 173.4237 | 88.6139 | 82.2171 | 211.191 | 127.3998 | 106.3498 | 109.0179 | 82.2171 | 198.2828 | 80.3477 | 40.5925 | 40.5925 | 170.282 | 130.2666 | 0 | 0 | 0 | 26.4879 | 26.4879 | 34.5712 | 0 | 0 | 0 | 0 | 0 | 0 | 22.3046 | 40.5925 | 177.4301 | 26.4879 | 35.0437 | 79.4327 | 0 | 0 | 0 | 0 | 0 | 0 | 0 | 0 | 0 | 0 | 0 | 0 | 0 | 0 | 0 | 0 | 0 | 0 | 0 | 0 | 0 | 0 | 0 | 0 | 0 | 0 | 0 | 0 | 0 | 0 | 0 | 0 | 0 | 0 | 0 | 0 | 0 | 0 | 0 | 0 | 0 | 0 | 0 | 0 | 0 | 0 | 0 | 0 | 0 | 0 | 0 | 0 | 0 | 0 | 0 | 0 | 0 | 0 | 0 | 0 | 0 | 0 | 0 | 0 | 0 | 0 | 0 | 0 | 0 | 0 | 0 | 0 | 0 | 0 | 0 | 0 | 0 | 0 | 0 | 0 | 0 | 0 | 0 | 0 | 0 | 0 | 0 | 0 | 0 | 0 | 0 | 0 | 0 | 0 | 0 | 0 | 0 | 0 | 0 | 0 | 0 | 0 | 0 | 0 | 0 | 0 | 0 | 0 | 0 | 2017-01-14 18:00
t0332 | 0 | 114.6968 | 365.5661 | 134.1552 | 44.0137 | 295.2519 | 44.0137 | 369.3196 | 67.2292 | 67.2292 | 1974.1129 | 81.9032 | 77.6012 | 290.2794 | 363.064 | 53.0735 | 77.327 | 348.168 | 225.8969 | 292.8754 | 0 | 0 | 445.195 | 36.0553 | 36.0553 | 36.0553 | 76.5417 | 151.2464 | 228.263 | 143.2432 | 337.9761 | 92.7818 | 210.2415 | 187.1761 | 265.6762 | 274.734 | 128.9854 | 416.5687 | 304.3619 | 91.0221 | 178.0312 | 264.7681 | 99.1781 | 211.7145 | 376.1032 | 99.1781 | 41.2673 | 271.8238 | 712.3899 | 141.2343 | 181.6868 | 97.8139 | 161.5918 | 41.2673 | 160.4507 | 242.3829 | 90.7249 | 348.5023 | 37.7127 | 152.3389 | 37.7127 | 99.1781 | 151.2464 | 61.1042 | 376.1032 | 0 | 0 | 0 | 0 | 0 | 0 | 0 | 0 | 154.8272 | 0 | 0 | 0 | 0 | 241.4803 | 279.5635 | 26.0486 | 37.5143 | 268.0312 | 156.1085 | 13.2362 | 88.7212 | 97.4898 | 270.1713 | 146.7795 | 198.3058 | 112.2173 | 26.0486 | 315.1116 | 48.1236 | 267.9569 | 133.7335 | 156.1025 | 49.7714 | 93.1395 | 520.2917 | 27.4075 | 153.1003 | 164.9804 | 13.2362 | 13.2362 | 72.5957 | 111.2852 | 67.0166 | 134.1604 | 147.3749 | 106.6863 | 114.9311 | 784.4862 | 134.1192 | 88.7212 | 77.7502 | 77.7502 | 34.8935 | 58.9905 | 784.4862 | 422.3269 | 140.7853 | 0 | 0 | 0 | 76.8885 | 97.4898 | 74.5901 | 373.396 | 93.1395 | 0 | 65.982 | 58.9905 | 13.2362 | 73.6725 | 30.0383 | 0 | 0 | 0 | 85.7899 | 0 | 0 | 140.7972 | 0 | 35.6348 | 0 | 0 | 196.46 | 71.9937 | 30.0383 | 29.817 | 29.817 | 77.6499 | 150.5866 | 209.1639 | 141.7356 | 293.0491 | 170.9714 | 112.3159 | 254.3685 | 253.9957 | 165.3697 | 146.1486 | 437.1702 | 175.1023 | 208.2664 | 84.6414 | 81.0952 | 191.3423 | 222.7682 | 79.6059 | 81.0952 | 81.0952 | 166.1665 | 84.6414 | 84.6414 | 84.6414 | 180.2577 | 160.3092 | 186.225 | 140.1237 | 140.1237 | 110.112 | 198.477 | 423.6503 | 132.9883 | 119.8359 | 663.9 | 173.6271 | 119.8359 | 499.296 | 964.8634 | 161.9191 | 592.8185 | 399.3114 | 173.6271 | 112.3807 | 65.2081 | 240.5147 | 52.0341 | 52.0341 | 52.0341 | 178.8951 | 231.8187 | 86.6634 | 101.5854 | 215.7727 | 190.5534 | 103.0716 | 103.0716 | 126.3001 | 304.2751 | 52.0341 | 445.4125 | 206.9761 | 351.5247 | 129.278 | 112.188 | 389.4404 | 94.8119 | 148.2897 | 94.8119 | 240.3369 | 87.6642 | 103.4347 | 61.1042 | 61.1042 | 87.6642 | 257.5076 | 232.9059 | 152.8513 | 219.796 | 102.2544 | 87.6642 | 596.0413 | 177.1072 | 219.2381 | 490.1012 | 817.7413 | 85.326 | 91.0848 | 181.4657 | 342.3523 | 91.0848 | 58.1392 | 134.6375 | 93.5023 | 92.1009 | 119.5167 | 54.2379 | 54.2379 | 86.5678 | 56.7689 | 162.1391 | 228.8864 | 109.8594 | 148.2897 | 102.3285 | 235.3131 | 169.2824 | 109.8594 | 102.3285 | 89.4321 | 278.3747 | 165.5493 | 44.0144 | 31.6152 | 362.8469 | 81.3046 | 287.6242 | 83.518 | 354.0205 | 823.9857 | 43.1973 | 293.4145 | 278.3747 | 389.1002 | 83.518 | 35.6348 | 207.1074 | 288.1766 | 177.5587 | 166.3128 | 0 | 81.0952 | 146.1299 | 450.2763 | 0 | 85.326 | 121.5734 | 191.3423 | 84.897 | 140.8058 | 178.1968 | 86.0451 | 0 | 0 | 0 | 0 | 0 | 0 | 0 | 0 | 71.9937 | 0 | 144.1379 | 150.9556 | 251.3116 | 158.4684 | 0 | 180.6931 | 64.83 | 46.1008 | 27.4075 | 878.7476 | 38.3129 | 137.351 | 59.2289 | 59.2289 | 121.5534 | 38.014 | 64.83 | 38.3129 | 38.9127 | 38.9127 | 65.3389 | 0 | 0 | 0 | 0 | 38.014 | 38.014 | 38.014 | 58.0665 | 38.9127 | 122.2076 | 0 | 0 | 26.5672 | 0 | 0 | 0 | 111.2792 | 39.3565 | 138.8213 | 47.059 | 58.6257 | 26.5672 | 111.8713 | 192.4463 | 36.829 | 142.482 | 134.7046 | 558.9854 | 112.4906 | 108.5009 | 138.8567 | 21.5342 | 25.7968 | 25.7968 | 21.5342 | 54.678 | 84.6447 | 187.1 | 1879.9061 | 162.9883 | 84.6447 | 78.2433 | 187.0594 | 121.7542 | 104.4855 | 104.1576 | 78.2433 | 187.2173 | 74.583 | 39.3565 | 39.3565 | 165.433 | 120.6382 | 0 | 0 | 0 | 25.7968 | 25.7968 | 33.4108 | 0 | 0 | 0 | 0 | 0 | 0 | 21.5342 | 39.3565 | 167.144 | 25.7968 | 33.9669 | 77.8009 | 0 | 0 | 0 | 0 | 0 | 0 | 0 | 0 | 0 | 0 | 0 | 0 | 0 | 0 | 0 | 0 | 0 | 0 | 0 | 0 | 0 | 0 | 0 | 0 | 0 | 0 | 0 | 0 | 0 | 0 | 0 | 0 | 0 | 0 | 0 | 0 | 0 | 0 | 0 | 0 | 0 | 0 | 0 | 0 | 0 | 0 | 0 | 0 | 0 | 0 | 0 | 0 | 0 | 0 | 0 | 0 | 0 | 0 | 0 | 0 | 0 | 0 | 0 | 0 | 0 | 0 | 0 | 0 | 0 | 0 | 0 | 0 | 0 | 0 | 0 | 0 | 0 | 0 | 0 | 0 | 0 | 0 | 0 | 0 | 0 | 0 | 0 | 0 | 0 | 0 | 0 | 0 | 0 | 0 | 0 | 0 | 0 | 0 | 0 | 0 | 0 | 0 | 0 | 0 | 0 | 0 | 0 | 0 | 0 | 2017-01-14 19:00
t0333 | 0 | 112.335 | 346.702 | 132.5499 | 41.6628 | 279.3851 | 41.6628 | 398.1176 | 62.7745 | 62.7745 | 1828.8032 | 76.1819 | 76.5219 | 287.7423 | 360.9749 | 53.2048 | 74.7388 | 337.9974 | 218.0867 | 297.1476 | 0 | 0 | 422.3311 | 35.2025 | 35.2025 | 35.2025 | 75.7075 | 148.4297 | 230.6662 | 130.9445 | 323.1214 | 88.7071 | 210.678 | 188.6317 | 260.1031 | 265.0081 | 128.0152 | 435.6607 | 302.8557 | 89.6767 | 181.1925 | 256.7293 | 98.1302 | 209.3109 | 365.7708 | 98.1302 | 41.0975 | 267.5072 | 704.2893 | 141.8783 | 174.7177 | 94.9035 | 161.0163 | 41.0975 | 158.3398 | 244.723 | 90.1438 | 333.9769 | 36.3368 | 153.8724 | 36.3368 | 98.1302 | 148.4297 | 59.6661 | 365.7708 | 0 | 0 | 0 | 0 | 0 | 0 | 0 | 0 | 151.9187 | 0 | 0 | 0 | 0 | 235.79 | 272.435 | 25.7052 | 35.9358 | 252.0006 | 152.2278 | 12.7238 | 85.4342 | 94.7571 | 259.5394 | 143.1708 | 194.2107 | 106.0202 | 25.7052 | 293.1054 | 46.4761 | 256.7285 | 128.9118 | 152.6663 | 48.3005 | 90.2516 | 493.4338 | 25.9882 | 148.9599 | 158.2002 | 12.7238 | 12.7238 | 68.7536 | 109.3259 | 64.8437 | 129.5573 | 143.7016 | 97.4703 | 101.5659 | 715.3954 | 126.7235 | 85.4342 | 75.7887 | 75.7887 | 33.6972 | 55.0521 | 715.3954 | 394.0653 | 138.59 | 0 | 0 | 0 | 75.2828 | 94.7571 | 72.7967 | 357.6486 | 90.2516 | 0 | 64.4617 | 55.0521 | 12.7238 | 68.9554 | 28.2964 | 0 | 0 | 0 | 83.2324 | 0 | 0 | 135.5947 | 0 | 33.9952 | 0 | 0 | 191.2036 | 72.3276 | 28.2964 | 28.8951 | 28.8951 | 74.1019 | 143.6113 | 197.3488 | 136.5667 | 279.8413 | 167.2212 | 108.1016 | 246.8238 | 237.1344 | 156.5729 | 141.0732 | 395.6747 | 169.5802 | 196.0815 | 81.8483 | 78.5909 | 182.0031 | 211.6303 | 75.8225 | 78.5909 | 78.5909 | 155.0265 | 81.8483 | 81.8483 | 81.8483 | 170.6537 | 154.9146 | 174.8779 | 133.7264 | 133.7264 | 104.6517 | 183.1012 | 408.8574 | 131.6005 | 111.9147 | 591.131 | 166.2211 | 111.9147 | 444.0248 | 884.4082 | 152.3138 | 550.343 | 380.4137 | 166.2211 | 105.9937 | 62.3869 | 227.2353 | 50.6603 | 50.6603 | 50.6603 | 169.972 | 213.7355 | 81.1761 | 103.1458 | 208.9108 | 187.5272 | 101.7956 | 101.7956 | 120.6877 | 306.6726 | 50.6603 | 419.0752 | 202.3159 | 342.9952 | 126.8451 | 109.488 | 353.7373 | 91.2421 | 148.0807 | 91.2421 | 228.5945 | 82.5957 | 99.9457 | 59.6661 | 59.6661 | 82.5957 | 257.9376 | 231.3425 | 145.1217 | 206.6466 | 100.8458 | 82.5957 | 602.0325 | 172.6464 | 203.3473 | 456.9667 | 738.7388 | 83.1503 | 89.2278 | 170.4649 | 326.0286 | 89.2278 | 56.353 | 128.627 | 91.9863 | 89.1409 | 113.5727 | 52.3993 | 52.3993 | 83.9257 | 54.051 | 151.1254 | 220.1145 | 105.7436 | 148.0807 | 97.8794 | 219.9886 | 165.4767 | 105.7436 | 97.8794 | 85.2034 | 256.8038 | 161.2138 | 44.2729 | 30.3468 | 351.9959 | 77.9782 | 271.6908 | 79.7639 | 345.5903 | 788.9423 | 42.0665 | 282.4037 | 256.8038 | 363.0918 | 79.7639 | 33.9952 | 224.0525 | 272.858 | 173.4941 | 167.8212 | 0 | 78.5909 | 142.723 | 406.7552 | 0 | 83.1503 | 116.4831 | 182.0031 | 79.7666 | 133.5337 | 173.9906 | 81.5218 | 0 | 0 | 0 | 0 | 0 | 0 | 0 | 0 | 72.3276 | 0 | 141.5754 | 156.6203 | 233.9148 | 149.0869 | 0 | 170.8382 | 59.8973 | 44.0693 | 25.9882 | 803.157 | 37.1516 | 126.459 | 55.6053 | 55.6053 | 111.6944 | 35.5859 | 59.8973 | 37.1516 | 37.132 | 37.132 | 62.2505 | 0 | 0 | 0 | 0 | 35.5859 | 35.5859 | 35.5859 | 55.1947 | 37.132 | 116.4763 | 0 | 0 | 24.508 | 0 | 0 | 0 | 105.2769 | 38.8962 | 130.6577 | 46.7591 | 55.918 | 24.508 | 109.9974 | 176.0887 | 35.4365 | 139.55 | 128.3701 | 530.5262 | 108.7445 | 104.941 | 133.0024 | 20.7563 | 25.0087 | 25.0087 | 20.7563 | 51.1869 | 80.2301 | 178.9196 | 1715.185 | 150.3177 | 80.2301 | 74.3488 | 169.0981 | 113.7359 | 98.5242 | 96.9446 | 74.3488 | 173.9272 | 69.7721 | 38.8962 | 38.8962 | 157.2663 | 111.5089 | 0 | 0 | 0 | 25.0087 | 25.0087 | 31.5083 | 0 | 0 | 0 | 0 | 0 | 0 | 20.7563 | 38.8962 | 156.394 | 25.0087 | 32.6785 | 73.4891 | 0 | 0 | 0 | 0 | 0 | 0 | 0 | 0 | 0 | 0 | 0 | 0 | 0 | 0 | 0 | 0 | 0 | 0 | 0 | 0 | 0 | 0 | 0 | 0 | 0 | 0 | 0 | 0 | 0 | 0 | 0 | 0 | 0 | 0 | 0 | 0 | 0 | 0 | 0 | 0 | 0 | 0 | 0 | 0 | 0 | 0 | 0 | 0 | 0 | 0 | 0 | 0 | 0 | 0 | 0 | 0 | 0 | 0 | 0 | 0 | 0 | 0 | 0 | 0 | 0 | 0 | 0 | 0 | 0 | 0 | 0 | 0 | 0 | 0 | 0 | 0 | 0 | 0 | 0 | 0 | 0 | 0 | 0 | 0 | 0 | 0 | 0 | 0 | 0 | 0 | 0 | 0 | 0 | 0 | 0 | 0 | 0 | 0 | 0 | 0 | 0 | 0 | 0 | 0 | 0 | 0 | 0 | 0 | 0 | 2017-01-14 20:00
t0334 | 0 | 115.7862 | 337.1444 | 136.402 | 39.7523 | 269.3659 | 39.7523 | 466.0547 | 61.1442 | 61.1442 | 1827.5221 | 71.4703 | 77.7453 | 303.2957 | 374.9386 | 55.4002 | 74.0924 | 339.148 | 216.3025 | 318.2706 | 0 | 0 | 413.2335 | 35.2945 | 35.2945 | 35.2945 | 78.2271 | 151.7646 | 246.3725 | 126.8713 | 323.4866 | 87.1328 | 221.6478 | 199.9531 | 263.0527 | 262.9271 | 131.7713 | 492.5347 | 323.3778 | 91.8151 | 195.5517 | 259.7305 | 101.8351 | 216.8168 | 388.0323 | 101.8351 | 42.1371 | 273.9066 | 729.1218 | 149.7991 | 175.0985 | 94.3808 | 168.0047 | 42.1371 | 161.9649 | 260.0848 | 93.0319 | 332.9445 | 35.64 | 163.8395 | 35.64 | 101.8351 | 151.7646 | 60.4672 | 388.0323 | 0 | 0 | 0 | 0 | 0 | 0 | 0 | 0 | 154.3696 | 0 | 0 | 0 | 0 | 239.5424 | 273.3653 | 25.9779 | 34.1282 | 240.048 | 150.8886 | 12.3107 | 82.9347 | 92.4861 | 257.6253 | 144.7912 | 196.8541 | 100.2953 | 25.9779 | 279.1008 | 45.1066 | 252.2075 | 125.1812 | 152.1349 | 47.3146 | 88.6252 | 479.3435 | 24.3216 | 147.7683 | 152.9088 | 12.3107 | 12.3107 | 65.5354 | 111.1311 | 63.5305 | 126.5701 | 144.6665 | 90.1639 | 90.5395 | 662.9787 | 118.5629 | 82.9347 | 75.0037 | 75.0037 | 32.8402 | 51.1331 | 662.9787 | 375.2413 | 139.1054 | 0 | 0 | 0 | 74.8548 | 92.4861 | 72.3751 | 348.21 | 88.6252 | 0 | 64.074 | 51.1331 | 12.3107 | 65.3508 | 26.7498 | 0 | 0 | 0 | 82.8373 | 0 | 0 | 133.5714 | 0 | 32.2806 | 0 | 0 | 191.1967 | 75.9731 | 26.7498 | 28.5128 | 28.5128 | 70.0332 | 138.4917 | 188.5983 | 133.338 | 278.4113 | 169.2608 | 106.6245 | 245.8541 | 229.9174 | 149.9635 | 139.1248 | 376.9739 | 169.4343 | 185.4925 | 82.772 | 78.9202 | 178.6193 | 202.2504 | 73.1902 | 78.9202 | 78.9202 | 147.007 | 82.772 | 82.772 | 82.772 | 163.4543 | 155.4599 | 165.6095 | 129.3711 | 129.3711 | 100.9607 | 172.5425 | 407.7327 | 137.5448 | 105.3371 | 562.2115 | 165.186 | 105.3371 | 406.2025 | 857.1779 | 143.4406 | 525.6321 | 372.5088 | 165.186 | 102.4422 | 60.7119 | 214.5953 | 50.5717 | 50.5717 | 50.5717 | 162.3681 | 199.3552 | 75.6384 | 109.7396 | 207.781 | 191.598 | 105.1008 | 105.1008 | 118.5715 | 323.1496 | 50.5717 | 402.1586 | 204.7676 | 346.0988 | 128.8756 | 109.3576 | 330.7723 | 89.928 | 156.4865 | 89.928 | 225.0527 | 79.4344 | 100.9413 | 60.4672 | 60.4672 | 79.4344 | 275.464 | 241.6098 | 142.1992 | 199.075 | 104.5008 | 79.4344 | 652.279 | 173.7087 | 195.692 | 442.8784 | 708.9088 | 83.6708 | 90.5745 | 161.5094 | 319.4841 | 90.5745 | 55.4151 | 125.9515 | 94.1564 | 88.4903 | 109.2256 | 52.3391 | 52.3391 | 84.6142 | 52.4098 | 147.8461 | 220.4044 | 103.9019 | 156.4865 | 96.3895 | 212.0568 | 167.0125 | 103.9019 | 96.3895 | 81.4775 | 244.539 | 163.3567 | 46.3035 | 29.1344 | 349.8128 | 75.8499 | 261.0478 | 77.1589 | 344.4476 | 797.532 | 41.56 | 272.4537 | 244.539 | 348.4992 | 77.1589 | 32.2806 | 266.333 | 262.6751 | 178.2554 | 179.4927 | 0 | 78.9202 | 142.359 | 398.0868 | 0 | 83.6708 | 114.6341 | 178.6193 | 77.9918 | 125.4047 | 174.465 | 78.0117 | 0 | 0 | 0 | 0 | 0 | 0 | 0 | 0 | 75.9731 | 0 | 144.233 | 173.3304 | 224.7197 | 145.5814 | 0 | 163.1655 | 54.5417 | 42.5241 | 24.3216 | 743.4774 | 36.841 | 118.5851 | 51.9188 | 51.9188 | 100.8738 | 33.3428 | 54.5417 | 36.841 | 35.3152 | 35.3152 | 59.4429 | 0 | 0 | 0 | 0 | 33.3428 | 33.3428 | 33.3428 | 52.8233 | 35.3152 | 112.0456 | 0 | 0 | 23.1795 | 0 | 0 | 0 | 100.2179 | 40.1957 | 124.9004 | 49.7322 | 53.9947 | 23.1795 | 111.9105 | 164.1486 | 34.3253 | 142.9315 | 125.6693 | 526.3488 | 107.8146 | 104.2203 | 130.296 | 20.5432 | 24.8715 | 24.8715 | 20.5432 | 48.0646 | 77.4659 | 173.6152 | 1643.9443 | 139.0082 | 77.4659 | 72.3419 | 157.6552 | 106.5932 | 92.1698 | 90.1919 | 72.3419 | 162.7025 | 67.0925 | 40.1957 | 40.1957 | 150.828 | 104.849 | 0 | 0 | 0 | 24.8715 | 24.8715 | 29.8522 | 0 | 0 | 0 | 0 | 0 | 0 | 20.5432 | 40.1957 | 148.7277 | 24.8715 | 32.137 | 69.1547 | 0 | 0 | 0 | 0 | 0 | 0 | 0 | 0 | 0 | 0 | 0 | 0 | 0 | 0 | 0 | 0 | 0 | 0 | 0 | 0 | 0 | 0 | 0 | 0 | 0 | 0 | 0 | 0 | 0 | 0 | 0 | 0 | 0 | 0 | 0 | 0 | 0 | 0 | 0 | 0 | 0 | 0 | 0 | 0 | 0 | 0 | 0 | 0 | 0 | 0 | 0 | 0 | 0 | 0 | 0 | 0 | 0 | 0 | 0 | 0 | 0 | 0 | 0 | 0 | 0 | 0 | 0 | 0 | 0 | 0 | 0 | 0 | 0 | 0 | 0 | 0 | 0 | 0 | 0 | 0 | 0 | 0 | 0 | 0 | 0 | 0 | 0 | 0 | 0 | 0 | 0 | 0 | 0 | 0 | 0 | 0 | 0 | 0 | 0 | 0 | 0 | 0 | 0 | 0 | 0 | 0 | 0 | 0 | 0 | 2017-01-14 21:00
t0335 | 0 | 111.6212 | 315.1219 | 131.3207 | 36.7422 | 250.5341 | 36.7422 | 476.296 | 57.2583 | 57.2583 | 1737.4301 | 65.4506 | 74.3365 | 295.6897 | 362.6614 | 53.6344 | 69.9522 | 322.3135 | 204.284 | 312.5077 | 0 | 0 | 387.6302 | 33.5171 | 33.5171 | 33.5171 | 75.4749 | 145.6541 | 241.6121 | 118.5946 | 307.3007 | 81.8803 | 215.7596 | 195.3508 | 250.9795 | 248.3769 | 126.8514 | 495.9401 | 317.318 | 88.1647 | 192.7234 | 247.9871 | 98.4781 | 209.4734 | 379.9302 | 98.4781 | 40.4701 | 263.0429 | 704.2091 | 146.0734 | 166.3808 | 89.2484 | 162.877 | 40.4701 | 155.4332 | 254.4163 | 89.6798 | 315.4916 | 33.4484 | 160.421 | 33.4484 | 98.4781 | 145.6541 | 57.766 | 379.9302 | 0 | 0 | 0 | 0 | 0 | 0 | 0 | 0 | 147.6519 | 0 | 0 | 0 | 0 | 229.1513 | 259.7429 | 24.765 | 31.4318 | 221.742 | 142.3738 | 11.4632 | 77.3685 | 86.5078 | 243.4919 | 138.1717 | 188.0491 | 92.2294 | 24.765 | 257.9314 | 42.0667 | 236.9944 | 116.7951 | 143.9643 | 44.3543 | 83.205 | 447.7654 | 22.2122 | 139.5112 | 142.3172 | 11.4632 | 11.4632 | 60.5345 | 106.31 | 59.5714 | 118.4976 | 137.7058 | 81.9417 | 80.5159 | 603.2895 | 108.285 | 77.3685 | 70.7089 | 70.7089 | 30.7019 | 46.5246 | 603.2895 | 346.7144 | 132.1227 | 0 | 0 | 0 | 70.741 | 86.5078 | 68.4058 | 325.5054 | 83.205 | 0 | 60.5487 | 46.5246 | 11.4632 | 60.1973 | 24.5924 | 0 | 0 | 0 | 78.3668 | 0 | 0 | 125.6752 | 0 | 29.735 | 0 | 0 | 181.3304 | 73.8841 | 24.5924 | 26.8441 | 26.8441 | 64.323 | 128.766 | 174.5191 | 124.8065 | 263.5676 | 161.5767 | 100.3984 | 232.6926 | 214.7287 | 138.9246 | 130.968 | 349.0985 | 160.6603 | 170.6114 | 79.0239 | 75.0428 | 167.8184 | 187.0759 | 68.0946 | 75.0428 | 75.0428 | 135.489 | 79.0239 | 79.0239 | 79.0239 | 151.4257 | 147.7904 | 152.447 | 120.5088 | 120.5088 | 93.912 | 158.5272 | 386.281 | 133.5131 | 96.6352 | 520.6437 | 156.257 | 96.6352 | 367.2348 | 801.2785 | 131.5754 | 486.7082 | 349.4998 | 156.257 | 95.4372 | 56.7413 | 197.1288 | 47.9147 | 47.9147 | 47.9147 | 150.1453 | 182.0094 | 68.9432 | 107.3786 | 196.5163 | 183.7818 | 101.3682 | 101.3682 | 111.4414 | 314.7341 | 47.9147 | 373.1292 | 195.4694 | 329.8588 | 123.2592 | 103.631 | 302.7633 | 84.6411 | 152.71 | 84.6411 | 211.8296 | 73.7901 | 96.3045 | 57.766 | 57.766 | 73.7901 | 270.2384 | 234.3896 | 133.4932 | 185.1408 | 100.9943 | 73.7901 | 644.3378 | 165.3014 | 182.0325 | 413.5549 | 659.3986 | 79.6274 | 86.5917 | 148.7141 | 299.8822 | 86.5917 | 52.0674 | 118.1508 | 90.4077 | 83.6039 | 101.4121 | 49.6274 | 49.6274 | 80.6347 | 48.8921 | 138.8176 | 209.3293 | 97.6196 | 152.71 | 90.7109 | 197.3529 | 159.1803 | 97.6196 | 90.7109 | 75.3795 | 226.1112 | 156.0707 | 44.9249 | 27.0057 | 330.6613 | 70.8601 | 242.3259 | 71.8662 | 326.0141 | 761.6673 | 39.1442 | 253.2469 | 226.1112 | 323.542 | 71.8662 | 29.735 | 274.0133 | 244.0821 | 171.5694 | 176.1596 | 0 | 75.0428 | 134.7946 | 374.5731 | 0 | 79.6274 | 107.8291 | 167.8184 | 73.1703 | 114.7747 | 165.6896 | 72.228 | 0 | 0 | 0 | 0 | 0 | 0 | 0 | 0 | 73.8841 | 0 | 138.1456 | 172.8116 | 208.7738 | 136.4682 | 0 | 150.9114 | 49.0336 | 39.5465 | 22.2122 | 675.9627 | 34.7818 | 108.6385 | 47.3772 | 47.3772 | 90.2337 | 30.498 | 49.0336 | 34.7818 | 32.5613 | 32.5613 | 54.9463 | 0 | 0 | 0 | 0 | 30.498 | 30.498 | 30.498 | 48.9002 | 32.5613 | 104.0268 | 0 | 0 | 21.3445 | 0 | 0 | 0 | 92.5031 | 38.7858 | 115.614 | 48.7057 | 50.2412 | 21.3445 | 107.1016 | 149.8879 | 31.9821 | 137.3198 | 117.8867 | 497.6747 | 101.7948 | 98.4935 | 122.2407 | 19.3802 | 23.5203 | 23.5203 | 19.3802 | 44.0229 | 72.1054 | 161.9909 | 1527.0781 | 126.229 | 72.1054 | 67.6321 | 144.0872 | 97.5269 | 84.1851 | 82.1626 | 67.6321 | 148.745 | 62.3474 | 38.7858 | 38.7858 | 139.8028 | 96.1907 | 0 | 0 | 0 | 23.5203 | 23.5203 | 27.4801 | 0 | 0 | 0 | 0 | 0 | 0 | 19.3802 | 38.7858 | 137.2878 | 23.5203 | 30.2097 | 63.3878 | 0 | 0 | 0 | 0 | 0 | 0 | 0 | 0 | 0 | 0 | 0 | 0 | 0 | 0 | 0 | 0 | 0 | 0 | 0 | 0 | 0 | 0 | 0 | 0 | 0 | 0 | 0 | 0 | 0 | 0 | 0 | 0 | 0 | 0 | 0 | 0 | 0 | 0 | 0 | 0 | 0 | 0 | 0 | 0 | 0 | 0 | 0 | 0 | 0 | 0 | 0 | 0 | 0 | 0 | 0 | 0 | 0 | 0 | 0 | 0 | 0 | 0 | 0 | 0 | 0 | 0 | 0 | 0 | 0 | 0 | 0 | 0 | 0 | 0 | 0 | 0 | 0 | 0 | 0 | 0 | 0 | 0 | 0 | 0 | 0 | 0 | 0 | 0 | 0 | 0 | 0 | 0 | 0 | 0 | 0 | 0 | 0 | 0 | 0 | 0 | 0 | 0 | 0 | 0 | 0 | 0 | 0 | 0 | 0 | 2017-01-14 22:00
t0336 | 0 | 109.1403 | 295.7175 | 127.7769 | 33.8359 | 233.3031 | 33.8359 | 497.9195 | 54.2127 | 54.2127 | 1691.253 | 59.6988 | 71.5521 | 293.3614 | 354.9202 | 52.4385 | 66.3415 | 308.6507 | 193.9253 | 311.554 | 0 | 0 | 365.9737 | 31.9948 | 31.9948 | 31.9948 | 73.674 | 141.2882 | 240.6634 | 112.8297 | 295.5716 | 77.3274 | 212.8657 | 193.5545 | 241.2652 | 235.9466 | 123.2407 | 510.3501 | 317.7341 | 85.4921 | 193.1101 | 239.418 | 96.4804 | 204.96 | 381.6053 | 96.4804 | 39.1258 | 255.2002 | 688.6906 | 144.418 | 159.7874 | 84.76 | 159.895 | 39.1258 | 150.4955 | 252.453 | 87.2926 | 301.938 | 31.4326 | 159.4084 | 31.4326 | 96.4804 | 141.2882 | 55.6963 | 381.6053 | 0 | 0 | 0 | 0 | 0 | 0 | 0 | 0 | 142.4276 | 0 | 0 | 0 | 0 | 221.441 | 248.3333 | 23.7125 | 28.6301 | 204.5236 | 134.482 | 10.6343 | 71.9637 | 80.5707 | 231.8299 | 133.024 | 181.1217 | 84.2273 | 23.7125 | 239.0781 | 39.0662 | 223.6349 | 108.6207 | 136.5249 | 41.4936 | 78.0835 | 419.7646 | 20.004 | 132.0114 | 132.0408 | 10.6343 | 10.6343 | 55.6723 | 102.5334 | 55.8133 | 110.7975 | 132.0323 | 74.2742 | 71.2173 | 548.5168 | 97.6681 | 71.9637 | 66.6967 | 66.6967 | 28.6351 | 41.8861 | 548.5168 | 320.876 | 125.8177 | 0 | 0 | 0 | 66.9073 | 80.5707 | 64.7826 | 304.4366 | 78.0835 | 0 | 57.3035 | 41.8861 | 10.6343 | 55.3436 | 22.4746 | 0 | 0 | 0 | 74.4826 | 0 | 0 | 118.6373 | 0 | 27.1357 | 0 | 0 | 172.8928 | 72.726 | 22.4746 | 25.3134 | 25.3134 | 58.3838 | 119.4922 | 161.2439 | 116.7447 | 252.1488 | 155.5077 | 94.9205 | 221.32 | 202.3945 | 128.4416 | 123.6444 | 328.2131 | 153.387 | 156.0813 | 76.3517 | 71.9671 | 158.7204 | 172.2708 | 63.2921 | 71.9671 | 71.9671 | 124.8439 | 76.3517 | 76.3517 | 76.3517 | 140.0096 | 141.8164 | 139.807 | 112.1642 | 112.1642 | 87.3265 | 145.9187 | 368.6826 | 131.6036 | 88.2785 | 492.6858 | 149.1627 | 88.2785 | 333.6602 | 761.5896 | 119.8258 | 453.0006 | 329.5895 | 149.1627 | 89.2358 | 53.0711 | 179.6826 | 45.6031 | 45.6031 | 45.6031 | 138.1902 | 165.7075 | 62.1756 | 106.4314 | 186.8227 | 177.9537 | 98.9387 | 98.9387 | 105.2932 | 310.2681 | 45.6031 | 346.7293 | 188.1599 | 316.8645 | 118.8862 | 98.583 | 278.6037 | 79.9687 | 151.4215 | 79.9687 | 200.9704 | 68.6786 | 92.9654 | 55.6963 | 55.6963 | 68.6786 | 269.9913 | 230.5605 | 126.1661 | 172.7959 | 98.9442 | 68.6786 | 649.3252 | 158.4257 | 170.8243 | 389.8825 | 625.0196 | 76.3331 | 83.505 | 136.4333 | 283.049 | 83.505 | 48.9249 | 111.2748 | 87.6985 | 79.3456 | 94.0005 | 47.4173 | 47.4173 | 77.606 | 45.6634 | 132.1069 | 200.8687 | 91.9431 | 151.4215 | 85.8663 | 184.8085 | 152.8262 | 91.9431 | 85.8663 | 69.3636 | 210.4525 | 150.629 | 44.0361 | 24.8654 | 313.8405 | 66.1705 | 225.0421 | 66.8601 | 309.4649 | 738.6926 | 36.8766 | 234.0932 | 210.4525 | 301.9109 | 66.8601 | 27.1357 | 289.1251 | 226.871 | 167.4411 | 175.7534 | 0 | 71.9671 | 128.018 | 361.8196 | 0 | 76.3331 | 101.927 | 158.7204 | 69.3383 | 103.7665 | 158.1782 | 66.6939 | 0 | 0 | 0 | 0 | 0 | 0 | 0 | 0 | 72.726 | 0 | 133.5188 | 175.4689 | 195.2417 | 129.0787 | 0 | 139.2026 | 43.3605 | 36.6804 | 20.004 | 613.0707 | 32.9486 | 99.5697 | 42.7758 | 42.7758 | 79.2387 | 27.6864 | 43.3605 | 32.9486 | 29.7629 | 29.7629 | 50.4827 | 0 | 0 | 0 | 0 | 27.6864 | 27.6864 | 27.6864 | 45.0862 | 29.7629 | 96.3114 | 0 | 0 | 19.7247 | 0 | 0 | 0 | 84.9982 | 37.8763 | 106.9811 | 48.6397 | 46.6829 | 19.7247 | 103.3425 | 136.9287 | 29.692 | 133.5167 | 111.1257 | 476.138 | 96.5422 | 93.5445 | 115.044 | 18.3728 | 22.3459 | 22.3459 | 18.3728 | 40.061 | 67.1942 | 151.1004 | 1438.6958 | 113.7953 | 67.1942 | 63.4484 | 132.5024 | 88.658 | 76.0019 | 74.216 | 63.4484 | 135.3266 | 58.22 | 37.8763 | 37.8763 | 129.1829 | 88.2418 | 0 | 0 | 0 | 22.3459 | 22.3459 | 25.1606 | 0 | 0 | 0 | 0 | 0 | 0 | 18.3728 | 37.8763 | 126.7037 | 22.3459 | 28.4837 | 57.556 | 0 | 0 | 0 | 0 | 0 | 0 | 0 | 0 | 0 | 0 | 0 | 0 | 0 | 0 | 0 | 0 | 0 | 0 | 0 | 0 | 0 | 0 | 0 | 0 | 0 | 0 | 0 | 0 | 0 | 0 | 0 | 0 | 0 | 0 | 0 | 0 | 0 | 0 | 0 | 0 | 0 | 0 | 0 | 0 | 0 | 0 | 0 | 0 | 0 | 0 | 0 | 0 | 0 | 0 | 0 | 0 | 0 | 0 | 0 | 0 | 0 | 0 | 0 | 0 | 0 | 0 | 0 | 0 | 0 | 0 | 0 | 0 | 0 | 0 | 0 | 0 | 0 | 0 | 0 | 0 | 0 | 0 | 0 | 0 | 0 | 0 | 0 | 0 | 0 | 0 | 0 | 0 | 0 | 0 | 0 | 0 | 0 | 0 | 0 | 0 | 0 | 0 | 0 | 0 | 0 | 0 | 0 | 0 | 0 | 2017-01-14 23:00
t0337 | 0 | 108.4937 | 278.5829 | 126.622 | 31.1449 | 217.6445 | 31.1449 | 536.4447 | 51.3757 | 51.3757 | 1650.5138 | 53.9915 | 70.063 | 296.7919 | 354.3262 | 52.3911 | 63.5909 | 299.4022 | 186.0305 | 318.195 | 0 | 0 | 347.2409 | 30.972 | 30.972 | 30.972 | 73.271 | 139.3415 | 245.3909 | 106.8631 | 286.9974 | 73.552 | 214.6245 | 196.2168 | 235.5084 | 226.4681 | 122.0551 | 539.841 | 324.6658 | 84.3589 | 198.3179 | 234.2527 | 96.3249 | 204.321 | 389.3131 | 96.3249 | 38.5795 | 251.8899 | 686.1838 | 145.9942 | 155.1223 | 81.4551 | 160.2128 | 38.5795 | 148.3209 | 256.4004 | 86.6464 | 291.7357 | 29.7911 | 162.1411 | 29.7911 | 96.3249 | 139.3415 | 54.5092 | 389.3131 | 0 | 0 | 0 | 0 | 0 | 0 | 0 | 0 | 139.6228 | 0 | 0 | 0 | 0 | 217.2482 | 240.6955 | 23.0916 | 26.0955 | 188.2244 | 128.6191 | 9.9214 | 67.3826 | 75.7565 | 222.8443 | 129.9464 | 177.1861 | 76.6842 | 23.0916 | 220.6168 | 36.5414 | 212.6404 | 101.719 | 131.2547 | 39.1988 | 74.0031 | 394.9662 | 17.9143 | 126.4347 | 123.1157 | 9.9214 | 9.9214 | 51.1694 | 100.527 | 52.7759 | 104.4657 | 128.391 | 66.2164 | 60.5779 | 490.654 | 87.5319 | 67.3826 | 63.6825 | 63.6825 | 26.9201 | 37.2914 | 490.654 | 295.8296 | 121.7197 | 0 | 0 | 0 | 64.1522 | 75.7565 | 62.1537 | 286.4737 | 74.0031 | 0 | 54.9516 | 37.2914 | 9.9214 | 50.6576 | 20.4608 | 0 | 0 | 0 | 71.6387 | 0 | 0 | 113.0133 | 0 | 24.7594 | 0 | 0 | 167.0165 | 73.1956 | 20.4608 | 24.1239 | 24.1239 | 52.9185 | 111.2642 | 148.8688 | 110.0576 | 243.3008 | 151.9572 | 90.5638 | 213.0509 | 190.7852 | 118.8059 | 117.8676 | 305.5114 | 148.206 | 142.2553 | 74.7168 | 69.8933 | 151.0137 | 158.7375 | 59.0255 | 69.8933 | 69.8933 | 114.4733 | 74.7168 | 74.7168 | 74.7168 | 129.5139 | 137.72 | 127.7084 | 104.8352 | 104.8352 | 81.4299 | 133.1328 | 355.792 | 132.22 | 80.102 | 459.808 | 143.6734 | 80.102 | 295.4092 | 721.0756 | 108.5606 | 419.8824 | 312.6673 | 143.6734 | 83.5709 | 49.9263 | 163.2011 | 43.9693 | 43.9693 | 43.9693 | 127.2573 | 149.062 | 55.5495 | 108.0966 | 179.6441 | 175.2807 | 98.3536 | 98.3536 | 100.1904 | 312.9542 | 43.9693 | 322.0802 | 183.8722 | 308.811 | 116.5317 | 95.0571 | 252.7659 | 76.2365 | 153.3373 | 76.2365 | 191.894 | 63.9459 | 90.8703 | 54.5092 | 54.5092 | 63.9459 | 275.6382 | 231.3373 | 119.8799 | 161.323 | 98.7127 | 63.9459 | 669.5644 | 153.9769 | 159.8733 | 367.469 | 587.215 | 74.2028 | 81.8048 | 124.6966 | 268.7635 | 81.8048 | 46.44 | 105.4848 | 86.5399 | 76.1451 | 87.3147 | 45.8264 | 45.8264 | 75.6716 | 42.8252 | 125.8749 | 194.8289 | 87.3436 | 153.3373 | 81.9021 | 172.9341 | 148.9197 | 87.3436 | 81.9021 | 63.9136 | 194.6798 | 147.4809 | 44.1437 | 22.9803 | 301.3847 | 62.1757 | 209.1387 | 62.4717 | 297.699 | 724.0769 | 35.1508 | 217.5434 | 194.6798 | 281.1627 | 62.4717 | 24.7594 | 314.1122 | 211.21 | 166.0322 | 179.4419 | 0 | 69.8933 | 123.2376 | 347.5893 | 0 | 74.2028 | 97.1095 | 151.0137 | 65.8931 | 93.394 | 153.1386 | 61.6086 | 0 | 0 | 0 | 0 | 0 | 0 | 0 | 0 | 73.1956 | 0 | 131.1964 | 183.1088 | 182.1612 | 122.4438 | 0 | 128.3423 | 37.5475 | 34.1585 | 17.9143 | 547.06 | 31.5687 | 90.293 | 38.3041 | 38.3041 | 67.8062 | 24.9421 | 37.5475 | 31.5687 | 27.2131 | 27.2131 | 46.4281 | 0 | 0 | 0 | 0 | 24.9421 | 24.9421 | 24.9421 | 41.6144 | 27.2131 | 89.4146 | 0 | 0 | 18.0855 | 0 | 0 | 0 | 78.0127 | 37.6791 | 98.8779 | 49.5558 | 43.5372 | 18.0855 | 101.389 | 123.3898 | 27.7337 | 131.9445 | 105.3797 | 458.7132 | 92.5458 | 89.8282 | 109.0455 | 17.5907 | 21.4791 | 21.4791 | 17.5907 | 36.2018 | 62.7689 | 141.6722 | 1345.9931 | 101.0657 | 62.7689 | 59.784 | 119.9118 | 79.9543 | 68.1496 | 66.2991 | 59.784 | 121.939 | 54.3063 | 37.6791 | 37.6791 | 119.5583 | 80.2196 | 0 | 0 | 0 | 21.4791 | 21.4791 | 22.9678 | 0 | 0 | 0 | 0 | 0 | 0 | 17.5907 | 37.6791 | 116.5166 | 21.4791 | 27.0886 | 52.0196 | 0 | 0 | 0 | 0 | 0 | 0 | 0 | 0 | 0 | 0 | 0 | 0 | 0 | 0 | 0 | 0 | 0 | 0 | 0 | 0 | 0 | 0 | 0 | 0 | 0 | 0 | 0 | 0 | 0 | 0 | 0 | 0 | 0 | 0 | 0 | 0 | 0 | 0 | 0 | 0 | 0 | 0 | 0 | 0 | 0 | 0 | 0 | 0 | 0 | 0 | 0 | 0 | 0 | 0 | 0 | 0 | 0 | 0 | 0 | 0 | 0 | 0 | 0 | 0 | 0 | 0 | 0 | 0 | 0 | 0 | 0 | 0 | 0 | 0 | 0 | 0 | 0 | 0 | 0 | 0 | 0 | 0 | 0 | 0 | 0 | 0 | 0 | 0 | 0 | 0 | 0 | 0 | 0 | 0 | 0 | 0 | 0 | 0 | 0 | 0 | 0 | 0 | 0 | 0 | 0 | 0 | 0 | 0 | 0 | 2017-01-15
t0338 | 0 | 108.6969 | 267.3292 | 126.8202 | 29.3683 | 207.258 | 29.3683 | 570.2668 | 49.3233 | 49.3233 | 1615.0693 | 49.978 | 69.6175 | 301.2365 | 356.9273 | 52.8794 | 62.0411 | 294.7346 | 181.5469 | 326.0286 | 0 | 0 | 334.9383 | 30.4845 | 30.4845 | 30.4845 | 73.5652 | 138.9572 | 251.031 | 102.0105 | 281.7868 | 71.2017 | 217.8032 | 199.9583 | 233.2019 | 221.0518 | 122.3051 | 566.4201 | 331.703 | 84.2185 | 203.9444 | 231.855 | 96.9497 | 205.4245 | 395.8537 | 96.9497 | 38.5779 | 251.4622 | 689.6634 | 148.4514 | 152.477 | 79.6762 | 161.8144 | 38.5779 | 148.0081 | 261.655 | 86.9629 | 285.6311 | 28.8196 | 165.6185 | 28.8196 | 96.9497 | 138.9572 | 54.0378 | 395.8537 | 0 | 0 | 0 | 0 | 0 | 0 | 0 | 0 | 138.699 | 0 | 0 | 0 | 0 | 215.7071 | 237.0068 | 22.8673 | 24.5056 | 177.1387 | 125.5435 | 9.4862 | 64.6216 | 73.031 | 217.5335 | 128.6387 | 175.7108 | 71.6746 | 22.8673 | 207.4408 | 35.0435 | 205.8957 | 97.5847 | 128.6467 | 37.8987 | 71.6829 | 378.6811 | 16.5483 | 123.4674 | 117.5924 | 9.4862 | 9.4862 | 48.2042 | 99.894 | 51.0228 | 100.7458 | 126.7117 | 60.2518 | 52.2348 | 447.4433 | 80.8208 | 64.6216 | 62.0843 | 62.0843 | 25.9087 | 34.1218 | 447.4433 | 278.2067 | 119.9625 | 0 | 0 | 0 | 62.7809 | 73.031 | 60.8074 | 275.3453 | 71.6829 | 0 | 53.756 | 34.1218 | 9.4862 | 47.4185 | 19.1075 | 0 | 0 | 0 | 70.113 | 0 | 0 | 109.7002 | 0 | 23.243 | 0 | 0 | 164.0481 | 74.2331 | 19.1075 | 23.4573 | 23.4573 | 49.4327 | 106.0214 | 140.5721 | 106.0713 | 237.8056 | 150.5419 | 87.9927 | 208.6402 | 182.4485 | 112.4451 | 114.5294 | 287.045 | 145.4387 | 132.941 | 73.9187 | 68.8325 | 146.0413 | 149.9454 | 56.2895 | 68.8325 | 68.8325 | 107.2015 | 73.9187 | 73.9187 | 73.9187 | 122.5826 | 135.5414 | 119.4655 | 100.1861 | 100.1861 | 77.6059 | 123.798 | 348.596 | 133.5951 | 74.4275 | 430.9568 | 140.3368 | 74.4275 | 264.8516 | 688.6304 | 100.9599 | 395.9358 | 301.859 | 140.3368 | 79.7429 | 47.9644 | 152.2609 | 43.1364 | 43.1364 | 43.1364 | 120.1587 | 137.0273 | 51.0297 | 110.4153 | 175.7091 | 174.7527 | 98.6934 | 98.6934 | 97.0023 | 317.9793 | 43.1364 | 305.2929 | 182.1428 | 305.2585 | 115.7514 | 93.3086 | 232.9188 | 74.0285 | 155.919 | 74.0285 | 186.037 | 60.7404 | 89.8178 | 54.0378 | 54.0378 | 60.7404 | 281.7732 | 233.7135 | 115.7729 | 153.4573 | 99.2488 | 60.7404 | 689.3499 | 151.9028 | 151.8225 | 351.2614 | 555.4287 | 73.2069 | 81.2012 | 116.7091 | 259.6182 | 81.2012 | 45.035 | 101.8543 | 86.374 | 74.3713 | 82.9759 | 44.9541 | 44.9541 | 74.7261 | 41.0026 | 121.2692 | 191.3925 | 84.6109 | 155.919 | 79.4478 | 164.5421 | 147.2476 | 84.6109 | 79.4478 | 60.4187 | 182.9848 | 146.165 | 44.672 | 21.8145 | 294.6487 | 59.7179 | 198.5102 | 59.6988 | 291.7847 | 715.6662 | 34.2221 | 207.48 | 182.9848 | 266.439 | 59.6988 | 23.243 | 335.4196 | 200.8595 | 166.0054 | 183.6635 | 0 | 68.8325 | 120.8594 | 334.3474 | 0 | 73.2069 | 94.1608 | 146.0413 | 63.4839 | 86.6155 | 150.7403 | 58.2628 | 0 | 0 | 0 | 0 | 0 | 0 | 0 | 0 | 74.2331 | 0 | 130.5507 | 190.5308 | 172.7458 | 117.8513 | 0 | 121.1316 | 33.4556 | 32.5711 | 16.5483 | 498.2238 | 30.8126 | 83.508 | 35.2758 | 35.2758 | 59.6734 | 23.0606 | 33.4556 | 30.8126 | 25.5882 | 25.5882 | 43.8279 | 0 | 0 | 0 | 0 | 23.0606 | 23.0606 | 23.0606 | 39.3648 | 25.5882 | 85.0044 | 0 | 0 | 16.8825 | 0 | 0 | 0 | 73.3922 | 37.8308 | 93.3818 | 50.5304 | 41.5349 | 16.8825 | 100.8118 | 113.3258 | 26.5457 | 131.6993 | 101.717 | 447.2601 | 90.298 | 87.7597 | 105.3488 | 17.1378 | 21.0092 | 21.0092 | 17.1378 | 33.5527 | 59.8579 | 135.7647 | 1272.3603 | 91.9479 | 59.8579 | 57.4042 | 110.1087 | 73.9379 | 62.9123 | 60.7805 | 57.4042 | 112.5037 | 51.558 | 37.8308 | 37.8308 | 113.3245 | 74.4243 | 0 | 0 | 0 | 21.0092 | 21.0092 | 21.4998 | 0 | 0 | 0 | 0 | 0 | 0 | 17.1378 | 37.8308 | 109.4464 | 21.0092 | 26.2582 | 48.3449 | 0 | 0 | 0 | 0 | 0 | 0 | 0 | 0 | 0 | 0 | 0 | 0 | 0 | 0 | 0 | 0 | 0 | 0 | 0 | 0 | 0 | 0 | 0 | 0 | 0 | 0 | 0 | 0 | 0 | 0 | 0 | 0 | 0 | 0 | 0 | 0 | 0 | 0 | 0 | 0 | 0 | 0 | 0 | 0 | 0 | 0 | 0 | 0 | 0 | 0 | 0 | 0 | 0 | 0 | 0 | 0 | 0 | 0 | 0 | 0 | 0 | 0 | 0 | 0 | 0 | 0 | 0 | 0 | 0 | 0 | 0 | 0 | 0 | 0 | 0 | 0 | 0 | 0 | 0 | 0 | 0 | 0 | 0 | 0 | 0 | 0 | 0 | 0 | 0 | 0 | 0 | 0 | 0 | 0 | 0 | 0 | 0 | 0 | 0 | 0 | 0 | 0 | 0 | 0 | 0 | 0 | 0 | 0 | 0 | 2017-01-15 01:00
t0339 | 0 | 108.3821 | 262.5445 | 126.5551 | 28.6894 | 203.0399 | 28.6894 | 580.2579 | 48.3518 | 48.3518 | 1590.7364 | 48.4248 | 69.3233 | 301.6595 | 356.8942 | 52.9412 | 61.3521 | 292.2969 | 179.5198 | 327.8721 | 0 | 0 | 329.4382 | 30.2505 | 30.2505 | 30.2505 | 73.4628 | 138.4239 | 252.2732 | 99.5607 | 278.7848 | 70.1705 | 218.3205 | 200.7278 | 231.8367 | 218.5728 | 122.1192 | 573.7837 | 332.7943 | 83.9519 | 205.3147 | 230.2315 | 96.8751 | 205.1972 | 395.8958 | 96.8751 | 38.5137 | 250.6352 | 688.8446 | 148.9055 | 150.9968 | 78.8808 | 161.9341 | 38.5137 | 147.5486 | 262.7878 | 86.8737 | 282.4473 | 28.4239 | 166.376 | 28.4239 | 96.8751 | 138.4239 | 53.722 | 395.8958 | 0 | 0 | 0 | 0 | 0 | 0 | 0 | 0 | 138.031 | 0 | 0 | 0 | 0 | 214.5309 | 235.1632 | 22.7535 | 23.951 | 172.7784 | 124.2946 | 9.3233 | 63.5787 | 72.0396 | 214.9958 | 127.8257 | 174.7535 | 69.8157 | 22.7535 | 201.9764 | 34.4909 | 202.9794 | 96.0318 | 127.5464 | 37.4058 | 70.7729 | 371.8098 | 16.0714 | 122.2212 | 115.5006 | 9.3233 | 9.3233 | 47.08 | 99.4335 | 50.34 | 99.3069 | 125.8079 | 57.8917 | 48.9271 | 430.1068 | 78.437 | 63.5787 | 61.4446 | 61.4446 | 25.5246 | 32.9578 | 430.1068 | 271.0104 | 119.1918 | 0 | 0 | 0 | 62.2278 | 72.0396 | 60.2444 | 270.8816 | 70.7729 | 0 | 53.2633 | 32.9578 | 9.3233 | 46.1466 | 18.5992 | 0 | 0 | 0 | 69.4226 | 0 | 0 | 108.2874 | 0 | 22.7012 | 0 | 0 | 162.6438 | 74.4166 | 18.5992 | 23.1834 | 23.1834 | 48.2137 | 103.9905 | 137.3165 | 104.5088 | 234.9506 | 149.6631 | 86.8757 | 206.6225 | 178.6438 | 109.9688 | 113.1171 | 278.3601 | 144.0786 | 129.4211 | 73.371 | 68.2576 | 143.7957 | 146.6281 | 55.2147 | 68.2576 | 68.2576 | 104.2919 | 73.371 | 73.371 | 73.371 | 119.8822 | 134.3434 | 116.2938 | 98.3571 | 98.3571 | 76.0882 | 119.9759 | 345.0537 | 133.618 | 72.2431 | 416.6411 | 138.6677 | 72.2431 | 252.0346 | 672.414 | 98.1297 | 385.7411 | 297.1326 | 138.6677 | 78.132 | 47.1738 | 148.2313 | 42.7557 | 42.7557 | 42.7557 | 117.4881 | 132.2958 | 49.3795 | 110.9725 | 173.9092 | 174.1215 | 98.528 | 98.528 | 95.5947 | 318.9948 | 42.7557 | 298.4449 | 181.0636 | 303.2273 | 115.1912 | 92.5239 | 224.5382 | 73.0759 | 156.3104 | 73.0759 | 183.3028 | 59.426 | 89.1237 | 53.722 | 53.722 | 59.426 | 282.9022 | 233.8302 | 113.9225 | 150.1575 | 99.1157 | 59.426 | 693.7066 | 150.7995 | 148.2162 | 343.8345 | 539.6707 | 72.6735 | 80.7806 | 113.634 | 255.5816 | 80.7806 | 44.4784 | 100.2987 | 86.0822 | 73.5788 | 81.2844 | 44.517 | 44.517 | 74.1575 | 40.2632 | 118.9777 | 189.505 | 83.4699 | 156.3104 | 78.3458 | 160.8952 | 146.3074 | 83.4699 | 78.3458 | 59.1183 | 177.9387 | 145.2582 | 44.7656 | 21.3925 | 291.6617 | 58.7481 | 194.2398 | 58.614 | 289.2276 | 709.429 | 33.8534 | 203.807 | 177.9387 | 260.1529 | 58.614 | 22.7012 | 341.6273 | 196.7108 | 165.4016 | 184.5703 | 0 | 68.2576 | 119.8252 | 326.6294 | 0 | 72.6735 | 92.8631 | 143.7957 | 62.3462 | 84.2208 | 149.5873 | 56.9714 | 0 | 0 | 0 | 0 | 0 | 0 | 0 | 0 | 74.4166 | 0 | 129.9913 | 192.5795 | 168.649 | 115.725 | 0 | 118.3434 | 31.9807 | 31.9634 | 16.0714 | 478.8809 | 30.4856 | 80.7654 | 34.1739 | 34.1739 | 56.745 | 22.3574 | 31.9807 | 30.4856 | 25.0046 | 25.0046 | 42.8673 | 0 | 0 | 0 | 0 | 22.3574 | 22.3574 | 22.3574 | 38.5126 | 25.0046 | 83.3144 | 0 | 0 | 16.3813 | 0 | 0 | 0 | 71.641 | 37.7752 | 91.1923 | 50.6671 | 40.7537 | 16.3813 | 100.3716 | 109.2511 | 26.1006 | 131.1963 | 100.1228 | 441.2789 | 89.299 | 86.8238 | 103.7886 | 16.9356 | 20.7972 | 20.7972 | 16.9356 | 32.5544 | 58.6767 | 133.4252 | 1237.6441 | 88.4774 | 58.6767 | 56.4005 | 105.9438 | 71.6647 | 61.0339 | 58.7178 | 56.4005 | 108.8738 | 50.3867 | 37.7752 | 37.7752 | 110.9377 | 72.0947 | 0 | 0 | 0 | 20.7972 | 20.7972 | 20.9461 | 0 | 0 | 0 | 0 | 0 | 0 | 16.9356 | 37.7752 | 106.6189 | 20.7972 | 25.9071 | 47.0092 | 0 | 0 | 0 | 0 | 0 | 0 | 0 | 0 | 0 | 0 | 0 | 0 | 0 | 0 | 0 | 0 | 0 | 0 | 0 | 0 | 0 | 0 | 0 | 0 | 0 | 0 | 0 | 0 | 0 | 0 | 0 | 0 | 0 | 0 | 0 | 0 | 0 | 0 | 0 | 0 | 0 | 0 | 0 | 0 | 0 | 0 | 0 | 0 | 0 | 0 | 0 | 0 | 0 | 0 | 0 | 0 | 0 | 0 | 0 | 0 | 0 | 0 | 0 | 0 | 0 | 0 | 0 | 0 | 0 | 0 | 0 | 0 | 0 | 0 | 0 | 0 | 0 | 0 | 0 | 0 | 0 | 0 | 0 | 0 | 0 | 0 | 0 | 0 | 0 | 0 | 0 | 0 | 0 | 0 | 0 | 0 | 0 | 0 | 0 | 0 | 0 | 0 | 0 | 0 | 0 | 0 | 0 | 0 | 0 | 2017-01-15 02:00
t0340 | 0 | 107.4612 | 259.9016 | 125.4548 | 28.375 | 200.9249 | 28.375 | 576.3812 | 47.8857 | 47.8857 | 1577.2139 | 47.8707 | 68.6928 | 299.2386 | 353.8597 | 52.4882 | 60.7603 | 289.59 | 177.7957 | 325.2735 | 0 | 0 | 326.21 | 29.9661 | 29.9661 | 29.9661 | 72.8324 | 137.2069 | 250.2691 | 98.627 | 276.2618 | 69.4826 | 216.5212 | 199.0995 | 229.7202 | 216.4804 | 121.0493 | 569.7431 | 330.2202 | 83.212 | 203.7191 | 228.1732 | 96.0563 | 203.4539 | 392.8981 | 96.0563 | 38.169 | 248.4316 | 682.9802 | 147.688 | 149.6191 | 78.1238 | 160.574 | 38.169 | 146.2393 | 260.6679 | 86.1184 | 279.8335 | 28.1387 | 165.0414 | 28.1387 | 96.0563 | 137.2069 | 53.2381 | 392.8981 | 0 | 0 | 0 | 0 | 0 | 0 | 0 | 0 | 136.7885 | 0 | 0 | 0 | 0 | 212.6169 | 232.9683 | 22.5418 | 23.6748 | 170.9 | 123.0723 | 9.2243 | 62.9112 | 71.2867 | 212.9597 | 126.6673 | 173.1711 | 69.0208 | 22.5418 | 199.8329 | 34.1261 | 200.9816 | 95.0228 | 126.3126 | 37.0225 | 70.0578 | 368.0498 | 15.876 | 121.029 | 114.275 | 9.2243 | 9.2243 | 46.5609 | 98.5376 | 49.8278 | 98.2877 | 124.6477 | 57.2096 | 48.272 | 425.1151 | 77.4904 | 62.9112 | 60.8367 | 60.8367 | 25.2598 | 32.5565 | 425.1151 | 268.1124 | 118.0576 | 0 | 0 | 0 | 61.6188 | 71.2867 | 59.6584 | 268.1087 | 70.0578 | 0 | 52.7437 | 32.5565 | 9.2243 | 45.6376 | 18.3881 | 0 | 0 | 0 | 68.7586 | 0 | 0 | 107.2223 | 0 | 22.4418 | 0 | 0 | 161.1084 | 73.797 | 18.3881 | 22.954 | 22.954 | 47.6487 | 102.8889 | 135.8347 | 103.4386 | 232.7747 | 148.304 | 86.0269 | 204.6524 | 176.8864 | 108.7852 | 112.0044 | 275.6099 | 142.7277 | 127.9597 | 72.7177 | 67.6297 | 142.3967 | 145.0204 | 54.634 | 67.6297 | 67.6297 | 103.1539 | 72.7177 | 72.7177 | 72.7177 | 118.5923 | 133.1116 | 114.9958 | 97.3289 | 97.3289 | 75.2899 | 118.662 | 341.817 | 132.5169 | 71.4223 | 412.6667 | 137.3704 | 71.4223 | 249.1028 | 666.075 | 96.998 | 381.7261 | 294.2033 | 137.3704 | 77.3334 | 46.6911 | 146.5285 | 42.3489 | 42.3489 | 42.3489 | 116.1968 | 130.7696 | 48.7832 | 110.0716 | 172.2484 | 172.5779 | 97.6825 | 97.6825 | 94.6596 | 316.3527 | 42.3489 | 295.3087 | 179.4208 | 300.4529 | 114.1538 | 91.6412 | 222.0803 | 72.3599 | 155.05 | 72.3599 | 181.5438 | 58.8059 | 88.3272 | 53.2381 | 53.2381 | 58.8059 | 280.6889 | 231.8844 | 112.8111 | 148.6108 | 98.2787 | 58.8059 | 688.4529 | 149.4065 | 146.7309 | 340.4562 | 534.5401 | 72.0029 | 80.0529 | 112.3677 | 253.072 | 80.0529 | 44.0314 | 99.3037 | 85.325 | 72.871 | 80.4193 | 44.1012 | 44.1012 | 73.4856 | 39.8489 | 117.8572 | 187.7697 | 82.6407 | 155.05 | 77.5855 | 159.2645 | 144.9651 | 82.6407 | 77.5855 | 58.4678 | 176.0886 | 143.9562 | 44.3862 | 21.1575 | 288.8556 | 58.1424 | 192.1917 | 58 | 286.4425 | 703.2317 | 33.5168 | 201.6073 | 176.0886 | 257.4745 | 58 | 22.4418 | 339.425 | 194.6441 | 163.9861 | 183.1145 | 0 | 67.6297 | 118.6737 | 323.7825 | 0 | 72.0029 | 91.956 | 142.3967 | 61.7466 | 83.2157 | 148.1816 | 56.3546 | 0 | 0 | 0 | 0 | 0 | 0 | 0 | 0 | 73.797 | 0 | 128.8305 | 191.1522 | 166.9307 | 114.6023 | 0 | 117.0564 | 31.5551 | 31.624 | 15.876 | 473.2551 | 30.1899 | 79.8629 | 33.7635 | 33.7635 | 55.9619 | 22.0958 | 31.5551 | 30.1899 | 24.7209 | 24.7209 | 42.3923 | 0 | 0 | 0 | 0 | 22.0958 | 22.0958 | 22.0958 | 38.0927 | 24.7209 | 82.4226 | 0 | 0 | 16.2052 | 0 | 0 | 0 | 70.848 | 37.4517 | 90.2153 | 50.271 | 40.3244 | 16.2052 | 99.4687 | 108.0118 | 25.8243 | 130.0549 | 99.1339 | 437.1998 | 88.4376 | 85.9914 | 102.7551 | 16.7721 | 20.598 | 20.598 | 16.7721 | 32.1777 | 58.0673 | 132.0434 | 1225.5093 | 87.4069 | 58.0673 | 55.8318 | 104.7811 | 70.8315 | 60.3006 | 58.0141 | 55.8318 | 107.6131 | 49.8693 | 37.4517 | 37.4517 | 109.7401 | 71.2923 | 0 | 0 | 0 | 20.598 | 20.598 | 20.7105 | 0 | 0 | 0 | 0 | 0 | 0 | 16.7721 | 37.4517 | 105.4637 | 20.598 | 25.651 | 46.4595 | 0 | 0 | 0 | 0 | 0 | 0 | 0 | 0 | 0 | 0 | 0 | 0 | 0 | 0 | 0 | 0 | 0 | 0 | 0 | 0 | 0 | 0 | 0 | 0 | 0 | 0 | 0 | 0 | 0 | 0 | 0 | 0 | 0 | 0 | 0 | 0 | 0 | 0 | 0 | 0 | 0 | 0 | 0 | 0 | 0 | 0 | 0 | 0 | 0 | 0 | 0 | 0 | 0 | 0 | 0 | 0 | 0 | 0 | 0 | 0 | 0 | 0 | 0 | 0 | 0 | 0 | 0 | 0 | 0 | 0 | 0 | 0 | 0 | 0 | 0 | 0 | 0 | 0 | 0 | 0 | 0 | 0 | 0 | 0 | 0 | 0 | 0 | 0 | 0 | 0 | 0 | 0 | 0 | 0 | 0 | 0 | 0 | 0 | 0 | 0 | 0 | 0 | 0 | 0 | 0 | 0 | 0 | 0 | 0 | 2017-01-15 03:00
t0341 | 0 | 105.3833 | 258.3928 | 122.5845 | 28.2515 | 200.0327 | 28.2515 | 553.5994 | 47.9839 | 47.9839 | 1584.0159 | 48.202 | 67.1268 | 292.4069 | 345.0944 | 51.0328 | 59.8506 | 284.7761 | 175.2309 | 315.5493 | 0 | 0 | 324.239 | 29.3912 | 29.3912 | 29.3912 | 71.1517 | 134.3958 | 243.0748 | 99.9409 | 273.5381 | 68.7939 | 210.7065 | 193.455 | 225.1282 | 213.4455 | 118.0666 | 549.9242 | 322.4602 | 81.3805 | 197.5356 | 224.5533 | 93.85 | 198.8229 | 386.689 | 93.85 | 37.1663 | 243.077 | 667.4175 | 143.6266 | 147.7561 | 76.8224 | 156.5082 | 37.1663 | 142.9155 | 253.1577 | 83.9725 | 276.7701 | 27.7526 | 160.2858 | 27.7526 | 93.85 | 134.3958 | 52.2378 | 386.689 | 0 | 0 | 0 | 0 | 0 | 0 | 0 | 0 | 133.9552 | 0 | 0 | 0 | 0 | 208.6456 | 228.7022 | 22.0139 | 23.4119 | 170.8205 | 120.7184 | 9.1062 | 62.0533 | 69.9877 | 210.3824 | 124.335 | 169.7027 | 68.8149 | 22.0139 | 200.9569 | 33.609 | 198.7835 | 93.6771 | 123.7584 | 36.3823 | 68.9041 | 365.9238 | 15.799 | 118.8452 | 112.9606 | 9.1062 | 9.1062 | 46.3458 | 96.4489 | 49.0395 | 96.8202 | 122.3491 | 58.3637 | 50.955 | 434.0646 | 77.2877 | 62.0533 | 59.6797 | 59.6797 | 24.8806 | 32.7437 | 434.0646 | 269.1454 | 115.3695 | 0 | 0 | 0 | 60.3332 | 69.9877 | 58.5024 | 265.1976 | 68.9041 | 0 | 51.6961 | 32.7437 | 9.1062 | 45.7472 | 18.3656 | 0 | 0 | 0 | 67.6168 | 0 | 0 | 105.7856 | 0 | 22.246 | 0 | 0 | 158.2295 | 71.7386 | 18.3656 | 22.5787 | 22.5787 | 47.2246 | 102.0031 | 135.4838 | 102.0089 | 230.6024 | 145.407 | 84.9007 | 201.2446 | 177.3075 | 108.2866 | 110.3823 | 281.3738 | 140.4898 | 127.8402 | 71.6479 | 66.5585 | 141.3425 | 144.0911 | 54.2002 | 66.5585 | 66.5585 | 103.5903 | 71.6479 | 71.6479 | 71.6479 | 118.0546 | 131.1692 | 115.056 | 96.4539 | 96.4539 | 74.7792 | 120.017 | 336.983 | 129.5166 | 71.7221 | 425.2016 | 135.9283 | 71.7221 | 259.3184 | 673.9972 | 96.979 | 384.1966 | 291.8052 | 135.9283 | 77.1185 | 46.2111 | 146.0995 | 41.5824 | 41.5824 | 41.5824 | 115.4449 | 132.474 | 48.935 | 106.6947 | 169.547 | 168.8393 | 95.4813 | 95.4813 | 93.7465 | 307.2342 | 41.5824 | 294.9539 | 175.9608 | 294.8517 | 111.7903 | 89.8854 | 226.955 | 71.4163 | 151.1241 | 71.4163 | 180.1988 | 58.6856 | 87.0539 | 52.2378 | 52.2378 | 58.6856 | 273.46 | 226.3005 | 112.0807 | 148.4668 | 96.1365 | 58.6856 | 669.4445 | 146.6656 | 147.6615 | 341.506 | 545.6702 | 70.6924 | 78.4458 | 112.4019 | 251.0545 | 78.4458 | 43.3022 | 98.356 | 83.4962 | 71.736 | 79.8838 | 43.458 | 43.458 | 72.3179 | 39.5386 | 118.1747 | 185.4266 | 81.5509 | 151.1241 | 76.7998 | 159.5851 | 142.1498 | 81.5509 | 76.7998 | 57.9996 | 177.8996 | 141.4167 | 43.114 | 20.9009 | 284.0576 | 57.4716 | 191.5382 | 57.456 | 280.8935 | 695.8618 | 32.8923 | 198.8848 | 177.8996 | 258.3157 | 57.456 | 22.246 | 326.1918 | 193.723 | 160.9479 | 177.9582 | 0 | 66.5585 | 116.3513 | 329.6395 | 0 | 70.6924 | 90.95 | 141.3425 | 61.6694 | 82.7971 | 145.3364 | 56.077 | 0 | 0 | 0 | 0 | 0 | 0 | 0 | 0 | 71.7386 | 0 | 126.1232 | 184.5945 | 167.6967 | 114.3899 | 0 | 116.6216 | 32.0318 | 31.3119 | 15.799 | 482.6194 | 29.6921 | 80.9181 | 33.8149 | 33.8149 | 57.1192 | 22.1638 | 32.0318 | 29.6921 | 24.5014 | 24.5014 | 42.0529 | 0 | 0 | 0 | 0 | 22.1638 | 22.1638 | 22.1638 | 37.8357 | 24.5014 | 81.7409 | 0 | 0 | 16.384 | 0 | 0 | 0 | 70.5665 | 36.5995 | 90.1049 | 49.1043 | 39.974 | 16.384 | 97.3286 | 109.946 | 25.4817 | 127.5055 | 98.3105 | 434.3683 | 87.1066 | 84.6807 | 101.6429 | 16.542 | 20.2627 | 20.2627 | 16.542 | 32.2714 | 57.7558 | 130.7172 | 1244.6724 | 88.6316 | 57.7558 | 55.4523 | 107.4507 | 71.1412 | 60.2195 | 58.4385 | 55.4523 | 108.4686 | 49.9591 | 36.5995 | 36.5995 | 108.9906 | 72.0411 | 0 | 0 | 0 | 20.2627 | 20.2627 | 20.6696 | 0 | 0 | 0 | 0 | 0 | 0 | 16.542 | 36.5995 | 105.7124 | 20.2627 | 25.3192 | 46.3358 | 0 | 0 | 0 | 0 | 0 | 0 | 0 | 0 | 0 | 0 | 0 | 0 | 0 | 0 | 0 | 0 | 0 | 0 | 0 | 0 | 0 | 0 | 0 | 0 | 0 | 0 | 0 | 0 | 0 | 0 | 0 | 0 | 0 | 0 | 0 | 0 | 0 | 0 | 0 | 0 | 0 | 0 | 0 | 0 | 0 | 0 | 0 | 0 | 0 | 0 | 0 | 0 | 0 | 0 | 0 | 0 | 0 | 0 | 0 | 0 | 0 | 0 | 0 | 0 | 0 | 0 | 0 | 0 | 0 | 0 | 0 | 0 | 0 | 0 | 0 | 0 | 0 | 0 | 0 | 0 | 0 | 0 | 0 | 0 | 0 | 0 | 0 | 0 | 0 | 0 | 0 | 0 | 0 | 0 | 0 | 0 | 0 | 0 | 0 | 0 | 0 | 0 | 0 | 0 | 0 | 0 | 0 | 0 | 0 | 2017-01-15 04:00
t0342 | 0 | 101.0153 | 254.0951 | 117.0998 | 27.9652 | 197.4045 | 27.9652 | 511.0713 | 47.5214 | 47.5214 | 1563.3719 | 48.4709 | 64.2766 | 278.2771 | 328.4828 | 48.4033 | 58.0615 | 275.0968 | 170.068 | 297.3424 | 0 | 0 | 318.2895 | 28.3225 | 28.3225 | 28.3225 | 67.9069 | 128.8498 | 229.4257 | 100.1449 | 266.1701 | 67.2151 | 199.7165 | 182.8658 | 216.3887 | 207.2261 | 112.5689 | 512.1201 | 306.1012 | 77.8796 | 185.8572 | 216.7392 | 89.5165 | 189.7404 | 370.4062 | 89.5165 | 35.3988 | 232.728 | 636.9736 | 135.9686 | 143.3732 | 74.3474 | 148.7792 | 35.3988 | 136.6868 | 239.0919 | 80.003 | 269.2565 | 27.0231 | 151.3394 | 27.0231 | 89.5165 | 128.8498 | 50.2526 | 370.4062 | 0 | 0 | 0 | 0 | 0 | 0 | 0 | 0 | 128.543 | 0 | 0 | 0 | 0 | 200.6466 | 220.5475 | 21.0869 | 23.0595 | 169.791 | 116.6222 | 8.9058 | 60.5842 | 67.9244 | 204.6229 | 119.7035 | 163.0381 | 68.3867 | 21.0869 | 200.8935 | 32.7661 | 194.0192 | 91.404 | 119.2846 | 35.3106 | 66.8902 | 359.9402 | 15.7312 | 114.9183 | 110.645 | 8.9058 | 8.9058 | 45.8785 | 92.499 | 47.6633 | 94.2533 | 117.8931 | 59.6718 | 54.4643 | 443.8218 | 77.1222 | 60.5842 | 57.6815 | 57.6815 | 24.2339 | 33.0101 | 443.8218 | 268.6228 | 110.7386 | 0 | 0 | 0 | 58.1419 | 67.9244 | 56.4648 | 259.4298 | 66.8902 | 0 | 49.8733 | 33.0101 | 8.9058 | 45.6631 | 18.2852 | 0 | 0 | 0 | 65.431 | 0 | 0 | 102.9326 | 0 | 21.962 | 0 | 0 | 152.765 | 67.937 | 18.2852 | 21.8963 | 21.8963 | 46.6851 | 100.2552 | 134.2721 | 99.4287 | 224.7984 | 139.8052 | 82.612 | 194.696 | 175.8525 | 107.0467 | 107.2613 | 285.1163 | 135.9638 | 127.2866 | 69.2413 | 64.3373 | 138.4666 | 142.286 | 53.2917 | 64.3373 | 64.3373 | 103.5551 | 69.2413 | 69.2413 | 69.2413 | 116.7073 | 126.9695 | 114.6737 | 94.6846 | 94.6846 | 73.6192 | 120.9949 | 326.7633 | 123.4399 | 71.8664 | 434.6025 | 132.3854 | 71.8664 | 270.8603 | 674.4406 | 96.7674 | 384.0372 | 285.8103 | 132.3854 | 76.1761 | 45.237 | 145.2789 | 40.1514 | 40.1514 | 40.1514 | 114.0065 | 134.2062 | 49.1584 | 100.5455 | 164.2432 | 161.6949 | 91.1911 | 91.1911 | 91.6143 | 290.5211 | 40.1514 | 292.3491 | 169.2282 | 283.9246 | 107.2771 | 86.6879 | 231.5019 | 69.5067 | 143.3845 | 69.5067 | 176.4025 | 58.086 | 84.1762 | 50.2526 | 50.2526 | 58.086 | 258.9504 | 215.378 | 109.9404 | 147.0312 | 91.8328 | 58.086 | 631.4539 | 141.3535 | 147.2752 | 338.9617 | 551.8097 | 68.1406 | 75.3407 | 111.9885 | 245.8975 | 75.3407 | 42.0184 | 96.2048 | 79.9561 | 69.5282 | 78.7217 | 42.1071 | 42.1071 | 69.8459 | 38.8353 | 116.9849 | 179.9528 | 79.4155 | 143.3845 | 74.9766 | 158.4594 | 136.7659 | 79.4155 | 74.9766 | 57.1753 | 178.5969 | 136.2065 | 40.8226 | 20.4986 | 274.9615 | 56.1975 | 189.3874 | 56.3823 | 270.9647 | 675.422 | 31.8158 | 194.5254 | 178.5969 | 257.0923 | 56.3823 | 21.962 | 300.9391 | 191.2035 | 154.4902 | 168.0419 | 0 | 64.3373 | 112.1976 | 330.9655 | 0 | 68.1406 | 88.7331 | 138.4666 | 60.8281 | 82.3262 | 140.0461 | 55.4309 | 0 | 0 | 0 | 0 | 0 | 0 | 0 | 0 | 67.937 | 0 | 120.9315 | 172.3918 | 167.065 | 112.7994 | 0 | 115.4758 | 32.8251 | 30.7328 | 15.7312 | 493.1441 | 28.7586 | 81.8379 | 33.895 | 33.895 | 59.0377 | 22.2202 | 32.8251 | 28.7586 | 24.173 | 24.173 | 41.473 | 0 | 0 | 0 | 0 | 22.2202 | 22.2202 | 22.2202 | 37.3341 | 24.173 | 80.4216 | 0 | 0 | 16.4927 | 0 | 0 | 0 | 69.9251 | 34.9415 | 89.4054 | 46.6527 | 39.2721 | 16.4927 | 93.2966 | 111.8784 | 24.9017 | 122.3192 | 96.2824 | 424.8809 | 84.4941 | 82.0944 | 99.2838 | 16.0736 | 19.6173 | 19.6173 | 16.0736 | 32.3242 | 56.9243 | 128.0862 | 1253.2933 | 90.1522 | 56.9243 | 54.4696 | 110.0423 | 71.3991 | 60.1631 | 58.9596 | 54.4696 | 109.2819 | 49.6293 | 34.9415 | 34.9415 | 107.4715 | 72.6204 | 0 | 0 | 0 | 19.6173 | 19.6173 | 20.5502 | 0 | 0 | 0 | 0 | 0 | 0 | 16.0736 | 34.9415 | 105.4035 | 19.6173 | 24.6574 | 46.1416 | 0 | 0 | 0 | 0 | 0 | 0 | 0 | 0 | 0 | 0 | 0 | 0 | 0 | 0 | 0 | 0 | 0 | 0 | 0 | 0 | 0 | 0 | 0 | 0 | 0 | 0 | 0 | 0 | 0 | 0 | 0 | 0 | 0 | 0 | 0 | 0 | 0 | 0 | 0 | 0 | 0 | 0 | 0 | 0 | 0 | 0 | 0 | 0 | 0 | 0 | 0 | 0 | 0 | 0 | 0 | 0 | 0 | 0 | 0 | 0 | 0 | 0 | 0 | 0 | 0 | 0 | 0 | 0 | 0 | 0 | 0 | 0 | 0 | 0 | 0 | 0 | 0 | 0 | 0 | 0 | 0 | 0 | 0 | 0 | 0 | 0 | 0 | 0 | 0 | 0 | 0 | 0 | 0 | 0 | 0 | 0 | 0 | 0 | 0 | 0 | 0 | 0 | 0 | 0 | 0 | 0 | 0 | 0 | 0 | 2017-01-15 05:00
t0343 | 0 | 100.9591 | 271.7484 | 117.4702 | 30.8241 | 213.7971 | 30.8241 | 462.709 | 50.426 | 50.426 | 1599.4388 | 54.6386 | 65.4508 | 272.1496 | 326.4819 | 48.0542 | 60.7437 | 283.4851 | 177.746 | 287.2904 | 0 | 0 | 337.2998 | 29.262 | 29.262 | 29.262 | 67.8181 | 130.0427 | 222.1362 | 106.3111 | 273.9639 | 71.0104 | 196.0686 | 178.315 | 221.2216 | 216.4264 | 112.9988 | 474.1593 | 295.7645 | 78.5443 | 178.3694 | 220.9501 | 88.9736 | 188.9432 | 358.8382 | 88.9736 | 35.7274 | 234.6343 | 634.7071 | 133.0497 | 147.6033 | 77.5283 | 147.2019 | 35.7274 | 138.0585 | 232.6057 | 80.0842 | 278.8591 | 28.6835 | 146.9681 | 28.6835 | 88.9736 | 130.0427 | 51.2085 | 358.8382 | 0 | 0 | 0 | 0 | 0 | 0 | 0 | 0 | 130.7105 | 0 | 0 | 0 | 0 | 203.8435 | 227.5041 | 21.6216 | 25.7665 | 187.1394 | 122.3655 | 9.6486 | 65.3294 | 72.8614 | 213.3056 | 122.2666 | 166.2231 | 76.475 | 21.6216 | 220.5498 | 35.3832 | 205.073 | 98.5492 | 124.3268 | 37.6429 | 71.0091 | 385.5449 | 17.9925 | 120.3573 | 119.9583 | 9.6486 | 9.6486 | 50.6679 | 94.0427 | 50.7474 | 100.7261 | 121.1098 | 68.4749 | 66.3128 | 506.9681 | 88.0944 | 65.3294 | 60.6523 | 60.6523 | 25.9968 | 38.0117 | 506.9681 | 295.2908 | 114.5011 | 0 | 0 | 0 | 60.8089 | 72.8614 | 59.0066 | 277.9128 | 71.0091 | 0 | 52.1509 | 38.0117 | 9.6486 | 50.679 | 20.4461 | 0 | 0 | 0 | 68.1573 | 0 | 0 | 108.5455 | 0 | 24.5003 | 0 | 0 | 158.2525 | 66.8379 | 20.4461 | 23.0787 | 23.0787 | 52.5502 | 108.8701 | 147.3924 | 106.2718 | 233.2106 | 142.7397 | 86.9401 | 202.5885 | 187.8648 | 117.2339 | 113.0086 | 309.2632 | 140.8093 | 142.1125 | 70.5738 | 66.2009 | 146.224 | 156.636 | 57.7516 | 66.2009 | 66.2009 | 114.6492 | 70.5738 | 70.5738 | 70.5738 | 127.8032 | 130.6604 | 127.6338 | 102.3176 | 102.3176 | 79.7877 | 134.761 | 338.9356 | 121.7507 | 80.6768 | 469.6491 | 137.6471 | 80.6768 | 312.9833 | 716.294 | 108.8983 | 419.164 | 302.962 | 137.6471 | 82.0802 | 48.4757 | 162.9807 | 41.6946 | 41.6946 | 41.6946 | 125.6055 | 152.2815 | 56.3545 | 97.8005 | 171.1405 | 163.4417 | 91.1247 | 91.1247 | 96.7397 | 285.0349 | 41.6946 | 318.3331 | 172.7715 | 290.8557 | 109.1016 | 90.0126 | 259.5213 | 73.2239 | 140.0376 | 73.2239 | 185.4434 | 63.0591 | 85.9196 | 51.2085 | 51.2085 | 63.0591 | 250.417 | 212.7512 | 116.295 | 159.0529 | 91.364 | 63.0591 | 603.231 | 145.3052 | 158.7599 | 362.1696 | 591.5837 | 70.03 | 76.6778 | 124.5547 | 260.346 | 76.6778 | 44.5167 | 102.0772 | 80.6358 | 72.6319 | 85.7502 | 43.5948 | 43.5948 | 71.5091 | 41.7782 | 123.286 | 185.4713 | 84.0426 | 140.0376 | 78.9287 | 170.8842 | 140.1292 | 84.0426 | 78.9287 | 62.9502 | 195.3889 | 138.7276 | 40.3583 | 22.4861 | 286.9909 | 60.3168 | 206.1243 | 60.9537 | 282.1985 | 687.071 | 33.5269 | 211.8517 | 195.3889 | 278.9504 | 60.9537 | 24.5003 | 269.859 | 207.6391 | 154.8883 | 162.4523 | 0 | 66.2009 | 116.7441 | 345.1959 | 0 | 70.03 | 93.5493 | 146.224 | 64.324 | 93.5201 | 144.6714 | 60.8136 | 0 | 0 | 0 | 0 | 0 | 0 | 0 | 0 | 66.8379 | 0 | 122.6095 | 162.215 | 180.8242 | 119.5579 | 0 | 126.9992 | 39.2257 | 33.3711 | 17.9925 | 565.2261 | 30.1046 | 91.8697 | 38.7439 | 38.7439 | 71.6747 | 25.1883 | 39.2257 | 30.1046 | 26.8919 | 26.8919 | 45.7768 | 0 | 0 | 0 | 0 | 25.1883 | 25.1883 | 25.1883 | 41.0088 | 26.8919 | 87.6703 | 0 | 0 | 18.2513 | 0 | 0 | 0 | 77.3662 | 34.8851 | 97.9929 | 45.2374 | 42.5588 | 18.2513 | 94.772 | 126.591 | 26.938 | 123.1451 | 102.111 | 441.6441 | 88.3899 | 85.6896 | 105.3633 | 16.8407 | 20.4511 | 20.4511 | 16.8407 | 36.4908 | 61.5463 | 137.8524 | 1351.0668 | 104.0552 | 61.5463 | 58.2412 | 123.7301 | 80.8115 | 68.6642 | 67.5689 | 58.2412 | 123.7832 | 53.7411 | 34.8851 | 34.8851 | 117.6299 | 81.2745 | 0 | 0 | 0 | 20.4511 | 20.4511 | 22.898 | 0 | 0 | 0 | 0 | 0 | 0 | 16.8407 | 34.8851 | 116.267 | 20.4511 | 26.0569 | 52.1069 | 0 | 0 | 0 | 0 | 0 | 0 | 0 | 0 | 0 | 0 | 0 | 0 | 0 | 0 | 0 | 0 | 0 | 0 | 0 | 0 | 0 | 0 | 0 | 0 | 0 | 0 | 0 | 0 | 0 | 0 | 0 | 0 | 0 | 0 | 0 | 0 | 0 | 0 | 0 | 0 | 0 | 0 | 0 | 0 | 0 | 0 | 0 | 0 | 0 | 0 | 0 | 0 | 0 | 0 | 0 | 0 | 0 | 0 | 0 | 0 | 0 | 0 | 0 | 0 | 0 | 0 | 0 | 0 | 0 | 0 | 0 | 0 | 0 | 0 | 0 | 0 | 0 | 0 | 0 | 0 | 0 | 0 | 0 | 0 | 0 | 0 | 0 | 0 | 0 | 0 | 0 | 0 | 0 | 0 | 0 | 0 | 0 | 0 | 0 | 0 | 0 | 0 | 0 | 0 | 0 | 0 | 0 | 0 | 0 | 2017-01-15 06:00
t0344 | 0 | 100.1974 | 300.4588 | 116.4735 | 35.3277 | 240.2739 | 35.3277 | 372.6342 | 55.8363 | 55.8363 | 1700.0382 | 64.988 | 66.2727 | 259.9914 | 318.3313 | 46.5216 | 64.5365 | 294.6429 | 188.7623 | 265.6232 | 0 | 0 | 368.8095 | 30.3928 | 30.3928 | 30.3928 | 66.7913 | 130.5838 | 206.551 | 119.5048 | 287.332 | 76.933 | 186.9638 | 167.7895 | 226.278 | 229.7741 | 111.7944 | 403.2472 | 276.9914 | 78.5861 | 162.9813 | 226.6669 | 87.0407 | 185.4103 | 342.4027 | 87.0407 | 35.5172 | 234.8323 | 623.3936 | 126.0835 | 154.2301 | 81.8177 | 142.4249 | 35.5172 | 138.2467 | 217.8927 | 78.8747 | 294.2973 | 31.0815 | 137.2816 | 31.0815 | 87.0407 | 130.5838 | 52.2541 | 342.4027 | 0 | 0 | 0 | 0 | 0 | 0 | 0 | 0 | 132.5682 | 0 | 0 | 0 | 0 | 207.1886 | 236.1369 | 22.0774 | 29.7161 | 215.5184 | 129.657 | 10.7261 | 72.1441 | 79.4406 | 226.5803 | 125.2347 | 169.3828 | 89.1689 | 22.0774 | 254.8171 | 39.0566 | 221.9779 | 108.7309 | 130.3949 | 40.7915 | 76.6482 | 427.0659 | 21.4252 | 127.4468 | 133.701 | 10.7261 | 10.7261 | 58.1755 | 95.2791 | 55.0264 | 109.8522 | 124.9961 | 84.0692 | 88.4111 | 620.2795 | 105.0369 | 72.1441 | 64.4515 | 64.4515 | 28.4778 | 46.1171 | 620.2795 | 340.9134 | 118.3585 | 0 | 0 | 0 | 63.995 | 79.4406 | 62.1781 | 305.7246 | 76.6482 | 0 | 54.9561 | 46.1171 | 10.7261 | 59.0043 | 23.8886 | 0 | 0 | 0 | 71.8357 | 0 | 0 | 116.7406 | 0 | 28.2916 | 0 | 0 | 165.2838 | 63.8128 | 23.8886 | 24.6971 | 24.6971 | 61.2518 | 122.0448 | 168.5493 | 116.1047 | 247.2528 | 145.8534 | 93.3128 | 213.2116 | 209.738 | 133.3787 | 121.2114 | 359.1802 | 147.5206 | 165.8323 | 72.5177 | 68.7587 | 158.9092 | 178.8075 | 64.6458 | 68.7587 | 68.7587 | 133.431 | 72.5177 | 72.5177 | 72.5177 | 145.3992 | 135.9948 | 148.7125 | 113.9985 | 113.9985 | 89.4607 | 159.1471 | 356.6505 | 117.8395 | 95.2561 | 549.1399 | 146.0912 | 95.2561 | 394.5643 | 804.1565 | 128.2422 | 481.7583 | 330.3881 | 146.0912 | 91.9116 | 53.3904 | 190.6845 | 43.668 | 43.668 | 43.668 | 143.5001 | 183.5585 | 67.8751 | 91.2473 | 180.7067 | 164.1395 | 89.9068 | 89.9068 | 104.7858 | 270.5085 | 43.668 | 361.4355 | 176.6011 | 298.9751 | 110.6756 | 94.1057 | 312.089 | 78.6976 | 132.8742 | 78.6976 | 200.4269 | 71.2809 | 88.4976 | 52.2541 | 52.2541 | 71.2809 | 233.7922 | 205.8285 | 126.806 | 179.3246 | 89.6933 | 71.2809 | 550.1941 | 150.1209 | 179.968 | 404.7776 | 678.4468 | 72.3464 | 77.9435 | 144.9752 | 283.5839 | 77.9435 | 47.9276 | 111.2278 | 80.7554 | 76.9513 | 96.7134 | 45.7332 | 45.7332 | 73.7765 | 46.3832 | 135.5385 | 194.0729 | 90.8082 | 132.8742 | 85.1154 | 192.7342 | 143.8915 | 90.8082 | 85.1154 | 71.7233 | 226.1691 | 141.7321 | 38.759 | 25.3772 | 303.2483 | 66.4397 | 233.2509 | 67.9101 | 296.0713 | 708.9411 | 35.7449 | 236.6982 | 226.1691 | 317.2727 | 67.9101 | 28.2916 | 213.4739 | 233.9734 | 154.6167 | 150.8645 | 0 | 68.7587 | 122.3032 | 382.5918 | 0 | 72.3464 | 100.9457 | 158.9092 | 70.6223 | 110.5664 | 150.2303 | 69.2933 | 0 | 0 | 0 | 0 | 0 | 0 | 0 | 0 | 63.8128 | 0 | 123.7885 | 142.1503 | 205.4495 | 131.5141 | 0 | 145.321 | 49.7299 | 37.343 | 21.4252 | 692.8993 | 31.9337 | 109.5857 | 46.4466 | 46.4466 | 92.6049 | 29.9979 | 49.7299 | 31.9337 | 30.9543 | 30.9543 | 52.3012 | 0 | 0 | 0 | 0 | 29.9979 | 29.9979 | 29.9979 | 46.6794 | 30.9543 | 98.7552 | 0 | 0 | 21.4017 | 0 | 0 | 0 | 89.0785 | 34.3614 | 112.0655 | 42.6243 | 47.5916 | 21.4017 | 95.8532 | 152.9708 | 29.8745 | 123.4174 | 111.3965 | 471.38 | 93.8876 | 90.7388 | 114.6238 | 17.959 | 21.5878 | 21.5878 | 17.959 | 43.2682 | 68.9501 | 152.6509 | 1549.1695 | 127.6459 | 68.9501 | 64.2903 | 149.7832 | 96.2339 | 81.9201 | 81.7351 | 64.2903 | 148.1169 | 60.8751 | 34.3614 | 34.3614 | 133.3532 | 96.3565 | 0 | 0 | 0 | 21.5878 | 21.5878 | 26.6299 | 0 | 0 | 0 | 0 | 0 | 0 | 17.959 | 34.3614 | 134.4809 | 21.5878 | 28.116 | 61.4039 | 0 | 0 | 0 | 0 | 0 | 0 | 0 | 0 | 0 | 0 | 0 | 0 | 0 | 0 | 0 | 0 | 0 | 0 | 0 | 0 | 0 | 0 | 0 | 0 | 0 | 0 | 0 | 0 | 0 | 0 | 0 | 0 | 0 | 0 | 0 | 0 | 0 | 0 | 0 | 0 | 0 | 0 | 0 | 0 | 0 | 0 | 0 | 0 | 0 | 0 | 0 | 0 | 0 | 0 | 0 | 0 | 0 | 0 | 0 | 0 | 0 | 0 | 0 | 0 | 0 | 0 | 0 | 0 | 0 | 0 | 0 | 0 | 0 | 0 | 0 | 0 | 0 | 0 | 0 | 0 | 0 | 0 | 0 | 0 | 0 | 0 | 0 | 0 | 0 | 0 | 0 | 0 | 0 | 0 | 0 | 0 | 0 | 0 | 0 | 0 | 0 | 0 | 0 | 0 | 0 | 0 | 0 | 0 | 0 | 2017-01-15 07:00
t0345 | 0 | 100.8187 | 329.4092 | 114.1754 | 38.9296 | 265.0196 | 38.9296 | 286.9358 | 63.733 | 63.733 | 1975.099 | 75.0474 | 65.2148 | 253.4484 | 306.6807 | 43.7036 | 67.1856 | 303.2066 | 197.1609 | 241.9395 | 0 | 0 | 404.0854 | 30.7561 | 30.7561 | 30.7561 | 65.3065 | 130.4858 | 190.4063 | 143.5435 | 308.4834 | 82.5317 | 176.2887 | 155.7018 | 227.3822 | 240.5884 | 108.1035 | 338.9807 | 267.6385 | 77.6352 | 147.3009 | 234.2226 | 85.0835 | 181.6167 | 352.459 | 85.0835 | 33.9521 | 232.7695 | 610.6117 | 118.0678 | 162.9851 | 84.2608 | 136.4122 | 33.9521 | 135.8765 | 201.1422 | 76.0452 | 313.8847 | 32.6229 | 126.6282 | 32.6229 | 85.0835 | 130.4858 | 52.9285 | 352.459 | 0 | 0 | 0 | 0 | 0 | 0 | 0 | 0 | 132.4183 | 0 | 0 | 0 | 0 | 209.9412 | 240.3201 | 21.6569 | 31.6612 | 241.8637 | 131.5124 | 11.3237 | 75.798 | 81.2308 | 240.0009 | 127.2182 | 170.0914 | 98.7781 | 21.6569 | 293.9952 | 40.6856 | 236.7503 | 113.8981 | 131.1934 | 41.9227 | 79.1424 | 468.2366 | 23.4954 | 130.1492 | 142.1525 | 11.3237 | 11.3237 | 64.0164 | 94.8359 | 57.0507 | 114.5185 | 127.0387 | 101.6093 | 115.8502 | 752.848 | 116.3364 | 75.798 | 65.4361 | 65.4361 | 29.6795 | 52.8266 | 752.848 | 390.2181 | 116.8521 | 0 | 0 | 0 | 64.1432 | 81.2308 | 62.9328 | 326.1976 | 79.1424 | 0 | 55.4502 | 52.8266 | 11.3237 | 67.0143 | 26.6746 | 0 | 0 | 0 | 73.9985 | 0 | 0 | 122.7349 | 0 | 30.5033 | 0 | 0 | 168.7857 | 59.6654 | 26.6746 | 25.5053 | 25.5053 | 65.9675 | 131.7655 | 187.3742 | 121.8199 | 266.2351 | 147.0056 | 98.2775 | 219.549 | 239.5272 | 146.8861 | 126.6086 | 442.0757 | 152.7976 | 185.4444 | 75.5083 | 71.1119 | 172.868 | 195.0984 | 70.0426 | 71.1119 | 71.1119 | 152.8101 | 75.5083 | 75.5083 | 75.5083 | 160.163 | 141.7865 | 167.4452 | 122.8504 | 122.8504 | 97.509 | 187.5485 | 373.0431 | 115.2865 | 108.8447 | 700.2743 | 156.227 | 108.8447 | 507.7253 | 959.9077 | 143.756 | 558.4496 | 357.8815 | 156.227 | 102.2641 | 57.1471 | 211.2284 | 44.5375 | 44.5375 | 44.5375 | 156.5188 | 216.81 | 76.9831 | 82.7412 | 187.2446 | 162.6444 | 88.293 | 88.293 | 112.5808 | 250.5482 | 44.5375 | 404.7825 | 178.3061 | 303.3396 | 110.5598 | 95.3077 | 381.9084 | 82.9123 | 126.7655 | 82.9123 | 218.0749 | 79.5335 | 92.3326 | 52.9285 | 52.9285 | 79.5335 | 221.4757 | 199.09 | 138.629 | 201.2041 | 88.5074 | 79.5335 | 509.8739 | 152.6841 | 208.9801 | 463.7943 | 837.7103 | 73.6514 | 78.2228 | 163.0919 | 307.4986 | 78.2228 | 49.451 | 119.5588 | 80.123 | 79.8024 | 105.4533 | 47.6983 | 47.6983 | 76.2477 | 50.3113 | 155.362 | 205.0598 | 95.6004 | 126.7655 | 91.203 | 219.4143 | 145.2148 | 95.6004 | 91.203 | 77.6383 | 266.3206 | 144.6953 | 36.0588 | 26.8931 | 312.4233 | 70.6228 | 258.4889 | 73.0319 | 299.5436 | 758.383 | 36.3898 | 248.9458 | 266.3206 | 362.9489 | 73.0319 | 30.5033 | 163.8493 | 257.6422 | 156.569 | 139.758 | 0 | 71.1119 | 123.5604 | 471.2624 | 0 | 73.6514 | 107.6616 | 172.868 | 79.3435 | 121.2038 | 152.0065 | 76.1731 | 0 | 0 | 0 | 0 | 0 | 0 | 0 | 0 | 59.6654 | 0 | 123.3169 | 121.651 | 236.5313 | 147.2643 | 0 | 160.657 | 58.5471 | 40.0517 | 23.4954 | 836.6059 | 32.933 | 129.8255 | 52.3546 | 52.3546 | 110.6284 | 34.0702 | 58.5471 | 32.933 | 33.351 | 33.351 | 56.6096 | 0 | 0 | 0 | 0 | 34.0702 | 34.0702 | 34.0702 | 50.853 | 33.351 | 106.7941 | 0 | 0 | 25.2163 | 0 | 0 | 0 | 98.31 | 33.6798 | 125.4011 | 41.3283 | 51.3639 | 25.2163 | 95.1711 | 184.0665 | 31.4552 | 124.0762 | 120.5621 | 515.8898 | 97.6934 | 94.2919 | 122.3283 | 18.8413 | 22.2854 | 22.2854 | 18.8413 | 49.1344 | 75.7091 | 163.5926 | 1871.1329 | 150.769 | 75.7091 | 70.1201 | 185.3777 | 109.9081 | 91.2414 | 94.2739 | 70.1201 | 171.6074 | 69.1918 | 33.6798 | 33.6798 | 145.2423 | 113.0289 | 0 | 0 | 0 | 22.2854 | 22.2854 | 29.6454 | 0 | 0 | 0 | 0 | 0 | 0 | 18.8413 | 33.6798 | 152.8396 | 22.2854 | 29.6424 | 68.0623 | 0 | 0 | 0 | 0 | 0 | 0 | 0 | 0 | 0 | 0 | 0 | 0 | 0 | 0 | 0 | 0 | 0 | 0 | 0 | 0 | 0 | 0 | 0 | 0 | 0 | 0 | 0 | 0 | 0 | 0 | 0 | 0 | 0 | 0 | 0 | 0 | 0 | 0 | 0 | 0 | 0 | 0 | 0 | 0 | 0 | 0 | 0 | 0 | 0 | 0 | 0 | 0 | 0 | 0 | 0 | 0 | 0 | 0 | 0 | 0 | 0 | 0 | 0 | 0 | 0 | 0 | 0 | 0 | 0 | 0 | 0 | 0 | 0 | 0 | 0 | 0 | 0 | 0 | 0 | 0 | 0 | 0 | 0 | 0 | 0 | 0 | 0 | 0 | 0 | 0 | 0 | 0 | 0 | 0 | 0 | 0 | 0 | 0 | 0 | 0 | 0 | 0 | 0 | 0 | 0 | 0 | 0 | 0 | 0 | 2017-01-15 08:00
t0346 | 0 | 101.4547 | 347.5251 | 111.7154 | 40.803 | 279.7562 | 40.803 | 231.0351 | 69.7728 | 69.7728 | 2222.8943 | 81.324 | 63.5052 | 250.5727 | 296.4456 | 41.1513 | 68.2294 | 306.7403 | 200.9445 | 224.5824 | 0 | 0 | 427.5958 | 30.5702 | 30.5702 | 30.5702 | 63.9058 | 129.7009 | 178.8247 | 163.4685 | 324.6493 | 85.8156 | 167.9561 | 146.5091 | 225.6771 | 245.855 | 104.2495 | 298.0291 | 264.437 | 76.3226 | 136.2879 | 239.174 | 83.4817 | 178.3653 | 368.9138 | 83.4817 | 32.2342 | 229.6533 | 599.4155 | 111.9146 | 169.0987 | 84.8162 | 131.4436 | 32.2342 | 132.7703 | 188.5074 | 73.2336 | 327.4842 | 33.1731 | 118.7339 | 33.1731 | 83.4817 | 129.7009 | 53.0362 | 368.9138 | 0 | 0 | 0 | 0 | 0 | 0 | 0 | 0 | 131.0229 | 0 | 0 | 0 | 0 | 210.786 | 240.401 | 20.9385 | 32.0044 | 257.6137 | 130.0206 | 11.4801 | 76.6372 | 80.14 | 248.1095 | 127.6785 | 168.9485 | 103.5108 | 20.9385 | 320.948 | 40.7714 | 244.8168 | 114.8352 | 129.0725 | 41.686 | 79.2091 | 493.7123 | 24.2169 | 129.6593 | 145.0499 | 11.4801 | 11.4801 | 66.9661 | 93.5137 | 57.2537 | 115.3527 | 127.1813 | 113.6753 | 135.8317 | 845.9895 | 121.0623 | 76.6372 | 64.6888 | 64.6888 | 29.8393 | 56.5028 | 845.9895 | 423.0274 | 113.2162 | 0 | 0 | 0 | 62.7539 | 80.14 | 62.2076 | 335.5595 | 79.2091 | 0 | 54.6225 | 56.5028 | 11.4801 | 71.9518 | 28.1525 | 0 | 0 | 0 | 74.5418 | 0 | 0 | 125.3595 | 0 | 31.2037 | 0 | 0 | 169.0474 | 56.2456 | 28.1525 | 25.6143 | 25.6143 | 67.2005 | 136.3037 | 198.2118 | 123.4653 | 279.929 | 146.4404 | 100.6357 | 221.1961 | 261.7056 | 154.2179 | 128.5729 | 509.1305 | 155.1618 | 196.0709 | 77.6605 | 72.3369 | 182.0358 | 202.755 | 72.7478 | 72.3369 | 72.3369 | 165.3539 | 77.6605 | 77.6605 | 77.6605 | 168.1991 | 145.317 | 178.2854 | 127.1046 | 127.1046 | 101.8206 | 207.3657 | 382.045 | 113.7607 | 117.0479 | 827.6891 | 163.0964 | 117.0479 | 594.0024 | 1087.9122 | 151.9304 | 613.1349 | 374.8622 | 163.0964 | 108.9773 | 58.9528 | 221.1116 | 44.4985 | 44.4985 | 44.4985 | 162.5622 | 238.8865 | 81.7398 | 76.0103 | 189.6603 | 160.1762 | 86.7529 | 86.7529 | 117.2441 | 234.2032 | 44.4985 | 432.1672 | 177.9299 | 303.6103 | 109.3954 | 94.5684 | 433.9724 | 84.8895 | 122.7201 | 84.8895 | 230.1062 | 84.7321 | 95.0729 | 53.0362 | 53.0362 | 84.7321 | 214.3459 | 194.0137 | 146.5183 | 215.6551 | 87.6162 | 84.7321 | 486.7042 | 152.9122 | 230.7038 | 508.0724 | 970.3425 | 73.838 | 77.725 | 173.5571 | 322.5395 | 77.725 | 49.5017 | 124.3161 | 79.1126 | 80.8009 | 109.946 | 48.7609 | 48.7609 | 77.7029 | 52.4546 | 171.0932 | 212.6112 | 97.6185 | 122.7201 | 94.8739 | 238.3205 | 144.5704 | 97.6185 | 94.8739 | 80.0937 | 295.8701 | 146.136 | 33.688 | 27.2306 | 314.4617 | 72.3385 | 273.5086 | 75.4045 | 296.4714 | 799.9443 | 36.0354 | 250.943 | 295.8701 | 394.9795 | 75.4045 | 31.2037 | 133.2464 | 271.3026 | 158.2419 | 132.1207 | 0 | 72.3369 | 122.1723 | 549.6525 | 0 | 73.838 | 111.4491 | 182.0358 | 85.8483 | 125.1556 | 151.0791 | 79.796 | 0 | 0 | 0 | 0 | 0 | 0 | 0 | 0 | 56.2456 | 0 | 121.8888 | 107.4784 | 258.9682 | 158.756 | 0 | 169.0063 | 63.4773 | 41.1797 | 24.2169 | 935.4867 | 33.1346 | 143.8207 | 55.336 | 55.336 | 120.9634 | 36.3402 | 63.4773 | 33.1346 | 34.128 | 34.128 | 58.3422 | 0 | 0 | 0 | 0 | 36.3402 | 36.3402 | 36.3402 | 52.8156 | 34.128 | 110.4759 | 0 | 0 | 27.9299 | 0 | 0 | 0 | 103.0458 | 33.0457 | 133.4848 | 40.8747 | 53.1574 | 27.9299 | 93.6547 | 205.9708 | 31.8278 | 124.2414 | 126.1595 | 549.7041 | 99.1684 | 95.693 | 126.3548 | 19.2614 | 22.4869 | 22.4869 | 19.2614 | 52.4669 | 79.6512 | 168.6607 | 2129.2761 | 165.3548 | 79.6512 | 73.6435 | 212.2635 | 117.8491 | 95.4562 | 101.568 | 73.6435 | 186.2076 | 74.9481 | 33.0457 | 33.0457 | 151.0107 | 124.3329 | 0 | 0 | 0 | 22.4869 | 22.4869 | 31.2402 | 0 | 0 | 0 | 0 | 0 | 0 | 19.2614 | 33.0457 | 164.5195 | 22.4869 | 30.3279 | 71.1345 | 0 | 0 | 0 | 0 | 0 | 0 | 0 | 0 | 0 | 0 | 0 | 0 | 0 | 0 | 0 | 0 | 0 | 0 | 0 | 0 | 0 | 0 | 0 | 0 | 0 | 0 | 0 | 0 | 0 | 0 | 0 | 0 | 0 | 0 | 0 | 0 | 0 | 0 | 0 | 0 | 0 | 0 | 0 | 0 | 0 | 0 | 0 | 0 | 0 | 0 | 0 | 0 | 0 | 0 | 0 | 0 | 0 | 0 | 0 | 0 | 0 | 0 | 0 | 0 | 0 | 0 | 0 | 0 | 0 | 0 | 0 | 0 | 0 | 0 | 0 | 0 | 0 | 0 | 0 | 0 | 0 | 0 | 0 | 0 | 0 | 0 | 0 | 0 | 0 | 0 | 0 | 0 | 0 | 0 | 0 | 0 | 0 | 0 | 0 | 0 | 0 | 0 | 0 | 0 | 0 | 0 | 0 | 0 | 0 | 2017-01-15 09:00
t0347 | 0 | 107.8781 | 358.989 | 118.7702 | 41.7486 | 287.8162 | 41.7486 | 275.1014 | 72.2533 | 72.2533 | 2328.196 | 82.7893 | 67.0248 | 269.9133 | 316.9978 | 44.1178 | 71.0641 | 321.5101 | 209.3631 | 245.3258 | 0 | 0 | 443.0581 | 32.0232 | 32.0232 | 32.0232 | 68.1006 | 137.348 | 194.8128 | 169.2331 | 340.0261 | 89.0253 | 181.1044 | 158.8336 | 237.542 | 256.2155 | 110.8923 | 339.8243 | 286.9133 | 80.8991 | 149.6448 | 251.7802 | 89.1729 | 190.321 | 397.3573 | 89.1729 | 34.2195 | 243.4183 | 639.3926 | 120.975 | 177.1716 | 88.471 | 140.9515 | 34.2195 | 140.6724 | 204.7537 | 78.0242 | 342.2523 | 34.3594 | 129.1143 | 34.3594 | 89.1729 | 137.348 | 55.8861 | 397.3573 | 0 | 0 | 0 | 0 | 0 | 0 | 0 | 0 | 138.2774 | 0 | 0 | 0 | 0 | 222.4042 | 251.9532 | 22.0309 | 32.5747 | 263.6938 | 135.3197 | 11.8036 | 78.9239 | 82.6761 | 258.6977 | 134.3867 | 178.0519 | 105.4673 | 22.0309 | 329.0717 | 41.9629 | 253.9402 | 118.2645 | 134.7257 | 43.1081 | 82.043 | 509.7369 | 24.5045 | 135.0301 | 149.1139 | 11.8036 | 11.8036 | 68.4746 | 98.7149 | 59.235 | 119.1786 | 133.5322 | 115.4069 | 136.8229 | 859.9091 | 122.6017 | 78.9239 | 67.2654 | 67.2654 | 30.7857 | 57.1864 | 859.9091 | 433.5132 | 118.6441 | 0 | 0 | 0 | 65.412 | 82.6761 | 64.8531 | 346.4091 | 82.043 | 0 | 56.9338 | 57.1864 | 11.8036 | 73.5235 | 28.6925 | 0 | 0 | 0 | 77.787 | 0 | 0 | 130.157 | 0 | 31.789 | 0 | 0 | 176.8409 | 60.6258 | 28.6925 | 26.6042 | 26.6042 | 68.2677 | 140.0739 | 203.0965 | 127.555 | 292.3059 | 154.2102 | 104.5646 | 230.9285 | 270.4481 | 158.1031 | 133.547 | 524.1271 | 162.2746 | 199.9285 | 81.7358 | 75.8546 | 188.8529 | 207.4878 | 74.8144 | 75.8546 | 75.8546 | 169.1157 | 81.7358 | 81.7358 | 81.7358 | 172.4418 | 152.3402 | 181.9908 | 130.8315 | 130.8315 | 104.717 | 211.888 | 399.2175 | 121.9761 | 119.2478 | 853.0727 | 170.1904 | 119.2478 | 603.5555 | 1126.151 | 154.5825 | 629.7278 | 388.4023 | 170.1904 | 112.3076 | 60.8527 | 225.0808 | 46.5048 | 46.5048 | 46.5048 | 166.3135 | 242.9698 | 82.7872 | 82.7394 | 197.869 | 169.5751 | 92.3945 | 92.3945 | 121.6492 | 253.0655 | 46.5048 | 443.9586 | 187.3615 | 319.1732 | 115.4444 | 98.8522 | 443.1478 | 88.1692 | 132.5522 | 88.1692 | 239.0999 | 87.1198 | 99.9953 | 55.8861 | 55.8861 | 87.1198 | 232.95 | 208.0552 | 151.9123 | 221.9879 | 93.4828 | 87.1198 | 534.1103 | 160.4995 | 237.7901 | 525.0232 | 1001.9173 | 77.5066 | 81.9791 | 177.1968 | 334.3251 | 81.9791 | 51.3124 | 128.767 | 83.8381 | 84.2124 | 112.8893 | 50.9934 | 50.9934 | 81.652 | 54.0767 | 177.5503 | 222.6644 | 101.22 | 132.5522 | 98.5491 | 245.5793 | 151.9993 | 101.22 | 98.5491 | 81.945 | 303.7499 | 153.9719 | 36.2301 | 27.8804 | 327.8884 | 74.6261 | 280.9705 | 77.6027 | 309.5209 | 841.7282 | 37.4367 | 257.5311 | 303.7499 | 406.2913 | 77.6027 | 31.789 | 160.2438 | 278.8754 | 167.9572 | 143.9799 | 0 | 75.8546 | 127.602 | 571.7259 | 0 | 77.5066 | 115.7094 | 188.8529 | 89.0037 | 126.8888 | 158.2698 | 81.7585 | 0 | 0 | 0 | 0 | 0 | 0 | 0 | 0 | 60.6258 | 0 | 128.8258 | 120.6463 | 266.5925 | 164.471 | 0 | 173.0524 | 63.7768 | 42.3161 | 24.5045 | 949.9567 | 34.5087 | 146.6833 | 56.0731 | 56.0731 | 121.2378 | 36.9182 | 63.7768 | 34.5087 | 34.7977 | 34.7977 | 59.6428 | 0 | 0 | 0 | 0 | 36.9182 | 36.9182 | 36.9182 | 54.0842 | 34.7977 | 113.3902 | 0 | 0 | 28.5868 | 0 | 0 | 0 | 105.3161 | 35.2144 | 136.8537 | 44.2493 | 54.665 | 28.5868 | 98.9141 | 209.7626 | 32.7409 | 131.6736 | 130.6945 | 573.4165 | 103.2928 | 99.7614 | 130.874 | 20.048 | 23.4573 | 23.4573 | 20.048 | 53.3607 | 81.987 | 173.8369 | 2195.1909 | 167.4891 | 81.987 | 76.0776 | 216.6653 | 119.7977 | 96.7172 | 102.9534 | 76.0776 | 189.3462 | 77.1351 | 35.2144 | 35.2144 | 154.8124 | 126.8705 | 0 | 0 | 0 | 23.4573 | 23.4573 | 31.8691 | 0 | 0 | 0 | 0 | 0 | 0 | 20.048 | 35.2144 | 168.4086 | 23.4573 | 31.4631 | 72.2751 | 0 | 0 | 0 | 0 | 0 | 0 | 0 | 0 | 0 | 0 | 0 | 0 | 0 | 0 | 0 | 0 | 0 | 0 | 0 | 0 | 0 | 0 | 0 | 0 | 0 | 0 | 0 | 0 | 0 | 0 | 0 | 0 | 0 | 0 | 0 | 0 | 0 | 0 | 0 | 0 | 0 | 0 | 0 | 0 | 0 | 0 | 0 | 0 | 0 | 0 | 0 | 0 | 0 | 0 | 0 | 0 | 0 | 0 | 0 | 0 | 0 | 0 | 0 | 0 | 0 | 0 | 0 | 0 | 0 | 0 | 0 | 0 | 0 | 0 | 0 | 0 | 0 | 0 | 0 | 0 | 0 | 0 | 0 | 0 | 0 | 0 | 0 | 0 | 0 | 0 | 0 | 0 | 0 | 0 | 0 | 0 | 0 | 0 | 0 | 0 | 0 | 0 | 0 | 0 | 0 | 0 | 0 | 0 | 0 | 2017-01-15 10:00
t0348 | 0 | 105.8985 | 357.3998 | 116.042 | 41.6091 | 286.8304 | 41.6091 | 253.8478 | 72.3134 | 72.3134 | 2333.7953 | 83.0514 | 65.5316 | 263.4532 | 308.6922 | 42.7411 | 70.1794 | 316.8681 | 206.8658 | 236.1739 | 0 | 0 | 441.0064 | 31.4708 | 31.4708 | 31.4708 | 66.5048 | 134.6668 | 188.0377 | 170.3943 | 337.3437 | 88.3384 | 175.6124 | 153.5113 | 233.1462 | 253.2577 | 108.0604 | 321.2901 | 279.5952 | 79.1551 | 143.8316 | 248.2959 | 87.0798 | 185.9255 | 391.4704 | 87.0798 | 33.2675 | 238.3177 | 624.6198 | 117.1421 | 175.3567 | 87.2117 | 137.1034 | 33.2675 | 137.5082 | 197.6759 | 75.9883 | 339.2427 | 33.9806 | 124.6338 | 33.9806 | 87.0798 | 134.6668 | 54.9279 | 391.4704 | 0 | 0 | 0 | 0 | 0 | 0 | 0 | 0 | 135.5709 | 0 | 0 | 0 | 0 | 218.6022 | 247.8504 | 21.5271 | 32.3075 | 263.4734 | 133.0488 | 11.6864 | 78.0768 | 81.4132 | 256.1709 | 132.15 | 174.7341 | 105.2108 | 21.5271 | 329.9535 | 41.4549 | 251.7607 | 116.9385 | 132.2699 | 42.4855 | 80.9202 | 507.4933 | 24.4159 | 132.9202 | 147.7998 | 11.6864 | 11.6864 | 68.2336 | 96.7208 | 58.4657 | 117.7409 | 131.3245 | 116.4212 | 139.2536 | 867.8067 | 122.3312 | 78.0768 | 66.1483 | 66.1483 | 30.4139 | 57.3252 | 867.8067 | 434.2511 | 116.0725 | 0 | 0 | 0 | 64.176 | 81.4132 | 63.7395 | 343.5033 | 80.9202 | 0 | 55.9253 | 57.3252 | 11.6864 | 73.585 | 28.6543 | 0 | 0 | 0 | 76.6823 | 0 | 0 | 128.749 | 0 | 31.5857 | 0 | 0 | 174.067 | 58.6818 | 28.6543 | 26.2396 | 26.2396 | 67.8259 | 139.1675 | 202.6559 | 126.149 | 290.1514 | 151.4363 | 103.4605 | 227.6331 | 270.7187 | 157.5486 | 131.9635 | 529.2923 | 160.1091 | 199.6986 | 80.7038 | 74.8205 | 187.7789 | 206.4978 | 74.3678 | 74.8205 | 74.8205 | 169.432 | 80.7038 | 80.7038 | 80.7038 | 171.8427 | 150.4597 | 181.9425 | 129.942 | 129.942 | 104.1828 | 213.0436 | 394.5194 | 119.1337 | 119.4591 | 864.4581 | 168.7679 | 119.4591 | 612.8012 | 1133.1031 | 154.4708 | 631.7258 | 385.9724 | 168.7679 | 112.0501 | 60.3718 | 224.5413 | 45.7661 | 45.7661 | 45.7661 | 165.5129 | 244.4265 | 82.8764 | 79.5588 | 195.25 | 166.0121 | 90.3034 | 90.3034 | 120.7371 | 244.4607 | 45.7661 | 443.3939 | 184.0475 | 313.7989 | 113.1866 | 97.1629 | 447.4837 | 87.2436 | 128.8452 | 87.2436 | 237.7337 | 86.9619 | 98.7655 | 54.9279 | 54.9279 | 86.9619 | 226.1374 | 202.7682 | 151.1582 | 221.7411 | 91.4485 | 86.9619 | 516.2425 | 157.8661 | 238.5501 | 525.767 | 1011.9234 | 76.2473 | 80.4426 | 177.127 | 332.2787 | 80.4426 | 50.6032 | 127.8173 | 82.0958 | 83.1108 | 112.326 | 50.3694 | 50.3694 | 80.5266 | 53.7582 | 177.7732 | 220.3809 | 100.1497 | 128.8452 | 97.7679 | 245.7604 | 149.3009 | 100.1497 | 97.7679 | 81.4586 | 305.2957 | 151.5355 | 35.0279 | 27.6234 | 323.244 | 73.9586 | 280.2092 | 77.0515 | 304.1799 | 834.5317 | 36.833 | 254.8315 | 305.2957 | 406.8773 | 77.0515 | 31.5857 | 147.911 | 277.8647 | 165.0579 | 139.1244 | 0 | 74.8205 | 125.3678 | 577.008 | 0 | 76.2473 | 114.7129 | 187.7789 | 88.8921 | 126.4136 | 155.5362 | 81.4527 | 0 | 0 | 0 | 0 | 0 | 0 | 0 | 0 | 58.6818 | 0 | 126.2423 | 114.5012 | 267.1803 | 164.1981 | 0 | 172.548 | 64.1796 | 42.0003 | 24.4159 | 958.1811 | 34.0263 | 147.5912 | 56.0853 | 56.0853 | 122.2372 | 36.9594 | 64.1796 | 34.0263 | 34.5706 | 34.5706 | 59.2896 | 0 | 0 | 0 | 0 | 36.9594 | 36.9594 | 36.9594 | 53.8126 | 34.5706 | 112.6885 | 0 | 0 | 28.7393 | 0 | 0 | 0 | 104.9914 | 34.4051 | 136.6762 | 43.1481 | 54.3072 | 28.7393 | 96.8719 | 211.4584 | 32.4017 | 129.2411 | 129.8611 | 570.5312 | 101.9987 | 98.4886 | 129.7685 | 19.8233 | 23.1326 | 23.1326 | 19.8233 | 53.4163 | 81.6526 | 172.5031 | 2212.1658 | 168.5338 | 81.6526 | 75.6846 | 219.054 | 120.0156 | 96.5785 | 103.2871 | 75.6846 | 190.0358 | 77.1808 | 34.4051 | 34.4051 | 154.0233 | 127.502 | 0 | 0 | 0 | 23.1326 | 23.1326 | 31.812 | 0 | 0 | 0 | 0 | 0 | 0 | 19.8233 | 34.4051 | 168.5499 | 23.1326 | 31.1371 | 72.1139 | 0 | 0 | 0 | 0 | 0 | 0 | 0 | 0 | 0 | 0 | 0 | 0 | 0 | 0 | 0 | 0 | 0 | 0 | 0 | 0 | 0 | 0 | 0 | 0 | 0 | 0 | 0 | 0 | 0 | 0 | 0 | 0 | 0 | 0 | 0 | 0 | 0 | 0 | 0 | 0 | 0 | 0 | 0 | 0 | 0 | 0 | 0 | 0 | 0 | 0 | 0 | 0 | 0 | 0 | 0 | 0 | 0 | 0 | 0 | 0 | 0 | 0 | 0 | 0 | 0 | 0 | 0 | 0 | 0 | 0 | 0 | 0 | 0 | 0 | 0 | 0 | 0 | 0 | 0 | 0 | 0 | 0 | 0 | 0 | 0 | 0 | 0 | 0 | 0 | 0 | 0 | 0 | 0 | 0 | 0 | 0 | 0 | 0 | 0 | 0 | 0 | 0 | 0 | 0 | 0 | 0 | 0 | 0 | 0 | 2017-01-15 11:00
t0349 | 0 | 101.2808 | 348.466 | 111.4335 | 40.9468 | 280.6369 | 40.9468 | 225.9727 | 70.0136 | 70.0136 | 2229.5108 | 81.7274 | 63.3858 | 249.66 | 295.4032 | 40.9621 | 68.2814 | 306.7344 | 201.1113 | 222.9866 | 0 | 0 | 428.6511 | 30.5558 | 30.5558 | 30.5558 | 63.7285 | 129.4894 | 177.6731 | 164.206 | 325.0316 | 85.9747 | 167.1387 | 145.653 | 225.4456 | 246.0715 | 103.9349 | 293.9379 | 263.2589 | 76.1655 | 135.2273 | 239.1227 | 83.2354 | 177.8647 | 368.177 | 83.2354 | 32.1286 | 229.2055 | 597.7457 | 111.322 | 169.224 | 84.8459 | 130.9287 | 32.1286 | 132.479 | 187.3428 | 72.997 | 327.8663 | 33.2192 | 117.9872 | 33.2192 | 83.2354 | 129.4894 | 52.9904 | 368.177 | 0 | 0 | 0 | 0 | 0 | 0 | 0 | 0 | 130.8395 | 0 | 0 | 0 | 0 | 210.5864 | 240.3203 | 20.9015 | 32.1017 | 258.6247 | 130.0286 | 11.5039 | 76.7772 | 80.2142 | 248.3961 | 127.5896 | 168.7567 | 103.92 | 20.9015 | 322.3656 | 40.8379 | 245.236 | 115.0353 | 129.0218 | 41.7237 | 79.2826 | 495.0679 | 24.3187 | 129.6876 | 145.3798 | 11.5039 | 11.5039 | 67.2028 | 93.3708 | 57.3181 | 115.5118 | 127.1172 | 114.3675 | 136.9306 | 851.1329 | 121.5933 | 76.7772 | 64.6987 | 64.6987 | 29.8832 | 56.7971 | 851.1329 | 424.8392 | 113.0722 | 0 | 0 | 0 | 62.728 | 80.2142 | 62.1999 | 336.253 | 79.2826 | 0 | 54.6113 | 56.7971 | 11.5039 | 72.2628 | 28.2686 | 0 | 0 | 0 | 74.5661 | 0 | 0 | 125.5175 | 0 | 31.3063 | 0 | 0 | 169.0302 | 55.9558 | 28.2686 | 25.6331 | 25.6331 | 67.4331 | 136.6716 | 198.9313 | 123.658 | 280.3411 | 146.2988 | 100.7619 | 221.2589 | 262.6521 | 154.737 | 128.7082 | 511.8738 | 155.2121 | 196.8789 | 77.6615 | 72.3434 | 182.4367 | 203.4177 | 72.9469 | 72.3434 | 72.3434 | 166.0882 | 77.6615 | 77.6615 | 77.6615 | 168.7658 | 145.3657 | 179.0344 | 127.4269 | 127.4269 | 102.1142 | 208.4257 | 382.2962 | 113.3974 | 117.595 | 832.584 | 163.316 | 117.595 | 598.2454 | 1092.6987 | 152.5891 | 615.8273 | 375.6829 | 163.316 | 109.3294 | 59.08 | 222.0003 | 44.4954 | 44.4954 | 44.4954 | 163.0952 | 240.2 | 82.1432 | 75.4749 | 189.7573 | 159.8758 | 86.5282 | 86.5282 | 117.4646 | 232.8718 | 44.4954 | 433.7295 | 177.7678 | 303.4143 | 109.243 | 94.5407 | 436.529 | 84.9991 | 122.1595 | 84.9991 | 230.5876 | 85.0257 | 95.084 | 52.9904 | 52.9904 | 85.0257 | 213.2195 | 193.3188 | 146.8653 | 216.4119 | 87.3915 | 85.0257 | 483.418 | 152.8416 | 231.6646 | 509.9477 | 975.4077 | 73.8057 | 77.6308 | 174.2804 | 323.2444 | 77.6308 | 49.5438 | 124.5668 | 78.9619 | 80.85 | 110.277 | 48.7863 | 48.7863 | 77.6966 | 52.5904 | 171.6725 | 212.7747 | 97.7544 | 122.1595 | 95.0381 | 239.2161 | 144.4527 | 97.7544 | 95.0381 | 80.3408 | 297.2744 | 146.0449 | 33.5134 | 27.298 | 314.5838 | 72.4844 | 274.43 | 75.5926 | 296.401 | 800.5406 | 36.0462 | 251.4707 | 297.2744 | 396.5573 | 75.5926 | 31.3063 | 130.2136 | 272.163 | 158.0214 | 131.292 | 0 | 72.3434 | 122.1345 | 552.1911 | 0 | 73.8057 | 111.6325 | 182.4367 | 86.1071 | 125.6629 | 151.0068 | 80.0645 | 0 | 0 | 0 | 0 | 0 | 0 | 0 | 0 | 55.9558 | 0 | 121.6952 | 106.214 | 260.0235 | 159.231 | 0 | 169.6059 | 63.8789 | 41.284 | 24.3187 | 941.1479 | 33.1513 | 144.591 | 55.5993 | 55.5993 | 121.7862 | 36.5127 | 63.8789 | 33.1513 | 34.2375 | 34.2375 | 58.5253 | 0 | 0 | 0 | 0 | 36.5127 | 36.5127 | 36.5127 | 52.9836 | 34.2375 | 110.7886 | 0 | 0 | 28.0691 | 0 | 0 | 0 | 103.421 | 32.9567 | 133.9842 | 40.704 | 53.2978 | 28.0691 | 93.501 | 207.1596 | 31.8903 | 124.0547 | 126.4345 | 550.7756 | 99.2424 | 95.7547 | 126.5865 | 19.2812 | 22.4962 | 22.4962 | 19.2812 | 52.7115 | 79.8903 | 169.048 | 2139.7739 | 166.3141 | 79.8903 | 73.8332 | 213.5641 | 118.4177 | 95.8843 | 102.1011 | 73.8332 | 187.1599 | 75.234 | 32.9567 | 32.9567 | 151.4781 | 124.9692 | 0 | 0 | 0 | 22.4962 | 22.4962 | 31.3646 | 0 | 0 | 0 | 0 | 0 | 0 | 19.2812 | 32.9567 | 165.2119 | 22.4962 | 30.3702 | 71.4311 | 0 | 0 | 0 | 0 | 0 | 0 | 0 | 0 | 0 | 0 | 0 | 0 | 0 | 0 | 0 | 0 | 0 | 0 | 0 | 0 | 0 | 0 | 0 | 0 | 0 | 0 | 0 | 0 | 0 | 0 | 0 | 0 | 0 | 0 | 0 | 0 | 0 | 0 | 0 | 0 | 0 | 0 | 0 | 0 | 0 | 0 | 0 | 0 | 0 | 0 | 0 | 0 | 0 | 0 | 0 | 0 | 0 | 0 | 0 | 0 | 0 | 0 | 0 | 0 | 0 | 0 | 0 | 0 | 0 | 0 | 0 | 0 | 0 | 0 | 0 | 0 | 0 | 0 | 0 | 0 | 0 | 0 | 0 | 0 | 0 | 0 | 0 | 0 | 0 | 0 | 0 | 0 | 0 | 0 | 0 | 0 | 0 | 0 | 0 | 0 | 0 | 0 | 0 | 0 | 0 | 0 | 0 | 0 | 0 | 2017-01-15 12:00
t0350 | 0 | 101.3936 | 337.9167 | 113.5763 | 39.8418 | 271.9636 | 39.8418 | 264.9774 | 66.3727 | 66.3727 | 2079.9965 | 77.87 | 64.7678 | 253.0279 | 303.5891 | 42.8296 | 67.8579 | 305.7151 | 199.4154 | 235.6937 | 0 | 0 | 414.9877 | 30.7968 | 30.7968 | 30.7968 | 64.9615 | 130.6147 | 186.3225 | 151.9819 | 315.993 | 84.1569 | 173.5029 | 152.4951 | 227.5181 | 243.5936 | 106.9347 | 323.2679 | 267.0667 | 77.3769 | 143.3 | 237.0019 | 84.7153 | 180.9029 | 359.9107 | 84.7153 | 33.3876 | 232.3175 | 608.1138 | 115.968 | 165.9949 | 84.803 | 134.8614 | 33.3876 | 135.108 | 196.6897 | 75.1798 | 320.4264 | 32.9723 | 123.8442 | 32.9723 | 84.7153 | 130.6147 | 53.1569 | 359.9107 | 0 | 0 | 0 | 0 | 0 | 0 | 0 | 0 | 132.3279 | 0 | 0 | 0 | 0 | 211.0025 | 241.2381 | 21.4512 | 31.9426 | 249.1492 | 131.4389 | 11.434 | 76.4505 | 81.141 | 244.1193 | 127.851 | 170.2385 | 101.0979 | 21.4512 | 305.9145 | 40.8928 | 240.88 | 114.7508 | 130.8588 | 42.0018 | 79.4902 | 480.229 | 23.8929 | 130.4625 | 143.9062 | 11.434 | 11.434 | 65.466 | 94.6434 | 57.3645 | 115.3216 | 127.556 | 106.8488 | 124.3139 | 793.1137 | 118.7567 | 76.4505 | 65.3994 | 65.3994 | 29.8667 | 54.5309 | 793.1137 | 404.8758 | 115.8517 | 0 | 0 | 0 | 63.8436 | 81.141 | 62.8898 | 331.2475 | 79.4902 | 0 | 55.3383 | 54.5309 | 11.434 | 69.2631 | 27.3797 | 0 | 0 | 0 | 74.4955 | 0 | 0 | 124.2583 | 0 | 30.9195 | 0 | 0 | 169.5212 | 58.4877 | 27.3797 | 25.6496 | 25.6496 | 66.7622 | 134.1231 | 192.4739 | 122.9732 | 272.6415 | 147.3027 | 99.5961 | 221.0345 | 249.26 | 150.4221 | 127.8856 | 470.3972 | 154.3024 | 190.4821 | 76.6236 | 71.8552 | 177.1741 | 198.9854 | 71.4097 | 71.8552 | 71.8552 | 158.4403 | 76.6236 | 76.6236 | 76.6236 | 164.0349 | 143.6982 | 172.4792 | 125.0511 | 125.0511 | 99.6271 | 196.2091 | 377.9992 | 115.0269 | 112.5805 | 753.4646 | 159.5306 | 112.5805 | 544.1482 | 1014.2768 | 147.6466 | 582.4336 | 366.0237 | 159.5306 | 105.3426 | 58.0973 | 216.1018 | 44.6904 | 44.6904 | 44.6904 | 159.5994 | 226.5276 | 79.2278 | 80.3021 | 188.9138 | 162.2204 | 87.9672 | 87.9672 | 114.8696 | 244.8041 | 44.6904 | 417.3315 | 178.7885 | 304.535 | 110.4848 | 95.376 | 404.1729 | 84.0209 | 125.52 | 84.0209 | 223.6793 | 81.9251 | 93.7413 | 53.1569 | 53.1569 | 81.9251 | 219.2316 | 197.6814 | 142.2968 | 207.759 | 88.4323 | 81.9251 | 501.8982 | 153.3296 | 218.4263 | 483.1665 | 893.4819 | 73.9928 | 78.2994 | 167.9573 | 314.668 | 78.2994 | 49.6706 | 121.9193 | 79.9924 | 80.5042 | 107.6825 | 48.2959 | 48.2959 | 77.0953 | 51.3682 | 162.1828 | 208.7942 | 96.7808 | 125.52 | 93.0117 | 227.7955 | 145.4818 | 96.7808 | 93.0117 | 78.9523 | 279.1309 | 145.7713 | 35.2301 | 27.1452 | 314.4293 | 71.595 | 265.5293 | 74.2789 | 299.475 | 777.442 | 36.3945 | 250.817 | 279.1309 | 377.1331 | 74.2789 | 30.9195 | 151.7754 | 264.1376 | 157.7406 | 137.0981 | 0 | 71.8552 | 123.4829 | 503.9983 | 0 | 73.9928 | 109.5834 | 177.1741 | 82.2269 | 123.3373 | 152.2039 | 77.9376 | 0 | 0 | 0 | 0 | 0 | 0 | 0 | 0 | 58.4877 | 0 | 123.1764 | 116.275 | 246.3849 | 152.3905 | 0 | 164.6613 | 60.7881 | 40.6693 | 23.8929 | 879.5548 | 33.1405 | 135.9383 | 53.7802 | 53.7802 | 115.2746 | 35.1253 | 60.7881 | 33.1405 | 33.8095 | 33.8095 | 57.5464 | 0 | 0 | 0 | 0 | 35.1253 | 35.1253 | 35.1253 | 51.852 | 33.8095 | 108.7107 | 0 | 0 | 26.3987 | 0 | 0 | 0 | 100.619 | 33.5366 | 129.1393 | 41.2591 | 52.2914 | 26.3987 | 94.9018 | 193.5563 | 31.7367 | 124.5542 | 123.2572 | 531.1887 | 98.654 | 95.2075 | 124.4122 | 19.0804 | 22.4503 | 22.4503 | 19.0804 | 50.6774 | 77.586 | 166.2807 | 1980.7859 | 157.2453 | 77.586 | 71.7997 | 196.8243 | 113.5534 | 93.3389 | 97.6002 | 71.7997 | 178.1662 | 71.7566 | 33.5366 | 33.5366 | 148.1546 | 118.0014 | 0 | 0 | 0 | 22.4503 | 22.4503 | 30.4093 | 0 | 0 | 0 | 0 | 0 | 0 | 19.0804 | 33.5366 | 158.1246 | 22.4503 | 30.0315 | 69.5924 | 0 | 0 | 0 | 0 | 0 | 0 | 0 | 0 | 0 | 0 | 0 | 0 | 0 | 0 | 0 | 0 | 0 | 0 | 0 | 0 | 0 | 0 | 0 | 0 | 0 | 0 | 0 | 0 | 0 | 0 | 0 | 0 | 0 | 0 | 0 | 0 | 0 | 0 | 0 | 0 | 0 | 0 | 0 | 0 | 0 | 0 | 0 | 0 | 0 | 0 | 0 | 0 | 0 | 0 | 0 | 0 | 0 | 0 | 0 | 0 | 0 | 0 | 0 | 0 | 0 | 0 | 0 | 0 | 0 | 0 | 0 | 0 | 0 | 0 | 0 | 0 | 0 | 0 | 0 | 0 | 0 | 0 | 0 | 0 | 0 | 0 | 0 | 0 | 0 | 0 | 0 | 0 | 0 | 0 | 0 | 0 | 0 | 0 | 0 | 0 | 0 | 0 | 0 | 0 | 0 | 0 | 0 | 0 | 0 | 2017-01-15 13:00
t0351 | 0 | 103.8317 | 330.2639 | 117.0875 | 38.5654 | 264.4611 | 38.5654 | 318.6726 | 64.3917 | 64.3917 | 2031.3008 | 74.1779 | 66.3007 | 264.1112 | 315.9391 | 44.9735 | 67.679 | 307.4767 | 198.7764 | 253.3829 | 0 | 0 | 406.7557 | 31.0954 | 31.0954 | 31.0954 | 67.1455 | 133.5311 | 199.2188 | 145.7412 | 314.2438 | 83.0078 | 182.8535 | 162.1193 | 231.0792 | 242.7081 | 110.695 | 367.4289 | 281.1078 | 79.4063 | 155.0192 | 239.0004 | 87.7425 | 187.098 | 370.6503 | 87.7425 | 34.6148 | 238.1942 | 628.7815 | 122.6928 | 165.7728 | 84.9253 | 140.8926 | 34.6148 | 138.7929 | 209.722 | 77.9875 | 318.5601 | 32.6601 | 132.1999 | 32.6601 | 87.7425 | 133.5311 | 53.926 | 370.6503 | 0 | 0 | 0 | 0 | 0 | 0 | 0 | 0 | 134.9116 | 0 | 0 | 0 | 0 | 214.2725 | 243.3131 | 21.9224 | 31.0525 | 240.1625 | 131.9162 | 11.2382 | 75.3397 | 80.6681 | 242.6248 | 129.479 | 173.1147 | 97.3727 | 21.9224 | 293.3653 | 40.3706 | 237.9135 | 113.1754 | 131.9414 | 41.7819 | 79.0805 | 469.1357 | 22.9353 | 130.7672 | 141.1592 | 11.2382 | 11.2382 | 63.3565 | 96.6011 | 56.9522 | 114.1922 | 128.8935 | 100.4532 | 113.981 | 745.771 | 113.7831 | 75.3397 | 65.5716 | 65.5716 | 29.5415 | 51.7767 | 745.771 | 388.816 | 117.7994 | 0 | 0 | 0 | 64.3652 | 80.6681 | 63.2439 | 325.7923 | 79.0805 | 0 | 55.6875 | 51.7767 | 11.2382 | 66.468 | 26.3242 | 0 | 0 | 0 | 74.6251 | 0 | 0 | 123.2828 | 0 | 29.9861 | 0 | 0 | 170.5581 | 61.7622 | 26.3242 | 25.5755 | 25.5755 | 64.6107 | 131.001 | 186.1326 | 121.5569 | 270.2172 | 149.5473 | 98.832 | 221.5237 | 241.3319 | 145.8774 | 127.1398 | 446.3282 | 154.6399 | 183.1496 | 77.1067 | 72.2043 | 174.156 | 193.1238 | 69.728 | 72.2043 | 72.2043 | 151.8629 | 77.1067 | 77.1067 | 77.1067 | 159.0733 | 144.0644 | 165.7165 | 122.3688 | 122.3688 | 97.1371 | 186.6482 | 377.5987 | 119.4883 | 107.5903 | 710.5221 | 158.2848 | 107.5903 | 505.0673 | 973.8361 | 141.6055 | 558.7987 | 359.7627 | 158.2848 | 102.3716 | 57.0888 | 207.9713 | 44.9419 | 44.9419 | 44.9419 | 154.8771 | 214.4612 | 75.459 | 86.1939 | 188.9129 | 166.1735 | 90.7764 | 90.7764 | 113.2744 | 259.697 | 44.9419 | 403.7696 | 181.4226 | 308.194 | 112.633 | 96.1086 | 381.0049 | 83.3413 | 132.0555 | 83.3413 | 220.1647 | 79.3962 | 94.2302 | 53.926 | 53.926 | 79.3962 | 232.2571 | 205.9871 | 139.6273 | 201.2807 | 91.2794 | 79.3962 | 539.0928 | 154.8687 | 210.1644 | 467.4235 | 849.6466 | 74.7209 | 79.6887 | 161.4336 | 309.3164 | 79.6887 | 49.4563 | 120.0332 | 81.9816 | 80.4167 | 104.8323 | 48.3133 | 48.3133 | 77.6226 | 50.2509 | 157.4952 | 208.4432 | 95.8784 | 132.0555 | 91.8715 | 220.1394 | 147.4518 | 95.8784 | 91.8715 | 76.7689 | 266.7374 | 147.5656 | 37.1871 | 26.5589 | 314.7504 | 70.4429 | 257.565 | 72.7139 | 301.551 | 777.0056 | 36.4361 | 246.3796 | 266.7374 | 363.4577 | 72.7139 | 29.9861 | 184.0669 | 256.7597 | 161.023 | 146.4318 | 0 | 72.2043 | 124.4292 | 482.9568 | 0 | 74.7209 | 108.321 | 174.156 | 80.1528 | 118.6036 | 153.6931 | 75.5786 | 0 | 0 | 0 | 0 | 0 | 0 | 0 | 0 | 61.7622 | 0 | 125.8243 | 129.9205 | 237.2651 | 148.5653 | 0 | 159.3607 | 56.958 | 39.7882 | 22.9353 | 827.2792 | 33.1325 | 128.9352 | 51.324 | 51.324 | 107.3942 | 33.5332 | 56.958 | 33.1325 | 32.8187 | 32.8187 | 55.9176 | 0 | 0 | 0 | 0 | 33.5332 | 33.5332 | 33.5332 | 50.3735 | 32.8187 | 106.0217 | 0 | 0 | 25.1522 | 0 | 0 | 0 | 97.2633 | 34.6413 | 124.7467 | 43.3074 | 51.1089 | 25.1522 | 96.9699 | 182.6853 | 31.2283 | 127.2211 | 121.1571 | 523.9135 | 98.4099 | 95.0765 | 122.7066 | 18.9811 | 22.4698 | 22.4698 | 18.9811 | 48.43 | 75.5635 | 163.1332 | 1889.6567 | 148.3087 | 75.5635 | 70.2679 | 185.0162 | 108.318 | 89.3389 | 92.6399 | 70.2679 | 169.4101 | 69.293 | 34.6413 | 34.6413 | 144.0793 | 112.2303 | 0 | 0 | 0 | 22.4698 | 22.4698 | 29.2832 | 0 | 0 | 0 | 0 | 0 | 0 | 18.9811 | 34.6413 | 151.9577 | 22.4698 | 29.7536 | 66.8537 | 0 | 0 | 0 | 0 | 0 | 0 | 0 | 0 | 0 | 0 | 0 | 0 | 0 | 0 | 0 | 0 | 0 | 0 | 0 | 0 | 0 | 0 | 0 | 0 | 0 | 0 | 0 | 0 | 0 | 0 | 0 | 0 | 0 | 0 | 0 | 0 | 0 | 0 | 0 | 0 | 0 | 0 | 0 | 0 | 0 | 0 | 0 | 0 | 0 | 0 | 0 | 0 | 0 | 0 | 0 | 0 | 0 | 0 | 0 | 0 | 0 | 0 | 0 | 0 | 0 | 0 | 0 | 0 | 0 | 0 | 0 | 0 | 0 | 0 | 0 | 0 | 0 | 0 | 0 | 0 | 0 | 0 | 0 | 0 | 0 | 0 | 0 | 0 | 0 | 0 | 0 | 0 | 0 | 0 | 0 | 0 | 0 | 0 | 0 | 0 | 0 | 0 | 0 | 0 | 0 | 0 | 0 | 0 | 0 | 2017-01-15 14:00
t0352 | 0 | 106.5803 | 335.6672 | 119.3148 | 38.8339 | 267.9649 | 38.8339 | 332.9494 | 66.2091 | 66.2091 | 2122.8449 | 75.0278 | 67.1182 | 272.4246 | 322.3137 | 45.6631 | 68.557 | 312.6687 | 201.5917 | 259.7392 | 0 | 0 | 414.7341 | 31.4647 | 31.4647 | 31.4647 | 68.5417 | 136.2206 | 204.4364 | 151.3991 | 322.6345 | 84.333 | 186.9733 | 165.8818 | 234.5843 | 246.3567 | 112.4311 | 382.2049 | 291.4025 | 80.8355 | 159.3389 | 244.4192 | 89.7829 | 191.3457 | 388.0087 | 89.7829 | 34.9688 | 242.6973 | 642.8373 | 125.515 | 169.618 | 85.9314 | 143.9111 | 34.9688 | 141.0297 | 214.6566 | 79.2751 | 325.789 | 32.9524 | 135.4355 | 32.9524 | 89.7829 | 136.2206 | 54.9226 | 388.0087 | 0 | 0 | 0 | 0 | 0 | 0 | 0 | 0 | 137.1227 | 0 | 0 | 0 | 0 | 218.5579 | 246.6964 | 22.1021 | 30.8535 | 242.9156 | 132.6464 | 11.265 | 75.5642 | 80.5233 | 247.1017 | 131.8129 | 175.9392 | 97.7142 | 22.1021 | 299.0326 | 40.3814 | 241.3454 | 113.4344 | 132.8043 | 41.8666 | 79.4695 | 476.5493 | 22.7906 | 131.8088 | 141.7098 | 11.265 | 11.265 | 63.7332 | 98.116 | 57.2211 | 114.714 | 130.8894 | 102.2199 | 116.6597 | 760.5323 | 113.4148 | 75.5642 | 65.8883 | 65.8883 | 29.6298 | 51.9439 | 760.5323 | 395.4429 | 118.47 | 0 | 0 | 0 | 64.6273 | 80.5233 | 63.6738 | 328.8226 | 79.4695 | 0 | 56.0088 | 51.9439 | 11.265 | 67.2751 | 26.4704 | 0 | 0 | 0 | 75.5481 | 0 | 0 | 124.761 | 0 | 29.9051 | 0 | 0 | 172.7385 | 62.968 | 26.4704 | 25.7787 | 25.7787 | 64.2216 | 131.9328 | 188.0888 | 122.2985 | 276.724 | 152.0099 | 100.1398 | 224.3489 | 247.6057 | 147.1899 | 128.5156 | 462.9545 | 157.1385 | 184.3242 | 78.988 | 73.5522 | 177.5209 | 194.0728 | 70.3369 | 73.5522 | 73.5522 | 154.1285 | 78.988 | 78.988 | 78.988 | 160.5187 | 147.0053 | 167.2268 | 123.403 | 123.403 | 98.1228 | 190.3575 | 384.2836 | 122.7802 | 108.6758 | 742.8854 | 161.7116 | 108.6758 | 520.4549 | 1010.2516 | 142.2457 | 571.2317 | 365.8433 | 161.7116 | 104.1224 | 57.6565 | 208.4854 | 45.4549 | 45.4549 | 45.4549 | 155.5814 | 217.6949 | 75.6055 | 87.9118 | 191.4818 | 169.0883 | 92.7214 | 92.7214 | 115.144 | 264.6666 | 45.4549 | 409.8315 | 184.4851 | 313.2451 | 114.4733 | 97.0507 | 391.1818 | 84.4154 | 135.7439 | 84.4154 | 224.813 | 80.5997 | 96.5091 | 54.9226 | 54.9226 | 80.5997 | 239.766 | 211.0093 | 142.3922 | 204.8406 | 93.5367 | 80.5997 | 558.3139 | 157.2456 | 215.7655 | 479.8904 | 884.8002 | 75.8914 | 81.0451 | 162.9067 | 314.7576 | 81.0451 | 49.7316 | 121.8026 | 83.5362 | 81.4386 | 105.7167 | 49.1758 | 49.1758 | 79.2342 | 50.8377 | 162.464 | 213.1708 | 96.9215 | 135.7439 | 93.4425 | 225.0003 | 149.6786 | 96.9215 | 93.4425 | 76.9885 | 273.4265 | 150.5835 | 37.7675 | 26.5253 | 318.3819 | 70.9821 | 260.8264 | 73.2802 | 304.0292 | 801.0571 | 36.6022 | 246.2477 | 273.4265 | 371.1434 | 73.2802 | 29.9051 | 193.9053 | 259.8165 | 165.2499 | 150.5507 | 0 | 73.5522 | 125.4595 | 506.8484 | 0 | 75.8914 | 109.9929 | 177.5209 | 82.2368 | 118.0979 | 155.5238 | 76.1791 | 0 | 0 | 0 | 0 | 0 | 0 | 0 | 0 | 62.968 | 0 | 127.9915 | 133.9563 | 242.8183 | 152.1948 | 0 | 160.7171 | 56.9904 | 40.0073 | 22.7906 | 841.8818 | 33.4811 | 131.363 | 51.3851 | 51.3851 | 107.4652 | 33.7219 | 56.9904 | 33.4811 | 32.7552 | 32.7552 | 56.0274 | 0 | 0 | 0 | 0 | 33.7219 | 33.7219 | 33.7219 | 50.6398 | 32.7552 | 106.6707 | 0 | 0 | 25.699 | 0 | 0 | 0 | 97.8533 | 35.3853 | 126.3192 | 44.8336 | 51.5064 | 25.699 | 98.4774 | 186.3919 | 31.2999 | 130.1063 | 123.1577 | 537.9639 | 99.6789 | 96.3625 | 124.3004 | 19.2498 | 22.7511 | 22.7511 | 19.2498 | 48.7611 | 76.5291 | 164.5368 | 1956.0677 | 149.8506 | 76.5291 | 71.3381 | 190.2818 | 109.1302 | 89.2056 | 93.2294 | 71.3381 | 171.2489 | 70.7021 | 35.3853 | 35.3853 | 145.0117 | 114.1791 | 0 | 0 | 0 | 22.7511 | 22.7511 | 29.4567 | 0 | 0 | 0 | 0 | 0 | 0 | 19.2498 | 35.3853 | 154.1236 | 22.7511 | 30.1045 | 66.8893 | 0 | 0 | 0 | 0 | 0 | 0 | 0 | 0 | 0 | 0 | 0 | 0 | 0 | 0 | 0 | 0 | 0 | 0 | 0 | 0 | 0 | 0 | 0 | 0 | 0 | 0 | 0 | 0 | 0 | 0 | 0 | 0 | 0 | 0 | 0 | 0 | 0 | 0 | 0 | 0 | 0 | 0 | 0 | 0 | 0 | 0 | 0 | 0 | 0 | 0 | 0 | 0 | 0 | 0 | 0 | 0 | 0 | 0 | 0 | 0 | 0 | 0 | 0 | 0 | 0 | 0 | 0 | 0 | 0 | 0 | 0 | 0 | 0 | 0 | 0 | 0 | 0 | 0 | 0 | 0 | 0 | 0 | 0 | 0 | 0 | 0 | 0 | 0 | 0 | 0 | 0 | 0 | 0 | 0 | 0 | 0 | 0 | 0 | 0 | 0 | 0 | 0 | 0 | 0 | 0 | 0 | 0 | 0 | 0 | 2017-01-15 15:00
t0353 | 0 | 117.2192 | 361.7605 | 131.0098 | 41.5038 | 287.8214 | 41.5038 | 386.0786 | 71.6252 | 71.6252 | 2321.2639 | 79.9384 | 73.2837 | 302.115 | 355.1456 | 50.3315 | 74.2524 | 340.2639 | 218.4346 | 289.6914 | 0 | 0 | 448.1742 | 34.1959 | 34.1959 | 34.1959 | 75.3882 | 149.2656 | 227.7675 | 164.0462 | 351.598 | 91.148 | 207.0516 | 184.2356 | 255.8656 | 267.0235 | 123.402 | 435.9667 | 324.7661 | 88.5866 | 178.2708 | 267.0087 | 98.9346 | 210.6986 | 431.7039 | 98.9346 | 38.2932 | 266.015 | 707.6769 | 139.1877 | 184.7653 | 93.1396 | 158.8568 | 38.2932 | 154.4547 | 238.6536 | 87.104 | 354.2733 | 35.5329 | 150.6953 | 35.5329 | 98.9346 | 149.2656 | 59.9847 | 431.7039 | 0 | 0 | 0 | 0 | 0 | 0 | 0 | 0 | 149.8376 | 0 | 0 | 0 | 0 | 238.9636 | 268.2989 | 24.068 | 32.7785 | 259.8828 | 143.3964 | 12.0725 | 81.079 | 86.4313 | 268.0904 | 143.8495 | 192.0882 | 104.0523 | 24.068 | 320.7155 | 43.2905 | 260.7539 | 121.7006 | 143.8616 | 45.0413 | 85.6314 | 513.3615 | 24.1059 | 142.6145 | 151.8891 | 12.0725 | 12.0725 | 68.0723 | 107.2139 | 61.6091 | 123.3921 | 142.5533 | 108.775 | 123.4365 | 810.334 | 120.0911 | 81.079 | 71.1779 | 71.1779 | 31.8322 | 55.0265 | 810.334 | 423.8023 | 128.629 | 0 | 0 | 0 | 69.9141 | 86.4313 | 68.9253 | 353.7964 | 85.6314 | 0 | 60.6086 | 55.0265 | 12.0725 | 71.89 | 28.2021 | 0 | 0 | 0 | 81.9157 | 0 | 0 | 134.8218 | 0 | 31.8108 | 0 | 0 | 187.6051 | 69.6689 | 28.2021 | 27.8436 | 27.8436 | 68.1357 | 141.4516 | 201.3459 | 131.5823 | 300.8309 | 165.8891 | 108.2929 | 243.345 | 267.3686 | 157.5871 | 138.8866 | 499.4401 | 170.7455 | 196.4802 | 86.3056 | 80.0942 | 191.9869 | 207.3721 | 75.4708 | 80.0942 | 80.0942 | 164.8824 | 86.3056 | 86.3056 | 86.3056 | 171.8637 | 160.1053 | 178.4754 | 132.4869 | 132.4869 | 105.3127 | 203.6542 | 417.4541 | 135.7038 | 115.8325 | 803.1984 | 175.6412 | 115.8325 | 555.2193 | 1094.2932 | 151.3336 | 613.7115 | 395.1421 | 175.6412 | 112.0454 | 62.038 | 221.8179 | 49.3237 | 49.3237 | 49.3237 | 166.2018 | 231.9051 | 80.1221 | 97.7621 | 207.6365 | 185.1532 | 101.9639 | 101.9639 | 124.4746 | 293.1804 | 49.3237 | 439.8604 | 201.3402 | 341.4845 | 125.0816 | 105.292 | 418.732 | 91.2589 | 150.6371 | 91.2589 | 243.4695 | 86.5617 | 105.402 | 59.9847 | 59.9847 | 86.5617 | 267.1856 | 233.0785 | 153.9446 | 220.267 | 103.0375 | 86.5617 | 625.6446 | 171.2218 | 232.5787 | 518.2373 | 957.2829 | 82.645 | 88.5395 | 173.8888 | 340.1003 | 88.5395 | 53.6215 | 131.4797 | 91.5527 | 88.2368 | 113.2992 | 53.4494 | 53.4494 | 86.4291 | 54.6694 | 176.114 | 232.1203 | 104.6239 | 150.6371 | 101.1014 | 242.3059 | 163.1428 | 104.6239 | 101.1014 | 82.2237 | 293.8023 | 164.516 | 41.7007 | 28.325 | 344.985 | 76.3152 | 279.8289 | 78.6565 | 329.4915 | 876.254 | 39.5154 | 263.4211 | 293.8023 | 399.1189 | 78.6565 | 31.8108 | 226.1038 | 278.8331 | 181.5459 | 167.8349 | 0 | 80.0942 | 136.0033 | 552.0252 | 0 | 82.645 | 118.9335 | 191.9869 | 89.0019 | 125.1386 | 169.0312 | 81.5117 | 0 | 0 | 0 | 0 | 0 | 0 | 0 | 0 | 69.6689 | 0 | 140.005 | 151.4725 | 261.3654 | 164.5868 | 0 | 171.9033 | 59.9935 | 42.8802 | 24.1059 | 896.0427 | 36.2442 | 140.3161 | 54.4702 | 54.4702 | 112.8974 | 35.8405 | 59.9935 | 36.2442 | 34.8686 | 34.8686 | 59.7937 | 0 | 0 | 0 | 0 | 35.8405 | 35.8405 | 35.8405 | 54.1393 | 34.8686 | 114.2466 | 0 | 0 | 27.5369 | 0 | 0 | 0 | 104.4801 | 38.9253 | 135.3256 | 49.8928 | 55.2552 | 27.5369 | 107.6383 | 198.9124 | 33.5544 | 142.7078 | 132.9965 | 584.7254 | 107.9609 | 104.4414 | 134.131 | 20.8443 | 24.6636 | 24.6636 | 20.8443 | 51.8781 | 82.2227 | 176.8172 | 2111.785 | 159.0059 | 82.2227 | 76.872 | 203.6735 | 116.074 | 94.5165 | 98.9251 | 76.872 | 182.2803 | 76.0501 | 38.9253 | 38.9253 | 155.189 | 121.9804 | 0 | 0 | 0 | 24.6636 | 24.6636 | 31.4075 | 0 | 0 | 0 | 0 | 0 | 0 | 20.8443 | 38.9253 | 164.9664 | 24.6636 | 32.5134 | 71.0444 | 0 | 0 | 0 | 0 | 0 | 0 | 0 | 0 | 0 | 0 | 0 | 0 | 0 | 0 | 0 | 0 | 0 | 0 | 0 | 0 | 0 | 0 | 0 | 0 | 0 | 0 | 0 | 0 | 0 | 0 | 0 | 0 | 0 | 0 | 0 | 0 | 0 | 0 | 0 | 0 | 0 | 0 | 0 | 0 | 0 | 0 | 0 | 0 | 0 | 0 | 0 | 0 | 0 | 0 | 0 | 0 | 0 | 0 | 0 | 0 | 0 | 0 | 0 | 0 | 0 | 0 | 0 | 0 | 0 | 0 | 0 | 0 | 0 | 0 | 0 | 0 | 0 | 0 | 0 | 0 | 0 | 0 | 0 | 0 | 0 | 0 | 0 | 0 | 0 | 0 | 0 | 0 | 0 | 0 | 0 | 0 | 0 | 0 | 0 | 0 | 0 | 0 | 0 | 0 | 0 | 0 | 0 | 0 | 0 | 2017-01-15 16:00
t0354 | 0 | 118.9024 | 374.1994 | 133.267 | 43.3235 | 298.7731 | 43.3235 | 372.8498 | 73.6804 | 73.6804 | 2358.3961 | 83.5959 | 75.0072 | 303.9713 | 360.0909 | 51.0642 | 76.5252 | 348.9651 | 224.9838 | 290.3811 | 0 | 0 | 462.2169 | 35.1448 | 35.1448 | 35.1448 | 76.5482 | 152.0766 | 228.4745 | 168.1888 | 359.4872 | 94.0555 | 208.9329 | 185.4129 | 261.9791 | 274.9087 | 125.6515 | 427.3972 | 325.0532 | 90.2827 | 178.1186 | 272.6301 | 100.2487 | 213.6524 | 431.9166 | 100.2487 | 39.1098 | 271.0206 | 717.8014 | 140.27 | 189.1061 | 95.949 | 160.7788 | 39.1098 | 157.555 | 239.949 | 88.5953 | 363.1733 | 36.7899 | 151.3825 | 36.7899 | 100.2487 | 152.0766 | 61.3085 | 431.9166 | 0 | 0 | 0 | 0 | 0 | 0 | 0 | 0 | 153.137 | 0 | 0 | 0 | 0 | 243.9344 | 275.4682 | 24.711 | 34.4848 | 270.7987 | 148.2402 | 12.583 | 84.4082 | 90.0362 | 275.5953 | 147.1365 | 196.4675 | 109.0335 | 24.711 | 332.9634 | 45.1265 | 269.236 | 126.7262 | 148.4271 | 46.7913 | 88.7853 | 531.2792 | 25.4582 | 147.2513 | 158.2453 | 12.583 | 12.583 | 71.1097 | 109.5895 | 63.9248 | 128.1413 | 146.1377 | 113.7417 | 129.5696 | 846.0388 | 126.6299 | 84.4082 | 73.6375 | 73.6375 | 33.103 | 57.926 | 846.0388 | 440.4617 | 132.4677 | 0 | 0 | 0 | 72.252 | 90.0362 | 71.154 | 366.9873 | 88.7853 | 0 | 62.5984 | 57.926 | 12.583 | 74.9762 | 29.527 | 0 | 0 | 0 | 84.3509 | 0 | 0 | 139.2474 | 0 | 33.4055 | 0 | 0 | 192.8915 | 70.3952 | 29.527 | 28.7925 | 28.7925 | 71.7622 | 147.241 | 209.7331 | 136.5771 | 308.3859 | 169.7315 | 111.7512 | 250.4829 | 275.5955 | 164.1788 | 143.4712 | 514.1507 | 175.3695 | 205.5867 | 88.0786 | 82.0696 | 197.8766 | 216.5898 | 78.4814 | 82.0696 | 82.0696 | 171.7048 | 88.0786 | 88.0786 | 88.0786 | 179.0438 | 163.9776 | 186.4489 | 137.7099 | 137.7099 | 109.4585 | 211.8671 | 428.7273 | 137.0368 | 121.1243 | 824.026 | 180.2755 | 121.1243 | 577.9003 | 1122.5323 | 158.6736 | 635.8371 | 407.9122 | 180.2755 | 116.0357 | 64.3407 | 232.6582 | 50.7656 | 50.7656 | 50.7656 | 173.6395 | 242.3819 | 84.3378 | 98.3397 | 213.7448 | 188.846 | 103.5375 | 103.5375 | 128.4089 | 295.9527 | 50.7656 | 456.7504 | 205.9779 | 349.7207 | 127.8428 | 108.4206 | 434.8532 | 94.2058 | 151.5758 | 94.2058 | 250.5515 | 89.8321 | 107.6141 | 61.3085 | 61.3085 | 89.8321 | 267.6607 | 235.6313 | 158.6985 | 228.2308 | 104.4067 | 89.8321 | 623.3525 | 175.5641 | 240.0721 | 534.0765 | 982.2725 | 84.7284 | 90.4965 | 181.635 | 350.9241 | 90.4965 | 55.559 | 135.8545 | 93.2828 | 90.9131 | 117.9468 | 54.8655 | 54.8655 | 88.3942 | 56.7083 | 180.7333 | 237.6743 | 108.1833 | 151.5758 | 104.2071 | 250.532 | 167.1448 | 108.1833 | 104.2071 | 85.95 | 304.1942 | 168.0363 | 42.2421 | 29.6363 | 355.5051 | 79.2381 | 290.8032 | 81.7841 | 339.704 | 892.2892 | 40.9058 | 275.1514 | 304.1942 | 413.2554 | 81.7841 | 33.4055 | 216.976 | 289.731 | 184.336 | 168.2058 | 0 | 82.0696 | 140.1841 | 562.3484 | 0 | 84.7284 | 122.6931 | 197.8766 | 91.5598 | 131.8973 | 173.7138 | 84.9826 | 0 | 0 | 0 | 0 | 0 | 0 | 0 | 0 | 70.3952 | 0 | 142.9361 | 149.8692 | 270.2872 | 169.4816 | 0 | 179.2619 | 63.5362 | 44.6614 | 25.4582 | 936.7866 | 37.3877 | 146.2057 | 57.3305 | 57.3305 | 119.7755 | 37.6036 | 63.5362 | 37.3877 | 36.5871 | 36.5871 | 62.5542 | 0 | 0 | 0 | 0 | 37.6036 | 37.6036 | 37.6036 | 56.5151 | 36.5871 | 119.0546 | 0 | 0 | 28.5985 | 0 | 0 | 0 | 109.1716 | 39.5144 | 140.8124 | 50.0137 | 57.4796 | 28.5985 | 110 | 207.3704 | 34.964 | 145.2001 | 137.3267 | 599.1947 | 111.2662 | 107.561 | 138.681 | 21.4817 | 25.4006 | 25.4006 | 21.4817 | 54.3682 | 85.3384 | 183.6297 | 2173.432 | 166.9105 | 85.3384 | 79.5428 | 211.4543 | 121.6594 | 99.5735 | 103.9244 | 79.5428 | 190.804 | 78.7389 | 39.5144 | 39.5144 | 161.8195 | 127.1183 | 0 | 0 | 0 | 25.4006 | 25.4006 | 32.8588 | 0 | 0 | 0 | 0 | 0 | 0 | 21.4817 | 39.5144 | 171.7331 | 25.4006 | 33.5988 | 74.6568 | 0 | 0 | 0 | 0 | 0 | 0 | 0 | 0 | 0 | 0 | 0 | 0 | 0 | 0 | 0 | 0 | 0 | 0 | 0 | 0 | 0 | 0 | 0 | 0 | 0 | 0 | 0 | 0 | 0 | 0 | 0 | 0 | 0 | 0 | 0 | 0 | 0 | 0 | 0 | 0 | 0 | 0 | 0 | 0 | 0 | 0 | 0 | 0 | 0 | 0 | 0 | 0 | 0 | 0 | 0 | 0 | 0 | 0 | 0 | 0 | 0 | 0 | 0 | 0 | 0 | 0 | 0 | 0 | 0 | 0 | 0 | 0 | 0 | 0 | 0 | 0 | 0 | 0 | 0 | 0 | 0 | 0 | 0 | 0 | 0 | 0 | 0 | 0 | 0 | 0 | 0 | 0 | 0 | 0 | 0 | 0 | 0 | 0 | 0 | 0 | 0 | 0 | 0 | 0 | 0 | 0 | 0 | 0 | 0 | 2017-01-15 17:00
t0355 | 0 | 113.4991 | 370.6142 | 129.0771 | 43.9368 | 298.4192 | 43.9368 | 325.8374 | 71.2531 | 71.2531 | 2192.1208 | 84.374 | 73.8933 | 285.2627 | 346.8884 | 49.5929 | 75.8809 | 342.1638 | 222.5433 | 274.0216 | 0 | 0 | 454.1036 | 34.8022 | 34.8022 | 34.8022 | 73.7914 | 147.3021 | 215.4142 | 159.4656 | 346.1008 | 92.9691 | 199.4641 | 176.2853 | 257.0819 | 271.4412 | 122.4561 | 383.493 | 300.7759 | 87.7643 | 166.7308 | 263.6926 | 96.0504 | 205.0459 | 393.1881 | 96.0504 | 38.5618 | 263.0027 | 689.4749 | 133.6175 | 183.2459 | 95.2585 | 154.2744 | 38.5618 | 153.7543 | 227.7733 | 86.1293 | 352.8062 | 36.8832 | 143.3486 | 36.8832 | 96.0504 | 147.3021 | 59.7434 | 393.1881 | 0 | 0 | 0 | 0 | 0 | 0 | 0 | 0 | 149.695 | 0 | 0 | 0 | 0 | 236.8342 | 271.6525 | 24.5801 | 35.9621 | 272.2912 | 149.136 | 12.8286 | 85.8746 | 92.3159 | 270.2791 | 143.6007 | 192.2339 | 111.5905 | 24.5801 | 329.6064 | 46.159 | 266.9192 | 129.0914 | 148.7853 | 47.5667 | 89.6832 | 526.9132 | 26.6471 | 147.4085 | 160.8995 | 12.8286 | 12.8286 | 72.2813 | 107.2576 | 64.6398 | 129.7221 | 143.5288 | 113.747 | 128.9623 | 841.9465 | 131.7369 | 85.8746 | 74.22 | 74.22 | 33.6391 | 59.5878 | 841.9465 | 438.0109 | 132.6973 | 0 | 0 | 0 | 72.8234 | 92.3159 | 71.3422 | 368.4397 | 89.6832 | 0 | 62.8934 | 59.5878 | 12.8286 | 75.3833 | 30.101 | 0 | 0 | 0 | 83.6399 | 0 | 0 | 138.5987 | 0 | 34.5815 | 0 | 0 | 190.8354 | 67.618 | 30.101 | 28.8708 | 28.8708 | 74.8773 | 148.8567 | 211.1156 | 137.8715 | 298.9509 | 166.1008 | 110.92 | 248.1245 | 268.0068 | 165.6634 | 143.0815 | 490.8847 | 172.4176 | 209.1867 | 84.9204 | 80.175 | 194.3552 | 220.4602 | 79.068 | 80.175 | 80.175 | 171.6538 | 84.9204 | 84.9204 | 84.9204 | 180.6297 | 159.6872 | 188.639 | 138.7318 | 138.7318 | 109.9849 | 210.0175 | 420.4919 | 129.9285 | 122.4924 | 773.944 | 175.644 | 122.4924 | 564.1628 | 1067.2622 | 162.2504 | 625.283 | 402.8082 | 175.644 | 114.9422 | 64.5223 | 238.7137 | 50.3842 | 50.3842 | 50.3842 | 176.8916 | 243.1824 | 86.9165 | 93.9212 | 211.4815 | 183.8658 | 99.7171 | 99.7171 | 126.7838 | 284.1376 | 50.3842 | 455.1675 | 201.4177 | 342.6312 | 124.9864 | 107.9225 | 425.8675 | 93.5883 | 143.0419 | 93.5883 | 245.0168 | 89.4448 | 103.8397 | 59.7434 | 59.7434 | 89.4448 | 249.5862 | 224.7857 | 155.7948 | 226.0085 | 99.8089 | 89.4448 | 574.5513 | 172.5052 | 233.5897 | 518.7283 | 928.6002 | 83.1988 | 88.3856 | 183.7419 | 345.9954 | 88.3856 | 56.0264 | 134.7257 | 90.5231 | 90.1573 | 119.0165 | 53.7702 | 53.7702 | 85.9017 | 56.731 | 173.4419 | 230.5969 | 107.9929 | 143.0419 | 102.7004 | 245.8961 | 164.1487 | 107.9929 | 102.7004 | 87.8295 | 297.6665 | 163.1387 | 40.9365 | 30.5002 | 353.2335 | 79.8307 | 291.0601 | 82.5013 | 339.4038 | 849.645 | 41.2726 | 282.3749 | 297.6665 | 406.8017 | 82.5013 | 34.5815 | 185.4285 | 290.2764 | 176.2171 | 157.9517 | 0 | 80.175 | 140.0101 | 520.7969 | 0 | 83.1988 | 121.3363 | 194.3552 | 88.8459 | 137.3679 | 172.0028 | 85.9507 | 0 | 0 | 0 | 0 | 0 | 0 | 0 | 0 | 67.618 | 0 | 139.3833 | 137.9759 | 264.8097 | 165.0239 | 0 | 181.1919 | 66.0166 | 45.2878 | 26.6471 | 936.5639 | 37.2467 | 145.3994 | 59.1433 | 59.1433 | 124.6542 | 38.4141 | 66.0166 | 37.2467 | 37.8011 | 37.8011 | 64.061 | 0 | 0 | 0 | 0 | 38.4141 | 38.4141 | 38.4141 | 57.4605 | 37.8011 | 120.6791 | 0 | 0 | 28.2183 | 0 | 0 | 0 | 110.9817 | 38.0408 | 141.1387 | 46.4617 | 58.0135 | 28.2183 | 107.6565 | 205.8927 | 35.6416 | 139.8883 | 135.7221 | 578.2269 | 110.3431 | 106.484 | 137.9842 | 21.2621 | 25.1848 | 25.1848 | 21.2621 | 55.3756 | 85.2839 | 184.7826 | 2081.1002 | 169.3923 | 85.2839 | 78.9439 | 206.4791 | 123.8062 | 103.2291 | 106.188 | 78.9439 | 192.9458 | 77.5985 | 38.0408 | 38.0408 | 164.0471 | 126.7128 | 0 | 0 | 0 | 25.1848 | 25.1848 | 33.4541 | 0 | 0 | 0 | 0 | 0 | 0 | 21.2621 | 38.0408 | 171.7905 | 25.1848 | 33.4714 | 76.9686 | 0 | 0 | 0 | 0 | 0 | 0 | 0 | 0 | 0 | 0 | 0 | 0 | 0 | 0 | 0 | 0 | 0 | 0 | 0 | 0 | 0 | 0 | 0 | 0 | 0 | 0 | 0 | 0 | 0 | 0 | 0 | 0 | 0 | 0 | 0 | 0 | 0 | 0 | 0 | 0 | 0 | 0 | 0 | 0 | 0 | 0 | 0 | 0 | 0 | 0 | 0 | 0 | 0 | 0 | 0 | 0 | 0 | 0 | 0 | 0 | 0 | 0 | 0 | 0 | 0 | 0 | 0 | 0 | 0 | 0 | 0 | 0 | 0 | 0 | 0 | 0 | 0 | 0 | 0 | 0 | 0 | 0 | 0 | 0 | 0 | 0 | 0 | 0 | 0 | 0 | 0 | 0 | 0 | 0 | 0 | 0 | 0 | 0 | 0 | 0 | 0 | 0 | 0 | 0 | 0 | 0 | 0 | 0 | 0 | 2017-01-15 18:00
t0356 | 0 | 110.8682 | 357.5275 | 129.6367 | 43.1788 | 289.186 | 43.1788 | 345.1681 | 65.7903 | 65.7903 | 1924.9066 | 80.6276 | 75.1661 | 279.2283 | 350.0999 | 51.1255 | 75.3082 | 338.3028 | 219.9975 | 280.3884 | 0 | 0 | 434.9704 | 35.0259 | 35.0259 | 35.0259 | 73.9044 | 146.3842 | 218.7155 | 140.4519 | 328.8341 | 90.5541 | 202.1468 | 179.6415 | 257.6642 | 267.5582 | 124.5967 | 393.4832 | 291.9934 | 88.0523 | 170.1499 | 256.9266 | 95.6847 | 204.3352 | 361.8646 | 95.6847 | 39.8818 | 262.971 | 687.632 | 135.6819 | 176.6784 | 95.1882 | 155.6696 | 39.8818 | 155.2238 | 232.4798 | 87.5903 | 339.2641 | 36.7994 | 146.0583 | 36.7994 | 95.6847 | 146.3842 | 59.2505 | 361.8646 | 0 | 0 | 0 | 0 | 0 | 0 | 0 | 0 | 150.0138 | 0 | 0 | 0 | 0 | 234.056 | 271.5769 | 25.2533 | 36.8066 | 263.1065 | 151.9558 | 12.9459 | 86.7208 | 95.1573 | 263.1583 | 142.3873 | 192.247 | 110.2451 | 25.2533 | 309.509 | 47.0325 | 261.4855 | 130.7038 | 151.7864 | 48.556 | 90.8366 | 508.9336 | 26.9652 | 149.0278 | 161.4104 | 12.9459 | 12.9459 | 71.2277 | 107.81 | 65.3896 | 130.9793 | 143.0796 | 105.3307 | 114.2148 | 774.3794 | 131.9836 | 86.7208 | 75.7036 | 75.7036 | 34.0795 | 58.149 | 774.3794 | 414.7511 | 136.6693 | 0 | 0 | 0 | 74.7853 | 95.1573 | 72.5654 | 364.9133 | 90.8366 | 0 | 64.1893 | 58.149 | 12.9459 | 72.3918 | 29.5179 | 0 | 0 | 0 | 83.4766 | 0 | 0 | 137.2944 | 0 | 34.9708 | 0 | 0 | 190.9741 | 69.229 | 29.5179 | 29.0563 | 29.0563 | 76.2576 | 147.4254 | 205.1806 | 138.4061 | 285.4369 | 165.8017 | 109.5026 | 247.4732 | 248.7396 | 162.1348 | 142.467 | 429.9521 | 170.2881 | 204.6423 | 82.1544 | 78.7954 | 186.8291 | 218.4467 | 77.9282 | 78.7954 | 78.7954 | 163.2904 | 82.1544 | 82.1544 | 82.1544 | 176.7317 | 155.8082 | 182.9787 | 137.1076 | 137.1076 | 107.8139 | 195.3346 | 412.2211 | 128.1384 | 117.8885 | 653.6285 | 169.1227 | 117.8885 | 494.3131 | 945.8789 | 159.2176 | 582.0692 | 389.9982 | 169.1227 | 110.0492 | 63.7356 | 236.3498 | 50.5946 | 50.5946 | 50.5946 | 175.4354 | 228.5011 | 85.3717 | 97.3728 | 210.0038 | 184.4174 | 99.5444 | 99.5444 | 123.2671 | 292.3495 | 50.5946 | 436.7135 | 200.728 | 341.1297 | 125.2618 | 109.058 | 383.9949 | 92.449 | 142.4995 | 92.449 | 234.5494 | 85.9167 | 100.4226 | 59.2505 | 59.2505 | 85.9167 | 246.9103 | 224.3826 | 149.2995 | 215.3821 | 98.7006 | 85.9167 | 569.5726 | 171.9645 | 215.024 | 480.0236 | 803.4573 | 82.8486 | 88.2781 | 178.2861 | 334.3358 | 88.2781 | 56.6876 | 131.4767 | 90.4642 | 89.6688 | 117.0808 | 52.7571 | 52.7571 | 84.0542 | 55.5339 | 158.5756 | 222.6085 | 107.1741 | 142.4995 | 99.8273 | 230.6352 | 164.251 | 107.1741 | 99.8273 | 87.6755 | 273.5388 | 160.5588 | 42.3542 | 30.9626 | 353.1513 | 79.4635 | 281.8932 | 81.7181 | 344.2611 | 800.3278 | 42.0746 | 287.0913 | 273.5388 | 381.6552 | 81.7181 | 34.9708 | 192.8099 | 282.3137 | 171.7549 | 159.3331 | 0 | 78.7954 | 142.0789 | 441.1053 | 0 | 82.8486 | 118.603 | 186.8291 | 83.0015 | 138.4594 | 173.1052 | 84.3705 | 0 | 0 | 0 | 0 | 0 | 0 | 0 | 0 | 69.229 | 0 | 139.5845 | 143.3245 | 246.5012 | 154.9507 | 0 | 177.2494 | 64.1193 | 45.1229 | 26.9652 | 867.4776 | 37.3035 | 135.2875 | 58.3218 | 58.3218 | 120.3898 | 37.4174 | 64.1193 | 37.3035 | 38.1777 | 38.1777 | 64.0699 | 0 | 0 | 0 | 0 | 37.4174 | 37.4174 | 37.4174 | 56.9258 | 38.1777 | 119.6931 | 0 | 0 | 26.1323 | 0 | 0 | 0 | 109.2105 | 38.0018 | 136.189 | 45.1845 | 57.3828 | 26.1323 | 108.3553 | 189.7756 | 36.0127 | 137.8784 | 131.5661 | 544.9113 | 109.551 | 105.6325 | 135.5667 | 20.9812 | 25.1055 | 25.1055 | 20.9812 | 53.8022 | 82.8792 | 182.9643 | 1846.4737 | 160.8551 | 82.8792 | 76.5075 | 184.5634 | 119.8512 | 102.8335 | 102.6597 | 76.5075 | 184.3912 | 73.1253 | 38.0018 | 38.0018 | 162.1284 | 118.7556 | 0 | 0 | 0 | 25.1055 | 25.1055 | 32.819 | 0 | 0 | 0 | 0 | 0 | 0 | 20.9812 | 38.0018 | 164.1553 | 25.1055 | 33.133 | 76.496 | 0 | 0 | 0 | 0 | 0 | 0 | 0 | 0 | 0 | 0 | 0 | 0 | 0 | 0 | 0 | 0 | 0 | 0 | 0 | 0 | 0 | 0 | 0 | 0 | 0 | 0 | 0 | 0 | 0 | 0 | 0 | 0 | 0 | 0 | 0 | 0 | 0 | 0 | 0 | 0 | 0 | 0 | 0 | 0 | 0 | 0 | 0 | 0 | 0 | 0 | 0 | 0 | 0 | 0 | 0 | 0 | 0 | 0 | 0 | 0 | 0 | 0 | 0 | 0 | 0 | 0 | 0 | 0 | 0 | 0 | 0 | 0 | 0 | 0 | 0 | 0 | 0 | 0 | 0 | 0 | 0 | 0 | 0 | 0 | 0 | 0 | 0 | 0 | 0 | 0 | 0 | 0 | 0 | 0 | 0 | 0 | 0 | 0 | 0 | 0 | 0 | 0 | 0 | 0 | 0 | 0 | 0 | 0 | 0 | 2017-01-15 19:00
t0357 | 0 | 112.0875 | 346.1967 | 132.2588 | 41.6113 | 279.0065 | 41.6113 | 396.5205 | 62.6834 | 62.6834 | 1825.6179 | 76.1044 | 76.366 | 287.0231 | 360.1372 | 53.0791 | 74.6108 | 337.3676 | 217.7123 | 296.3342 | 0 | 0 | 421.6849 | 35.137 | 35.137 | 35.137 | 75.5373 | 148.1169 | 230.0444 | 130.7668 | 322.5356 | 88.5663 | 210.153 | 188.1422 | 259.5905 | 264.5525 | 127.7327 | 434.1399 | 302.0474 | 89.4857 | 180.6781 | 256.226 | 97.9043 | 208.834 | 364.8372 | 97.9043 | 41.0086 | 266.9377 | 702.6897 | 141.5178 | 174.3972 | 94.7368 | 160.6331 | 41.0086 | 158.004 | 244.0792 | 89.9418 | 333.3871 | 36.2793 | 153.4638 | 36.2793 | 97.9043 | 148.1169 | 59.5472 | 364.8372 | 0 | 0 | 0 | 0 | 0 | 0 | 0 | 0 | 151.6101 | 0 | 0 | 0 | 0 | 235.3133 | 271.9258 | 25.6545 | 35.8926 | 251.6965 | 151.9653 | 12.7057 | 85.3094 | 94.6114 | 259.0934 | 142.8895 | 193.8226 | 105.8998 | 25.6545 | 292.7579 | 46.4081 | 256.3197 | 128.7228 | 152.3927 | 48.2243 | 90.1068 | 492.7204 | 25.9617 | 148.7021 | 157.978 | 12.7057 | 12.7057 | 68.6694 | 109.1032 | 64.7415 | 129.3579 | 143.4271 | 97.3892 | 101.5277 | 714.7875 | 126.5952 | 85.3094 | 75.6595 | 75.6595 | 33.6463 | 55.0019 | 714.7875 | 393.596 | 138.3283 | 0 | 0 | 0 | 75.1497 | 94.6114 | 72.6685 | 357.1168 | 90.1068 | 0 | 64.3483 | 55.0019 | 12.7057 | 68.8766 | 28.2646 | 0 | 0 | 0 | 83.0854 | 0 | 0 | 135.3734 | 0 | 33.9546 | 0 | 0 | 190.8545 | 72.1485 | 28.2646 | 28.8471 | 28.8471 | 74.0174 | 143.4146 | 197.1023 | 136.3579 | 279.3554 | 166.8902 | 107.9236 | 246.3856 | 236.8027 | 156.3725 | 140.8405 | 395.2204 | 169.2734 | 195.8598 | 81.6886 | 78.444 | 181.7175 | 211.3636 | 75.7179 | 78.444 | 78.444 | 154.8492 | 81.6886 | 81.6886 | 81.6886 | 170.4352 | 154.6268 | 174.6788 | 133.5382 | 133.5382 | 104.5084 | 182.9081 | 408.1293 | 131.2858 | 111.796 | 590.4798 | 165.9341 | 111.796 | 443.7289 | 883.2006 | 152.1495 | 549.6732 | 379.8257 | 165.9341 | 105.8476 | 62.2946 | 226.9816 | 50.5688 | 50.5688 | 50.5688 | 169.7586 | 213.5348 | 81.0988 | 102.8722 | 208.5443 | 187.133 | 101.5679 | 101.5679 | 120.4959 | 305.8997 | 50.5688 | 418.5336 | 201.9157 | 342.3303 | 126.5876 | 109.2891 | 353.4037 | 91.0927 | 147.7042 | 91.0927 | 228.2273 | 82.4867 | 99.7524 | 59.5472 | 59.5472 | 82.4867 | 257.2461 | 230.7903 | 144.897 | 206.3706 | 100.6159 | 82.4867 | 600.2996 | 172.3179 | 203.0824 | 456.3305 | 737.8321 | 82.9921 | 89.0478 | 170.2698 | 325.5221 | 89.0478 | 56.2616 | 128.4277 | 91.7908 | 88.9866 | 113.4214 | 52.3049 | 52.3049 | 83.7647 | 53.9737 | 150.8987 | 219.713 | 105.5742 | 147.7042 | 97.7211 | 219.6952 | 165.1551 | 105.5742 | 97.7211 | 85.095 | 256.5026 | 160.8936 | 44.1656 | 30.3064 | 351.3808 | 77.8629 | 271.3341 | 79.6516 | 344.9711 | 787.4183 | 41.9957 | 282.0115 | 256.5026 | 362.6265 | 79.6516 | 33.9546 | 223.1042 | 272.4928 | 173.1193 | 167.3663 | 0 | 78.444 | 142.4659 | 406.1633 | 0 | 82.9921 | 116.2952 | 181.7175 | 79.6464 | 133.3922 | 173.6663 | 81.4182 | 0 | 0 | 0 | 0 | 0 | 0 | 0 | 0 | 72.1485 | 0 | 141.2831 | 156.1199 | 233.6135 | 148.8643 | 0 | 170.6254 | 59.8567 | 44.0085 | 25.9617 | 802.4816 | 37.0877 | 126.333 | 55.5508 | 55.5508 | 111.6296 | 35.5498 | 59.8567 | 37.0877 | 37.087 | 37.087 | 62.1724 | 0 | 0 | 0 | 0 | 35.5498 | 35.5498 | 35.5498 | 55.1242 | 37.087 | 116.3202 | 0 | 0 | 24.4811 | 0 | 0 | 0 | 105.1496 | 38.8088 | 130.4945 | 46.6367 | 55.8406 | 24.4811 | 109.7719 | 175.9266 | 35.3857 | 139.2534 | 128.172 | 529.6275 | 108.5581 | 104.759 | 132.795 | 20.7212 | 24.9648 | 24.9648 | 20.7212 | 51.1338 | 80.1198 | 178.661 | 1713.076 | 150.1908 | 80.1198 | 74.2397 | 168.9455 | 113.6207 | 98.4249 | 96.8549 | 74.2397 | 173.7561 | 69.6809 | 38.8088 | 38.8088 | 157.0617 | 111.3937 | 0 | 0 | 0 | 24.9648 | 24.9648 | 31.4721 | 0 | 0 | 0 | 0 | 0 | 0 | 20.7212 | 38.8088 | 156.2094 | 24.9648 | 32.6258 | 73.41 | 0 | 0 | 0 | 0 | 0 | 0 | 0 | 0 | 0 | 0 | 0 | 0 | 0 | 0 | 0 | 0 | 0 | 0 | 0 | 0 | 0 | 0 | 0 | 0 | 0 | 0 | 0 | 0 | 0 | 0 | 0 | 0 | 0 | 0 | 0 | 0 | 0 | 0 | 0 | 0 | 0 | 0 | 0 | 0 | 0 | 0 | 0 | 0 | 0 | 0 | 0 | 0 | 0 | 0 | 0 | 0 | 0 | 0 | 0 | 0 | 0 | 0 | 0 | 0 | 0 | 0 | 0 | 0 | 0 | 0 | 0 | 0 | 0 | 0 | 0 | 0 | 0 | 0 | 0 | 0 | 0 | 0 | 0 | 0 | 0 | 0 | 0 | 0 | 0 | 0 | 0 | 0 | 0 | 0 | 0 | 0 | 0 | 0 | 0 | 0 | 0 | 0 | 0 | 0 | 0 | 0 | 0 | 0 | 0 | 2017-01-15 20:00
t0358 | 0 | 117.8961 | 341.5969 | 138.8936 | 40.2163 | 272.73 | 40.2163 | 479.3076 | 61.9401 | 61.9401 | 1854.6319 | 72.181 | 79.0897 | 309.3781 | 382.0835 | 56.474 | 75.2088 | 344.597 | 219.5646 | 325.1423 | 0 | 0 | 418.8914 | 35.8633 | 35.8633 | 35.8633 | 79.6809 | 154.4464 | 251.6267 | 128.4139 | 328.5328 | 88.3654 | 226.1059 | 204.1014 | 267.4764 | 266.8946 | 134.1918 | 505.2118 | 330.1801 | 93.4533 | 199.8871 | 264.0574 | 103.7601 | 220.8835 | 395.8582 | 103.7601 | 42.9016 | 278.7896 | 742.7668 | 152.8566 | 177.8637 | 95.8327 | 171.2677 | 42.9016 | 164.8486 | 265.5365 | 94.7604 | 338.0472 | 36.1457 | 167.2966 | 36.1457 | 103.7601 | 154.4464 | 61.4904 | 395.8582 | 0 | 0 | 0 | 0 | 0 | 0 | 0 | 0 | 157.0262 | 0 | 0 | 0 | 0 | 243.639 | 277.7776 | 26.4172 | 34.5223 | 242.7844 | 153.1865 | 12.4718 | 84.0442 | 93.7794 | 261.5016 | 147.2157 | 200.1986 | 101.3933 | 26.4172 | 282.2113 | 45.7119 | 255.7888 | 126.8616 | 154.5219 | 47.9881 | 89.9007 | 485.6356 | 24.5686 | 150.0212 | 154.8898 | 12.4718 | 12.4718 | 66.2958 | 113.0492 | 64.4319 | 128.3329 | 147.0388 | 90.9212 | 90.9469 | 668.62 | 119.7553 | 84.0442 | 76.1364 | 76.1364 | 33.2914 | 51.6034 | 668.62 | 379.4484 | 141.3806 | 0 | 0 | 0 | 76.0184 | 93.7794 | 73.4951 | 352.9108 | 89.9007 | 0 | 65.0657 | 51.6034 | 12.4718 | 66.0629 | 27.0394 | 0 | 0 | 0 | 84.1162 | 0 | 0 | 135.5098 | 0 | 32.6502 | 0 | 0 | 194.2285 | 77.4961 | 27.0394 | 28.9338 | 28.9338 | 70.8091 | 140.2458 | 190.8107 | 135.183 | 282.6159 | 172.1148 | 108.181 | 249.666 | 232.8266 | 151.7599 | 141.1621 | 380.9711 | 172.0944 | 187.5095 | 84.1442 | 80.1902 | 181.1161 | 204.6519 | 74.1209 | 80.1902 | 80.1902 | 148.6057 | 84.1442 | 84.1442 | 84.1442 | 165.4124 | 157.9453 | 167.4155 | 131.0439 | 131.0439 | 102.2355 | 174.2901 | 414.048 | 140.2157 | 106.4215 | 567.8921 | 167.6748 | 106.4215 | 408.9898 | 867.6709 | 144.9457 | 531.5954 | 377.6633 | 167.6748 | 103.7344 | 61.5278 | 216.9149 | 51.3675 | 51.3675 | 51.3675 | 164.2908 | 201.2052 | 76.36 | 112.059 | 210.9704 | 194.9832 | 107.0451 | 107.0451 | 120.2497 | 329.7185 | 51.3675 | 406.9852 | 208.2167 | 351.8385 | 131.0922 | 111.0879 | 333.8023 | 91.2354 | 159.6738 | 91.2354 | 228.253 | 80.4037 | 102.6033 | 61.4904 | 61.4904 | 80.4037 | 281.2937 | 246.3049 | 144.1643 | 201.5222 | 106.4591 | 80.4037 | 666.8309 | 176.549 | 198.0263 | 448.4561 | 716.8068 | 85.0391 | 92.1235 | 163.2781 | 323.9203 | 92.1235 | 56.2189 | 127.7012 | 95.8321 | 89.8352 | 110.5777 | 53.1572 | 53.1572 | 86.0018 | 53.0943 | 149.8155 | 223.8708 | 105.3884 | 159.6738 | 97.7731 | 214.6489 | 169.7908 | 105.3884 | 97.7731 | 82.4537 | 247.2219 | 166.1107 | 47.2184 | 29.497 | 355.1743 | 76.8704 | 264.2278 | 78.1572 | 349.8444 | 810.5779 | 42.1815 | 275.9644 | 247.2219 | 352.6272 | 78.1572 | 32.6502 | 274.1743 | 265.9277 | 181.4544 | 183.3332 | 0 | 80.1902 | 144.599 | 403.1423 | 0 | 85.0391 | 116.2776 | 181.1161 | 79.0401 | 126.7138 | 177.2785 | 78.9418 | 0 | 0 | 0 | 0 | 0 | 0 | 0 | 0 | 77.4961 | 0 | 146.7456 | 177.5247 | 227.3859 | 147.5273 | 0 | 165.0788 | 54.9418 | 43.0667 | 24.5686 | 749.7719 | 37.3993 | 119.7339 | 52.4253 | 52.4253 | 101.5315 | 33.6755 | 54.9418 | 37.3993 | 35.7242 | 35.7242 | 60.1484 | 0 | 0 | 0 | 0 | 33.6755 | 33.6755 | 33.6755 | 53.4571 | 35.7242 | 113.4415 | 0 | 0 | 23.4211 | 0 | 0 | 0 | 101.3681 | 40.9425 | 126.3621 | 50.7634 | 54.6842 | 23.4211 | 113.851 | 165.637 | 34.7782 | 145.47 | 127.4065 | 534.1223 | 109.4403 | 105.8063 | 132.1175 | 20.849 | 25.2537 | 25.2537 | 20.849 | 48.5527 | 78.445 | 175.908 | 1662.4507 | 140.2011 | 78.445 | 73.3034 | 159.0445 | 107.6541 | 93.092 | 91.0286 | 73.3034 | 164.2782 | 67.9006 | 40.9425 | 40.9425 | 152.6632 | 105.8967 | 0 | 0 | 0 | 25.2537 | 25.2537 | 30.1815 | 0 | 0 | 0 | 0 | 0 | 0 | 20.849 | 40.9425 | 150.3883 | 25.2537 | 32.5985 | 69.8821 | 0 | 0 | 0 | 0 | 0 | 0 | 0 | 0 | 0 | 0 | 0 | 0 | 0 | 0 | 0 | 0 | 0 | 0 | 0 | 0 | 0 | 0 | 0 | 0 | 0 | 0 | 0 | 0 | 0 | 0 | 0 | 0 | 0 | 0 | 0 | 0 | 0 | 0 | 0 | 0 | 0 | 0 | 0 | 0 | 0 | 0 | 0 | 0 | 0 | 0 | 0 | 0 | 0 | 0 | 0 | 0 | 0 | 0 | 0 | 0 | 0 | 0 | 0 | 0 | 0 | 0 | 0 | 0 | 0 | 0 | 0 | 0 | 0 | 0 | 0 | 0 | 0 | 0 | 0 | 0 | 0 | 0 | 0 | 0 | 0 | 0 | 0 | 0 | 0 | 0 | 0 | 0 | 0 | 0 | 0 | 0 | 0 | 0 | 0 | 0 | 0 | 0 | 0 | 0 | 0 | 0 | 0 | 0 | 0 | 2017-01-15 21:00
t0359 | 0 | 115.6008 | 323.5057 | 136.0193 | 37.6149 | 256.866 | 37.6149 | 501.3288 | 58.7576 | 58.7576 | 1788.5682 | 66.7862 | 76.8707 | 307.167 | 376.1375 | 55.6597 | 72.0555 | 332.5835 | 210.43 | 325.475 | 0 | 0 | 398.2873 | 34.5891 | 34.5891 | 34.5891 | 78.2167 | 150.7109 | 251.527 | 121.5015 | 316.8136 | 84.2022 | 224.1701 | 203.1777 | 259.318 | 255.8521 | 131.4157 | 519.8797 | 330.1569 | 91.2536 | 200.9057 | 256.145 | 102.1091 | 217.1439 | 394.7044 | 102.1091 | 41.9115 | 272.2504 | 729.9451 | 151.8419 | 171.5931 | 91.9837 | 169.032 | 41.9115 | 160.8703 | 264.7028 | 92.9394 | 325.1088 | 34.4007 | 166.9443 | 34.4007 | 102.1091 | 150.7109 | 59.6949 | 394.7044 | 0 | 0 | 0 | 0 | 0 | 0 | 0 | 0 | 152.6602 | 0 | 0 | 0 | 0 | 236.8748 | 268.0584 | 25.593 | 32.1724 | 226.8892 | 146.7021 | 11.7663 | 79.4567 | 88.9423 | 250.7959 | 142.7422 | 194.3538 | 94.2934 | 25.593 | 263.7838 | 43.2058 | 243.7399 | 119.9578 | 148.4612 | 45.6222 | 85.6067 | 459.6127 | 22.676 | 143.7552 | 146.0451 | 11.7663 | 11.7663 | 61.9646 | 109.926 | 61.2685 | 121.8164 | 142.177 | 83.3636 | 81.2765 | 613.885 | 110.5243 | 79.4567 | 72.8423 | 72.8423 | 31.5513 | 47.4076 | 613.885 | 354.6295 | 136.4098 | 0 | 0 | 0 | 72.9329 | 88.9423 | 70.5156 | 334.3555 | 85.6067 | 0 | 62.4168 | 47.4076 | 11.7663 | 61.5364 | 25.137 | 0 | 0 | 0 | 80.7765 | 0 | 0 | 129.3263 | 0 | 30.4298 | 0 | 0 | 187.0435 | 76.757 | 25.137 | 27.6371 | 27.6371 | 65.7811 | 132.067 | 178.6812 | 128.2801 | 271.4921 | 166.9565 | 103.3304 | 239.875 | 220.2081 | 142.3044 | 134.8054 | 356.6256 | 165.6733 | 174.4034 | 81.611 | 77.4366 | 172.5218 | 191.5929 | 69.8462 | 77.4366 | 77.4366 | 138.4957 | 81.611 | 81.611 | 81.611 | 155.1096 | 152.4751 | 155.8427 | 123.6572 | 123.6572 | 96.3112 | 161.8135 | 398.1821 | 138.5521 | 98.6736 | 531.3457 | 160.9471 | 98.6736 | 372.4663 | 821.0506 | 134.404 | 497.9311 | 359.2082 | 160.9471 | 97.8699 | 58.2776 | 201.4886 | 49.4141 | 49.4141 | 49.4141 | 153.7618 | 185.4852 | 70.298 | 111.7547 | 202.5255 | 190.1645 | 105.0352 | 105.0352 | 114.6024 | 327.1261 | 49.4141 | 382.2124 | 201.9713 | 340.6778 | 127.438 | 106.8913 | 308.46 | 87.1037 | 158.7241 | 87.1037 | 217.8591 | 75.6145 | 99.438 | 59.6949 | 59.6949 | 75.6145 | 281.2408 | 243.2466 | 137.1949 | 189.7473 | 104.688 | 75.6145 | 671.807 | 170.6548 | 186.4278 | 424.0603 | 674.2789 | 82.2063 | 89.512 | 152.0398 | 308.238 | 89.512 | 53.581 | 121.4461 | 93.5674 | 86.1377 | 103.9561 | 51.1691 | 51.1691 | 83.2504 | 50.1807 | 142.5288 | 215.8634 | 100.4192 | 158.7241 | 93.3173 | 202.2331 | 164.4172 | 100.4192 | 93.3173 | 77.2156 | 231.1604 | 161.2629 | 46.6506 | 27.6877 | 340.7624 | 72.7812 | 248.3103 | 73.745 | 336.1817 | 786.2688 | 40.3146 | 259.8523 | 231.1604 | 331.3123 | 73.745 | 30.4298 | 288.8272 | 250.2034 | 177.6028 | 183.4071 | 0 | 77.4366 | 139.0149 | 384.1078 | 0 | 82.2063 | 110.9249 | 172.5218 | 75.1452 | 117.2339 | 170.9915 | 73.9778 | 0 | 0 | 0 | 0 | 0 | 0 | 0 | 0 | 76.757 | 0 | 142.8827 | 180.7298 | 213.793 | 140.1339 | 0 | 154.5104 | 49.7829 | 40.5677 | 22.676 | 687.7824 | 35.8335 | 110.798 | 48.3284 | 48.3284 | 91.4638 | 31.1231 | 49.7829 | 35.8335 | 33.3303 | 33.3303 | 56.2731 | 0 | 0 | 0 | 0 | 31.1231 | 31.1231 | 31.1231 | 50.0924 | 33.3303 | 106.6533 | 0 | 0 | 21.799 | 0 | 0 | 0 | 94.6661 | 40.1942 | 118.3639 | 50.6518 | 51.5389 | 21.799 | 110.7599 | 152.6848 | 32.8344 | 142.1069 | 121.1585 | 512.3259 | 104.8575 | 101.4817 | 125.671 | 19.9564 | 24.2405 | 24.2405 | 19.9564 | 44.9401 | 73.9482 | 166.307 | 1561.9325 | 128.4682 | 73.9482 | 69.4426 | 146.6989 | 99.5203 | 85.9171 | 83.7336 | 69.4426 | 151.7054 | 63.8685 | 40.1942 | 40.1942 | 143.2554 | 98.1605 | 0 | 0 | 0 | 24.2405 | 24.2405 | 28.0992 | 0 | 0 | 0 | 0 | 0 | 0 | 19.9564 | 40.1942 | 140.4115 | 24.2405 | 31.0791 | 64.7545 | 0 | 0 | 0 | 0 | 0 | 0 | 0 | 0 | 0 | 0 | 0 | 0 | 0 | 0 | 0 | 0 | 0 | 0 | 0 | 0 | 0 | 0 | 0 | 0 | 0 | 0 | 0 | 0 | 0 | 0 | 0 | 0 | 0 | 0 | 0 | 0 | 0 | 0 | 0 | 0 | 0 | 0 | 0 | 0 | 0 | 0 | 0 | 0 | 0 | 0 | 0 | 0 | 0 | 0 | 0 | 0 | 0 | 0 | 0 | 0 | 0 | 0 | 0 | 0 | 0 | 0 | 0 | 0 | 0 | 0 | 0 | 0 | 0 | 0 | 0 | 0 | 0 | 0 | 0 | 0 | 0 | 0 | 0 | 0 | 0 | 0 | 0 | 0 | 0 | 0 | 0 | 0 | 0 | 0 | 0 | 0 | 0 | 0 | 0 | 0 | 0 | 0 | 0 | 0 | 0 | 0 | 0 | 0 | 0 | 2017-01-15 22:00
t0360 | 0 | 112.8708 | 303.5749 | 132.1814 | 34.6537 | 239.2371 | 34.6537 | 521.3899 | 55.618 | 55.618 | 1739.1911 | 60.9503 | 73.9275 | 304.121 | 367.5529 | 54.337 | 68.3128 | 318.277 | 199.6858 | 323.7105 | 0 | 0 | 375.962 | 32.9996 | 32.9996 | 32.9996 | 76.2442 | 146.0284 | 249.9583 | 115.5543 | 304.4884 | 79.5036 | 220.7501 | 200.8918 | 249.0812 | 242.953 | 127.5192 | 532.7948 | 329.7706 | 88.3876 | 200.7809 | 247.0649 | 99.8842 | 212.1504 | 395.4564 | 99.8842 | 40.4769 | 263.831 | 712.8159 | 149.8256 | 164.6732 | 87.3238 | 165.6648 | 40.4769 | 155.5922 | 262.0962 | 90.3481 | 310.9524 | 32.3251 | 165.5237 | 32.3251 | 99.8842 | 146.0284 | 57.5043 | 395.4564 | 0 | 0 | 0 | 0 | 0 | 0 | 0 | 0 | 147.1221 | 0 | 0 | 0 | 0 | 228.6808 | 256.1274 | 24.4886 | 29.3242 | 209.3469 | 138.5386 | 10.9184 | 73.9206 | 82.8522 | 238.676 | 137.3082 | 187.0315 | 86.1613 | 24.4886 | 244.5625 | 40.1337 | 229.9572 | 111.5846 | 140.7398 | 42.6819 | 80.3344 | 430.8679 | 20.4386 | 135.9891 | 135.5344 | 10.9184 | 10.9184 | 57.0124 | 105.9228 | 57.4039 | 113.9079 | 136.2233 | 75.6064 | 71.9293 | 558.4437 | 99.7662 | 73.9206 | 68.6962 | 68.6962 | 29.4311 | 42.7133 | 558.4437 | 328.2933 | 129.8359 | 0 | 0 | 0 | 68.9617 | 82.8522 | 66.7601 | 312.7308 | 80.3344 | 0 | 59.0544 | 42.7133 | 10.9184 | 56.5985 | 22.9849 | 0 | 0 | 0 | 76.7412 | 0 | 0 | 122.0592 | 0 | 27.7867 | 0 | 0 | 178.2476 | 75.4192 | 22.9849 | 26.0566 | 26.0566 | 59.75 | 122.5856 | 165.1442 | 120.0001 | 259.5767 | 160.5505 | 97.6685 | 228.052 | 207.53 | 131.6088 | 127.241 | 335.2676 | 158.0857 | 159.6344 | 78.7768 | 74.2109 | 163.1287 | 176.5037 | 64.9336 | 74.2109 | 74.2109 | 127.6615 | 78.7768 | 78.7768 | 78.7768 | 143.4618 | 146.2076 | 142.9889 | 115.1148 | 115.1148 | 89.575 | 148.9981 | 379.8377 | 136.3273 | 90.1885 | 502.7164 | 153.5589 | 90.1885 | 338.5611 | 780.122 | 122.4761 | 463.5181 | 338.6885 | 153.5589 | 91.5157 | 54.5108 | 183.7678 | 47.0084 | 47.0084 | 47.0084 | 141.5792 | 168.9641 | 63.4449 | 110.5338 | 192.455 | 183.9366 | 102.3761 | 102.3761 | 108.2559 | 321.8848 | 47.0084 | 355.2415 | 194.2545 | 327.0055 | 122.8032 | 101.6389 | 283.9417 | 82.2768 | 157.0595 | 82.2768 | 206.6217 | 70.3883 | 95.9026 | 57.5043 | 57.5043 | 70.3883 | 280.3059 | 238.8633 | 129.6355 | 177.113 | 102.4067 | 70.3883 | 675.0778 | 163.4436 | 174.9436 | 399.7286 | 638.9667 | 78.7504 | 86.2424 | 139.5497 | 290.8804 | 86.2424 | 50.3435 | 114.3633 | 90.6603 | 81.7205 | 96.3846 | 48.8624 | 48.8624 | 80.0578 | 46.8711 | 135.5853 | 206.9934 | 94.567 | 157.0595 | 88.3092 | 189.3822 | 157.7349 | 94.567 | 88.3092 | 71.0843 | 215.1843 | 155.496 | 45.6538 | 25.5046 | 323.3081 | 67.9709 | 230.6502 | 68.6209 | 318.9948 | 761.7538 | 37.9736 | 240.2832 | 215.1843 | 309.193 | 68.6209 | 27.7867 | 303.0147 | 232.6076 | 173.0969 | 182.5478 | 0 | 74.2109 | 131.9737 | 370.7575 | 0 | 78.7504 | 104.8285 | 163.1287 | 71.1893 | 106.0705 | 163.1478 | 68.3336 | 0 | 0 | 0 | 0 | 0 | 0 | 0 | 0 | 75.4192 | 0 | 137.9592 | 182.8924 | 199.9457 | 132.5145 | 0 | 142.5752 | 44.0623 | 37.6374 | 20.4386 | 624.1443 | 33.9344 | 101.5932 | 43.667 | 43.667 | 80.3906 | 28.272 | 44.0623 | 33.9344 | 30.4834 | 30.4834 | 51.726 | 0 | 0 | 0 | 0 | 28.272 | 28.272 | 28.272 | 46.2034 | 30.4834 | 98.7727 | 0 | 0 | 20.1506 | 0 | 0 | 0 | 87.0251 | 39.1966 | 109.5581 | 50.4642 | 47.899 | 20.1506 | 106.7716 | 139.5493 | 30.4907 | 138.0041 | 114.1921 | 489.8709 | 99.4129 | 96.3452 | 118.2589 | 18.9129 | 23.0209 | 23.0209 | 18.9129 | 40.9203 | 68.9212 | 155.1453 | 1471.3626 | 115.893 | 68.9212 | 65.1452 | 134.9496 | 90.5257 | 77.6246 | 75.6878 | 65.1452 | 138.1004 | 59.6456 | 39.1966 | 39.1966 | 132.4183 | 90.0875 | 0 | 0 | 0 | 23.0209 | 23.0209 | 25.7407 | 0 | 0 | 0 | 0 | 0 | 0 | 18.9129 | 39.1966 | 129.6308 | 23.0209 | 29.2985 | 58.8366 | 0 | 0 | 0 | 0 | 0 | 0 | 0 | 0 | 0 | 0 | 0 | 0 | 0 | 0 | 0 | 0 | 0 | 0 | 0 | 0 | 0 | 0 | 0 | 0 | 0 | 0 | 0 | 0 | 0 | 0 | 0 | 0 | 0 | 0 | 0 | 0 | 0 | 0 | 0 | 0 | 0 | 0 | 0 | 0 | 0 | 0 | 0 | 0 | 0 | 0 | 0 | 0 | 0 | 0 | 0 | 0 | 0 | 0 | 0 | 0 | 0 | 0 | 0 | 0 | 0 | 0 | 0 | 0 | 0 | 0 | 0 | 0 | 0 | 0 | 0 | 0 | 0 | 0 | 0 | 0 | 0 | 0 | 0 | 0 | 0 | 0 | 0 | 0 | 0 | 0 | 0 | 0 | 0 | 0 | 0 | 0 | 0 | 0 | 0 | 0 | 0 | 0 | 0 | 0 | 0 | 0 | 0 | 0 | 0 | 2017-01-15 23:00
t0361 | 0 | 113.3234 | 288.748 | 132.3237 | 32.2024 | 225.3199 | 32.2024 | 566.8483 | 53.194 | 53.194 | 1712.5777 | 55.6091 | 73.1374 | 310.7239 | 370.6805 | 54.8488 | 66.1418 | 311.8605 | 193.4846 | 333.9361 | 0 | 0 | 360.1645 | 32.2723 | 32.2723 | 32.2723 | 76.5983 | 145.4775 | 257.4266 | 110.3891 | 298.5387 | 76.3677 | 224.8327 | 205.7172 | 245.6244 | 235.5345 | 127.5934 | 568.9128 | 340.2529 | 88.107 | 208.2512 | 244.1507 | 100.7316 | 213.6299 | 407.2516 | 100.7316 | 40.3284 | 263.0622 | 717.4163 | 152.9958 | 161.4459 | 84.7727 | 167.6827 | 40.3284 | 154.918 | 268.8865 | 90.6018 | 303.4022 | 30.9458 | 170.0595 | 30.9458 | 100.7316 | 145.4775 | 56.8493 | 407.2516 | 0 | 0 | 0 | 0 | 0 | 0 | 0 | 0 | 145.6992 | 0 | 0 | 0 | 0 | 226.6194 | 250.7824 | 24.096 | 26.9927 | 194.4615 | 133.8678 | 10.2888 | 69.9138 | 78.7076 | 231.7035 | 135.4915 | 184.8351 | 79.1844 | 24.096 | 227.7096 | 37.9221 | 220.8204 | 105.5527 | 136.7086 | 40.736 | 76.9151 | 409.3302 | 18.4758 | 131.5815 | 127.6342 | 10.2888 | 10.2888 | 52.9023 | 104.9141 | 54.8335 | 108.4893 | 133.8151 | 67.9378 | 61.4956 | 503.4824 | 90.243 | 69.9138 | 66.2696 | 66.2696 | 27.9498 | 38.3602 | 503.4824 | 305.4217 | 126.9195 | 0 | 0 | 0 | 66.8103 | 78.7076 | 64.7125 | 297.2031 | 76.9151 | 0 | 57.2171 | 38.3602 | 10.2888 | 52.2801 | 21.1204 | 0 | 0 | 0 | 74.5614 | 0 | 0 | 117.4408 | 0 | 25.6011 | 0 | 0 | 173.9462 | 76.6825 | 21.1204 | 25.0855 | 25.0855 | 54.6844 | 115.2652 | 153.9126 | 114.2689 | 252.9139 | 158.4841 | 94.1195 | 221.7624 | 197.4296 | 122.9017 | 122.5211 | 314.638 | 154.2867 | 146.8489 | 77.8558 | 72.7973 | 156.7176 | 164.211 | 61.1486 | 72.7973 | 72.7973 | 118.1165 | 77.8558 | 77.8558 | 77.8558 | 133.9784 | 143.4033 | 131.8222 | 108.6516 | 108.6516 | 84.3382 | 137.1144 | 370.2281 | 138.336 | 82.571 | 472.7874 | 149.3626 | 82.571 | 301.7407 | 745.0579 | 111.9864 | 433.4858 | 324.4399 | 149.3626 | 86.5201 | 51.7888 | 168.4819 | 45.7878 | 45.7878 | 45.7878 | 131.6394 | 153.2711 | 57.1896 | 113.4082 | 186.9325 | 183.0252 | 102.8036 | 102.8036 | 104.0238 | 327.9944 | 45.7878 | 333.0896 | 191.7604 | 321.9362 | 121.6017 | 99.0115 | 259.6672 | 79.2229 | 160.6375 | 79.2229 | 199.2068 | 66.1573 | 94.6722 | 56.8493 | 56.8493 | 66.1573 | 288.995 | 242.0869 | 124.3689 | 166.9072 | 103.1954 | 66.1573 | 702.9154 | 160.4711 | 165.2023 | 380.2081 | 605.2627 | 77.3312 | 85.3479 | 128.7257 | 278.8963 | 85.3479 | 48.2753 | 109.4807 | 90.3739 | 79.2182 | 90.3981 | 47.6966 | 47.6966 | 78.845 | 44.3873 | 130.3764 | 202.7558 | 90.7383 | 160.6375 | 85.063 | 178.8508 | 155.2728 | 90.7383 | 85.063 | 66.1385 | 200.7998 | 153.7805 | 46.238 | 23.8068 | 313.6357 | 64.5047 | 216.3922 | 64.7491 | 310.0305 | 753.9296 | 36.5701 | 225.5486 | 200.7998 | 290.5821 | 64.7491 | 25.6011 | 332.1063 | 218.6296 | 173.3541 | 188.24 | 0 | 72.7973 | 128.3561 | 359.16 | 0 | 77.3312 | 100.8638 | 156.7176 | 68.2883 | 96.3716 | 159.5698 | 63.7291 | 0 | 0 | 0 | 0 | 0 | 0 | 0 | 0 | 76.6825 | 0 | 136.944 | 192.7229 | 188.2461 | 126.8894 | 0 | 132.7035 | 38.4533 | 35.3962 | 18.4758 | 561.3691 | 32.8442 | 92.9089 | 39.4557 | 39.4557 | 69.2921 | 25.699 | 38.4533 | 32.8442 | 28.1447 | 28.1447 | 48.0357 | 0 | 0 | 0 | 0 | 25.699 | 25.699 | 25.699 | 43.0591 | 28.1447 | 92.5979 | 0 | 0 | 18.6362 | 0 | 0 | 0 | 80.6335 | 39.3883 | 102.2106 | 51.9184 | 45.1102 | 18.6362 | 105.8275 | 126.7771 | 28.7667 | 137.7534 | 109.3471 | 476.4864 | 96.2603 | 93.4523 | 113.205 | 18.2895 | 22.3525 | 22.3525 | 18.2895 | 37.3126 | 65.0028 | 146.9044 | 1388.2576 | 103.7758 | 65.0028 | 61.9791 | 123.0756 | 82.3682 | 70.2466 | 68.2009 | 61.9791 | 125.5241 | 56.1504 | 39.3883 | 39.3883 | 123.7424 | 82.6058 | 0 | 0 | 0 | 22.3525 | 22.3525 | 23.7178 | 0 | 0 | 0 | 0 | 0 | 0 | 18.2895 | 39.3883 | 120.3017 | 22.3525 | 28.1428 | 53.6748 | 0 | 0 | 0 | 0 | 0 | 0 | 0 | 0 | 0 | 0 | 0 | 0 | 0 | 0 | 0 | 0 | 0 | 0 | 0 | 0 | 0 | 0 | 0 | 0 | 0 | 0 | 0 | 0 | 0 | 0 | 0 | 0 | 0 | 0 | 0 | 0 | 0 | 0 | 0 | 0 | 0 | 0 | 0 | 0 | 0 | 0 | 0 | 0 | 0 | 0 | 0 | 0 | 0 | 0 | 0 | 0 | 0 | 0 | 0 | 0 | 0 | 0 | 0 | 0 | 0 | 0 | 0 | 0 | 0 | 0 | 0 | 0 | 0 | 0 | 0 | 0 | 0 | 0 | 0 | 0 | 0 | 0 | 0 | 0 | 0 | 0 | 0 | 0 | 0 | 0 | 0 | 0 | 0 | 0 | 0 | 0 | 0 | 0 | 0 | 0 | 0 | 0 | 0 | 0 | 0 | 0 | 0 | 0 | 0 | 2017-01-16
t0362 | 0 | 114.894 | 280.3698 | 134.1359 | 30.7247 | 217.104 | 30.7247 | 609.2859 | 51.6561 | 51.6561 | 1694.707 | 52.0527 | 73.5621 | 319.1142 | 377.9122 | 56.0329 | 65.3137 | 310.7189 | 191.1103 | 346.2279 | 0 | 0 | 351.5182 | 32.1527 | 32.1527 | 32.1527 | 77.8346 | 146.8303 | 266.4754 | 106.5343 | 296.5949 | 74.8141 | 230.9021 | 212.149 | 246.1813 | 232.6837 | 129.4112 | 603.729 | 351.7053 | 89.0276 | 216.6913 | 244.5548 | 102.6041 | 217.3691 | 418.874 | 102.6041 | 40.8218 | 265.7972 | 729.739 | 157.4357 | 160.5904 | 83.9325 | 171.3995 | 40.8218 | 156.4727 | 277.6772 | 92.0381 | 300.5994 | 30.3009 | 175.7793 | 30.3009 | 102.6041 | 146.8303 | 57.0403 | 418.874 | 0 | 0 | 0 | 0 | 0 | 0 | 0 | 0 | 146.4954 | 0 | 0 | 0 | 0 | 227.7309 | 249.9483 | 24.1559 | 25.6563 | 185.139 | 132.2773 | 9.9576 | 67.8687 | 76.8167 | 228.8999 | 135.7533 | 185.5249 | 74.8812 | 24.1559 | 216.5391 | 36.8147 | 216.39 | 102.5026 | 135.6439 | 39.8706 | 75.4186 | 397.1081 | 17.2684 | 130.0704 | 123.3886 | 9.9576 | 9.9576 | 50.4269 | 105.5228 | 53.6625 | 105.9074 | 133.671 | 62.4592 | 53.4108 | 463.8951 | 84.2977 | 67.8687 | 65.4033 | 65.4033 | 27.2296 | 35.4924 | 463.8951 | 290.5107 | 126.6337 | 0 | 0 | 0 | 66.1912 | 76.8167 | 64.0901 | 289.1095 | 75.4186 | 0 | 56.6626 | 35.4924 | 9.9576 | 49.4996 | 19.9536 | 0 | 0 | 0 | 73.8627 | 0 | 0 | 115.3803 | 0 | 24.3225 | 0 | 0 | 172.9389 | 78.7073 | 19.9536 | 24.6909 | 24.6909 | 51.6975 | 111.1538 | 147.0418 | 111.4737 | 250.1395 | 158.9162 | 92.5544 | 219.8167 | 190.9727 | 117.699 | 120.4995 | 298.7535 | 153.2403 | 138.8327 | 77.9464 | 72.5584 | 153.3591 | 156.9662 | 59.013 | 72.5584 | 72.5584 | 111.8747 | 77.9464 | 77.9464 | 77.9464 | 128.3093 | 142.8332 | 124.7421 | 105.0819 | 105.0819 | 81.3366 | 128.905 | 367.1175 | 141.4431 | 77.5942 | 447.6086 | 147.6361 | 77.5942 | 272.9707 | 719.3994 | 105.3538 | 413.386 | 316.9622 | 147.6361 | 83.5262 | 50.3536 | 159.0339 | 45.4696 | 45.4696 | 45.4696 | 125.7795 | 142.4254 | 53.133 | 117.2312 | 185.0599 | 184.6894 | 104.4034 | 104.4034 | 101.9203 | 337.2784 | 45.4696 | 319.4156 | 192.2637 | 322.0985 | 122.2564 | 98.382 | 241.7705 | 77.8598 | 165.2865 | 77.8598 | 195.419 | 63.5771 | 94.6959 | 57.0403 | 57.0403 | 63.5771 | 298.9131 | 247.507 | 121.532 | 160.6209 | 105.0007 | 63.5771 | 732.1482 | 160.235 | 158.6589 | 367.6045 | 578.5832 | 77.2208 | 85.7473 | 121.877 | 272.6178 | 85.7473 | 47.3895 | 106.9806 | 91.2934 | 78.3139 | 86.9312 | 47.3536 | 47.3536 | 78.7978 | 43.0067 | 127.0445 | 201.563 | 88.9661 | 165.2865 | 83.5031 | 172.1323 | 155.3989 | 88.9661 | 83.5031 | 63.2726 | 190.8354 | 154.2479 | 47.3593 | 22.8747 | 310.3662 | 62.7056 | 207.8147 | 62.6204 | 307.6056 | 753.9705 | 36.0428 | 217.7486 | 190.8354 | 278.5223 | 62.6204 | 24.3225 | 358.5132 | 210.3774 | 175.4003 | 194.9534 | 0 | 72.5584 | 127.4263 | 349.1939 | 0 | 77.2208 | 98.9772 | 153.3591 | 66.5568 | 90.4342 | 158.9915 | 60.9828 | 0 | 0 | 0 | 0 | 0 | 0 | 0 | 0 | 78.7073 | 0 | 137.9253 | 202.8685 | 180.5517 | 123.5547 | 0 | 126.7257 | 34.6169 | 34.1588 | 17.2684 | 516.574 | 32.449 | 86.8632 | 36.7527 | 36.7527 | 61.5781 | 24.0313 | 34.6169 | 32.449 | 26.7831 | 26.7831 | 45.8899 | 0 | 0 | 0 | 0 | 24.0313 | 24.0313 | 24.0313 | 41.2179 | 26.7831 | 89.0877 | 0 | 0 | 17.589 | 0 | 0 | 0 | 76.7538 | 40.024 | 97.6568 | 53.5622 | 43.5527 | 17.589 | 106.5067 | 117.6702 | 27.8708 | 139.1528 | 106.8069 | 470.0635 | 95.0635 | 92.4094 | 110.685 | 18.0344 | 22.1298 | 22.1298 | 18.0344 | 34.9773 | 62.7235 | 142.4766 | 1326.5814 | 95.4232 | 62.7235 | 60.2203 | 114.1666 | 77.0339 | 65.6016 | 63.2194 | 60.2203 | 117.1016 | 53.9236 | 40.024 | 40.024 | 118.6915 | 77.4848 | 0 | 0 | 0 | 22.1298 | 22.1298 | 22.4618 | 0 | 0 | 0 | 0 | 0 | 0 | 18.0344 | 40.024 | 114.3015 | 22.1298 | 27.6107 | 50.4677 | 0 | 0 | 0 | 0 | 0 | 0 | 0 | 0 | 0 | 0 | 0 | 0 | 0 | 0 | 0 | 0 | 0 | 0 | 0 | 0 | 0 | 0 | 0 | 0 | 0 | 0 | 0 | 0 | 0 | 0 | 0 | 0 | 0 | 0 | 0 | 0 | 0 | 0 | 0 | 0 | 0 | 0 | 0 | 0 | 0 | 0 | 0 | 0 | 0 | 0 | 0 | 0 | 0 | 0 | 0 | 0 | 0 | 0 | 0 | 0 | 0 | 0 | 0 | 0 | 0 | 0 | 0 | 0 | 0 | 0 | 0 | 0 | 0 | 0 | 0 | 0 | 0 | 0 | 0 | 0 | 0 | 0 | 0 | 0 | 0 | 0 | 0 | 0 | 0 | 0 | 0 | 0 | 0 | 0 | 0 | 0 | 0 | 0 | 0 | 0 | 0 | 0 | 0 | 0 | 0 | 0 | 0 | 0 | 0 | 2017-01-16 01:00
t0363 | 0 | 117.1598 | 281.0144 | 136.9172 | 30.6105 | 216.9851 | 30.6105 | 635.5271 | 51.6559 | 51.6559 | 1703.5362 | 51.3631 | 74.9104 | 326.9818 | 386.6173 | 57.4079 | 65.9873 | 314.9366 | 193.065 | 356.4829 | 0 | 0 | 352.9212 | 32.6133 | 32.6133 | 32.6133 | 79.5099 | 149.5753 | 274.149 | 105.968 | 299.7588 | 75.2868 | 236.874 | 217.995 | 250.2204 | 235.0478 | 132.1844 | 626.63 | 361.1261 | 90.7635 | 223.3697 | 248.2194 | 104.8841 | 222.1155 | 428.5027 | 104.8841 | 41.6919 | 270.9393 | 745.608 | 161.631 | 162.4884 | 84.9093 | 175.5105 | 41.6919 | 159.5379 | 285.482 | 94.0622 | 303.6481 | 30.522 | 180.7681 | 30.522 | 104.8841 | 149.5753 | 57.9748 | 428.5027 | 0 | 0 | 0 | 0 | 0 | 0 | 0 | 0 | 149.0737 | 0 | 0 | 0 | 0 | 231.5614 | 253.4933 | 24.5787 | 25.5807 | 184.1092 | 133.8321 | 9.9908 | 68.1776 | 77.4014 | 231.0947 | 137.9026 | 188.6541 | 74.3572 | 24.5787 | 214.8624 | 36.9995 | 217.8429 | 102.9971 | 137.4568 | 40.1988 | 76.064 | 397.9087 | 17.0912 | 131.5735 | 123.7099 | 9.9908 | 9.9908 | 50.228 | 107.4062 | 54.0787 | 106.6175 | 135.6648 | 61.0179 | 50.5922 | 453.4066 | 83.3611 | 68.1776 | 66.1454 | 66.1454 | 27.3955 | 34.8989 | 453.4066 | 288.4367 | 128.6407 | 0 | 0 | 0 | 67.0579 | 77.4014 | 64.8938 | 290.3764 | 76.064 | 0 | 57.38 | 34.8989 | 9.9908 | 49.0941 | 19.7974 | 0 | 0 | 0 | 74.7336 | 0 | 0 | 116.3325 | 0 | 24.2301 | 0 | 0 | 175.2365 | 80.7539 | 19.7974 | 24.9306 | 24.9306 | 51.4213 | 111.2596 | 146.4797 | 112.1605 | 252.42 | 161.5243 | 93.3366 | 222.4526 | 190.717 | 117.4099 | 121.5728 | 294.9433 | 155.1286 | 137.7655 | 79.0757 | 73.5349 | 154.1602 | 156.5716 | 59.072 | 73.5349 | 73.5349 | 110.9105 | 79.0757 | 79.0757 | 79.0757 | 127.993 | 144.6714 | 123.7669 | 105.2911 | 105.2911 | 81.372 | 127.2088 | 371.2871 | 144.734 | 76.728 | 440.2262 | 149.0062 | 76.728 | 263.5329 | 715.9942 | 104.3525 | 410.4563 | 318.5241 | 149.0062 | 83.4905 | 50.5578 | 157.8237 | 46.0603 | 46.0603 | 46.0603 | 125.449 | 139.9409 | 52.3582 | 120.6266 | 187.1533 | 188.1958 | 106.6156 | 106.6156 | 102.5603 | 346.3303 | 46.0603 | 318.4471 | 195.3987 | 327.0792 | 124.4049 | 99.7097 | 237.0747 | 78.5024 | 169.5788 | 78.5024 | 196.5912 | 63.4437 | 96.0331 | 57.9748 | 57.9748 | 63.4437 | 307.1798 | 253.3675 | 122.0794 | 160.3035 | 107.2628 | 63.4437 | 754.3278 | 162.6011 | 157.8989 | 366.9822 | 572.4659 | 78.3587 | 87.2195 | 120.9532 | 273.9936 | 87.2195 | 47.8132 | 107.5594 | 93.0501 | 79.1629 | 86.8864 | 47.9156 | 47.9156 | 79.9246 | 43.1016 | 127.1576 | 203.9103 | 89.6383 | 169.5788 | 84.0896 | 171.6455 | 157.8528 | 89.6383 | 84.0896 | 63.1603 | 189.0577 | 156.7066 | 48.5718 | 22.894 | 313.9234 | 62.9796 | 207.418 | 62.7518 | 311.6357 | 763.6831 | 36.4323 | 218.3506 | 189.0577 | 277.2668 | 62.7518 | 24.2301 | 374.3387 | 210.1911 | 178.7086 | 200.5617 | 0 | 73.5349 | 129.1263 | 347.6581 | 0 | 78.3587 | 99.6849 | 154.1602 | 66.6985 | 89.6291 | 161.2741 | 60.8236 | 0 | 0 | 0 | 0 | 0 | 0 | 0 | 0 | 80.7539 | 0 | 140.4365 | 210.0551 | 179.7048 | 123.8031 | 0 | 126.2664 | 33.6252 | 34.2122 | 17.0912 | 504.8691 | 32.8033 | 85.5173 | 36.2655 | 36.2655 | 59.4422 | 23.7322 | 33.6252 | 32.8033 | 26.6968 | 26.6968 | 45.7877 | 0 | 0 | 0 | 0 | 23.7322 | 23.7322 | 23.7322 | 41.1372 | 26.6968 | 89.0977 | 0 | 0 | 17.3818 | 0 | 0 | 0 | 76.402 | 40.8816 | 97.247 | 54.9614 | 43.6116 | 17.3818 | 108.4377 | 115.4039 | 27.9774 | 141.7534 | 107.3318 | 473.5772 | 96.0488 | 93.4094 | 111.3465 | 18.2055 | 22.3844 | 22.3844 | 18.2055 | 34.572 | 62.7353 | 142.9316 | 1314.4403 | 93.3993 | 62.7353 | 60.389 | 111.6909 | 76.0495 | 64.8425 | 62.1719 | 60.389 | 115.3857 | 53.7371 | 40.8816 | 40.8816 | 118.5391 | 76.4292 | 0 | 0 | 0 | 22.3844 | 22.3844 | 22.3086 | 0 | 0 | 0 | 0 | 0 | 0 | 18.2055 | 40.8816 | 113.4952 | 22.3844 | 27.8227 | 50.0157 | 0 | 0 | 0 | 0 | 0 | 0 | 0 | 0 | 0 | 0 | 0 | 0 | 0 | 0 | 0 | 0 | 0 | 0 | 0 | 0 | 0 | 0 | 0 | 0 | 0 | 0 | 0 | 0 | 0 | 0 | 0 | 0 | 0 | 0 | 0 | 0 | 0 | 0 | 0 | 0 | 0 | 0 | 0 | 0 | 0 | 0 | 0 | 0 | 0 | 0 | 0 | 0 | 0 | 0 | 0 | 0 | 0 | 0 | 0 | 0 | 0 | 0 | 0 | 0 | 0 | 0 | 0 | 0 | 0 | 0 | 0 | 0 | 0 | 0 | 0 | 0 | 0 | 0 | 0 | 0 | 0 | 0 | 0 | 0 | 0 | 0 | 0 | 0 | 0 | 0 | 0 | 0 | 0 | 0 | 0 | 0 | 0 | 0 | 0 | 0 | 0 | 0 | 0 | 0 | 0 | 0 | 0 | 0 | 0 | 2017-01-16 02:00
t0364 | 0 | 120.7093 | 287.7769 | 141.0941 | 31.2744 | 221.9712 | 31.2744 | 659.8012 | 52.8724 | 52.8724 | 1747.4622 | 52.3052 | 77.1252 | 337.4579 | 398.7205 | 59.2297 | 67.756 | 323.7594 | 198.2388 | 368.456 | 0 | 0 | 361.6517 | 33.5323 | 33.5323 | 33.5323 | 81.9593 | 154.0376 | 283.2865 | 108.2973 | 307.9173 | 77.2045 | 244.5241 | 225.1609 | 257.4662 | 241.3453 | 136.2405 | 649.5057 | 372.9819 | 93.4926 | 230.9698 | 255.322 | 108.1442 | 228.9886 | 442.1125 | 108.1442 | 42.9658 | 279.0762 | 768.6528 | 166.8946 | 166.9631 | 87.2224 | 181.0648 | 42.9658 | 164.3346 | 294.9203 | 96.9678 | 311.8312 | 31.3052 | 186.7635 | 31.3052 | 108.1442 | 154.0376 | 59.6567 | 442.1125 | 0 | 0 | 0 | 0 | 0 | 0 | 0 | 0 | 153.455 | 0 | 0 | 0 | 0 | 238.3207 | 260.6333 | 25.2966 | 26.1344 | 188.0005 | 137.4666 | 10.2317 | 69.8519 | 79.3789 | 237.2572 | 141.8762 | 194.1509 | 75.8747 | 25.2966 | 219.2806 | 37.9122 | 223.4143 | 105.535 | 141.27 | 41.2378 | 78.0432 | 407.4393 | 17.4151 | 135.1439 | 126.6646 | 10.2317 | 10.2317 | 51.3118 | 110.5706 | 55.4703 | 109.3212 | 139.5245 | 61.9276 | 50.7847 | 460.278 | 84.9216 | 69.8519 | 67.9314 | 67.9314 | 28.0833 | 35.4858 | 460.278 | 294.4124 | 132.3185 | 0 | 0 | 0 | 68.9086 | 79.3789 | 66.6757 | 297.5308 | 78.0432 | 0 | 58.9568 | 35.4858 | 10.2317 | 50.0859 | 20.1965 | 0 | 0 | 0 | 76.7743 | 0 | 0 | 119.3643 | 0 | 24.7491 | 0 | 0 | 180.1139 | 83.3618 | 20.1965 | 25.591 | 25.591 | 52.4895 | 113.8594 | 149.6638 | 114.9868 | 259.1407 | 166.2059 | 95.7782 | 228.5441 | 195.1078 | 120.0153 | 124.7662 | 300.6379 | 159.405 | 140.5529 | 81.3277 | 75.5946 | 158.0394 | 160.0271 | 60.4556 | 75.5946 | 75.5946 | 113.1426 | 81.3277 | 81.3277 | 81.3277 | 130.8332 | 148.6994 | 126.2741 | 107.7938 | 107.7938 | 83.2643 | 129.5778 | 381.41 | 149.2943 | 78.1908 | 448.2626 | 152.974 | 78.1908 | 266.4552 | 731.8489 | 106.3894 | 419.0266 | 326.4884 | 152.974 | 85.4205 | 51.7983 | 161.0051 | 47.3365 | 47.3365 | 47.3365 | 128.2113 | 142.3073 | 53.2785 | 124.6427 | 192.2372 | 193.82 | 109.889 | 109.889 | 105.1724 | 357.6101 | 47.3365 | 325.4965 | 201.0565 | 336.452 | 128.0599 | 102.4864 | 241.0003 | 80.5499 | 175.0761 | 80.5499 | 201.5994 | 64.8695 | 98.7555 | 59.6567 | 59.6567 | 64.8695 | 317.3313 | 261.372 | 125.1219 | 163.9235 | 110.5752 | 64.8695 | 779.9497 | 167.2182 | 161.3443 | 375.3917 | 584.0365 | 80.5835 | 89.7711 | 123.4139 | 280.8602 | 89.7711 | 49.0644 | 110.2617 | 95.8414 | 81.2989 | 88.8738 | 49.2306 | 49.2306 | 82.1897 | 44.1326 | 130.2029 | 209.5112 | 91.9503 | 175.0761 | 86.2543 | 175.4891 | 162.3902 | 91.9503 | 86.2543 | 64.5679 | 192.8697 | 161.235 | 50.131 | 23.4236 | 322.4541 | 64.5287 | 212.0804 | 64.2449 | 320.262 | 785.1168 | 37.4089 | 223.5566 | 192.8697 | 283.3031 | 64.2449 | 24.7491 | 388.7978 | 214.9888 | 184.0703 | 207.2504 | 0 | 75.5946 | 132.7116 | 355.521 | 0 | 80.5835 | 102.2518 | 158.0394 | 68.3153 | 91.3776 | 165.8201 | 62.1685 | 0 | 0 | 0 | 0 | 0 | 0 | 0 | 0 | 83.3618 | 0 | 144.5952 | 217.5286 | 183.6164 | 126.7941 | 0 | 129.0138 | 34.0368 | 35.0178 | 17.4151 | 512.4751 | 33.6879 | 87.0343 | 36.92 | 36.92 | 60.0319 | 24.1706 | 34.0368 | 33.6879 | 27.2748 | 27.2748 | 46.7997 | 0 | 0 | 0 | 0 | 24.1706 | 24.1706 | 24.1706 | 42.0537 | 27.2748 | 91.1507 | 0 | 0 | 17.7152 | 0 | 0 | 0 | 78.0332 | 42.1401 | 99.3531 | 56.7524 | 44.6376 | 17.7152 | 111.6428 | 117.2973 | 28.6568 | 145.9886 | 110.014 | 485.9465 | 98.6247 | 95.9307 | 114.1618 | 18.6887 | 22.9935 | 22.9935 | 18.6887 | 35.2227 | 64.1926 | 146.3906 | 1341.4135 | 94.8346 | 64.1926 | 61.8514 | 113.4546 | 77.4488 | 66.0484 | 63.2268 | 61.8514 | 117.4405 | 54.926 | 42.1401 | 42.1401 | 121.2122 | 77.8339 | 0 | 0 | 0 | 22.9935 | 22.9935 | 22.7667 | 0 | 0 | 0 | 0 | 0 | 0 | 18.6887 | 42.1401 | 115.8414 | 22.9935 | 28.5421 | 50.9967 | 0 | 0 | 0 | 0 | 0 | 0 | 0 | 0 | 0 | 0 | 0 | 0 | 0 | 0 | 0 | 0 | 0 | 0 | 0 | 0 | 0 | 0 | 0 | 0 | 0 | 0 | 0 | 0 | 0 | 0 | 0 | 0 | 0 | 0 | 0 | 0 | 0 | 0 | 0 | 0 | 0 | 0 | 0 | 0 | 0 | 0 | 0 | 0 | 0 | 0 | 0 | 0 | 0 | 0 | 0 | 0 | 0 | 0 | 0 | 0 | 0 | 0 | 0 | 0 | 0 | 0 | 0 | 0 | 0 | 0 | 0 | 0 | 0 | 0 | 0 | 0 | 0 | 0 | 0 | 0 | 0 | 0 | 0 | 0 | 0 | 0 | 0 | 0 | 0 | 0 | 0 | 0 | 0 | 0 | 0 | 0 | 0 | 0 | 0 | 0 | 0 | 0 | 0 | 0 | 0 | 0 | 0 | 0 | 0 | 2017-01-16 03:00
t0365 | 0 | 129.3503 | 308.8202 | 150.8774 | 33.4963 | 238.1057 | 33.4963 | 704.5175 | 57.0051 | 57.0051 | 1892.0102 | 56.2238 | 82.3817 | 361.5495 | 426.2514 | 63.2289 | 72.5063 | 346.5907 | 212.2134 | 393.6709 | 0 | 0 | 388.3545 | 35.8426 | 35.8426 | 35.8426 | 87.6629 | 164.8437 | 302.8068 | 117.4351 | 330.8051 | 82.7631 | 261.3662 | 240.6027 | 275.3225 | 258.4274 | 145.5486 | 694.2251 | 399.8208 | 99.979 | 246.8349 | 273.6675 | 115.718 | 245.0173 | 475.7236 | 115.718 | 45.8441 | 298.5155 | 822.4066 | 178.3733 | 179.1325 | 93.2821 | 193.5779 | 45.8441 | 175.6511 | 315.1238 | 103.6 | 334.6558 | 33.4809 | 199.5832 | 33.4809 | 115.718 | 164.8437 | 63.8496 | 475.7236 | 0 | 0 | 0 | 0 | 0 | 0 | 0 | 0 | 164.1059 | 0 | 0 | 0 | 0 | 255.1456 | 278.7498 | 26.9974 | 27.8611 | 201.7552 | 146.7584 | 10.9287 | 74.6092 | 84.6265 | 254.3377 | 151.849 | 207.6565 | 81.2135 | 26.9974 | 236.1377 | 40.4581 | 239.3652 | 112.6938 | 150.817 | 44.0078 | 83.35 | 437.1803 | 18.5832 | 144.3798 | 135.3735 | 10.9287 | 10.9287 | 54.9402 | 118.2174 | 59.2469 | 116.78 | 149.2621 | 66.8981 | 55.4996 | 497.6721 | 90.7302 | 74.6092 | 72.5142 | 72.5142 | 29.9884 | 38.0426 | 497.6721 | 316.7219 | 141.1682 | 0 | 0 | 0 | 73.5208 | 84.6265 | 71.1969 | 318.4228 | 83.35 | 0 | 62.936 | 38.0426 | 10.9287 | 53.7941 | 21.637 | 0 | 0 | 0 | 82.1175 | 0 | 0 | 127.751 | 0 | 26.42 | 0 | 0 | 192.6116 | 89.0423 | 21.637 | 27.3491 | 27.3491 | 55.9814 | 121.8489 | 160.5006 | 122.8997 | 278.3 | 177.7926 | 102.541 | 244.4659 | 210.2707 | 128.6019 | 133.4688 | 326.6502 | 170.66 | 150.6208 | 87.224 | 80.9674 | 169.6408 | 171.238 | 64.7314 | 80.9674 | 80.9674 | 121.6596 | 87.224 | 87.224 | 87.224 | 140.1983 | 159.3684 | 135.4581 | 115.3852 | 115.3852 | 89.205 | 139.7636 | 408.609 | 159.8685 | 83.9661 | 489.5961 | 164.156 | 83.9661 | 290.7075 | 792.9855 | 113.9677 | 451.6737 | 350.2101 | 164.156 | 91.7483 | 55.4502 | 172.2872 | 50.6052 | 50.6052 | 50.6052 | 137.179 | 153.3451 | 57.0667 | 133.0553 | 205.7078 | 207.2678 | 117.5639 | 117.5639 | 112.7646 | 381.8728 | 50.6052 | 349.5638 | 215.1011 | 359.9764 | 136.9473 | 109.5049 | 261.1808 | 86.2323 | 187.3533 | 86.2323 | 216.4801 | 69.6548 | 105.9193 | 63.8496 | 63.8496 | 69.6548 | 339.7501 | 279.6463 | 134.3515 | 176.1676 | 118.3818 | 69.6548 | 834.9727 | 178.8881 | 174.0977 | 404.7056 | 635.2115 | 86.2151 | 96.0267 | 132.3842 | 301.3244 | 96.0267 | 52.4069 | 118.1794 | 102.5212 | 86.9824 | 95.1781 | 52.7373 | 52.7373 | 88.0643 | 47.288 | 140.5088 | 224.7584 | 98.3924 | 187.3533 | 92.4819 | 188.9358 | 173.6729 | 98.3924 | 92.4819 | 69.0346 | 208.2568 | 172.6753 | 53.5067 | 25.0002 | 344.8389 | 69.0246 | 227.517 | 68.7532 | 342.0746 | 843.9983 | 39.9333 | 238.5912 | 208.2568 | 305.0402 | 68.7532 | 26.42 | 415.5142 | 230.5267 | 197.2818 | 221.6225 | 0 | 80.9674 | 141.7464 | 387.057 | 0 | 86.2151 | 109.5754 | 169.6408 | 73.5524 | 97.5616 | 177.2454 | 66.5941 | 0 | 0 | 0 | 0 | 0 | 0 | 0 | 0 | 89.0423 | 0 | 154.6428 | 232.3124 | 197.8814 | 136.4454 | 0 | 138.2524 | 36.5207 | 37.4513 | 18.5832 | 553.5656 | 36.0201 | 93.891 | 39.5247 | 39.5247 | 64.4811 | 25.9171 | 36.5207 | 36.0201 | 29.1213 | 29.1213 | 50.026 | 0 | 0 | 0 | 0 | 25.9171 | 25.9171 | 25.9171 | 45.0011 | 29.1213 | 97.5301 | 0 | 0 | 19.1155 | 0 | 0 | 0 | 83.5644 | 45.0812 | 106.635 | 60.8298 | 47.7765 | 19.1155 | 119.3522 | 126.743 | 30.6057 | 156.3309 | 117.9931 | 522.554 | 105.5356 | 102.6614 | 122.278 | 20.0093 | 24.5963 | 24.5963 | 20.0093 | 37.7795 | 68.8367 | 156.6716 | 1454.347 | 102.0676 | 68.8367 | 66.3419 | 123.1408 | 83.1115 | 70.617 | 67.868 | 66.3419 | 126.2459 | 59.1066 | 45.0812 | 45.0812 | 129.7437 | 83.8747 | 0 | 0 | 0 | 24.5963 | 24.5963 | 24.3892 | 0 | 0 | 0 | 0 | 0 | 0 | 20.0093 | 45.0812 | 124.4857 | 24.5963 | 30.5494 | 54.5434 | 0 | 0 | 0 | 0 | 0 | 0 | 0 | 0 | 0 | 0 | 0 | 0 | 0 | 0 | 0 | 0 | 0 | 0 | 0 | 0 | 0 | 0 | 0 | 0 | 0 | 0 | 0 | 0 | 0 | 0 | 0 | 0 | 0 | 0 | 0 | 0 | 0 | 0 | 0 | 0 | 0 | 0 | 0 | 0 | 0 | 0 | 0 | 0 | 0 | 0 | 0 | 0 | 0 | 0 | 0 | 0 | 0 | 0 | 0 | 0 | 0 | 0 | 0 | 0 | 0 | 0 | 0 | 0 | 0 | 0 | 0 | 0 | 0 | 0 | 0 | 0 | 0 | 0 | 0 | 0 | 0 | 0 | 0 | 0 | 0 | 0 | 0 | 0 | 0 | 0 | 0 | 0 | 0 | 0 | 0 | 0 | 0 | 0 | 0 | 0 | 0 | 0 | 0 | 0 | 0 | 0 | 0 | 0 | 0 | 2017-01-16 04:00
t0366 | 0 | 149.985 | 357.1274 | 174.9082 | 38.6812 | 275.1942 | 38.6812 | 819.4344 | 65.9534 | 65.9534 | 2192.6721 | 64.8604 | 95.4455 | 419.551 | 494.3043 | 73.3225 | 83.9193 | 401.3963 | 245.6304 | 456.9628 | 0 | 0 | 449.2895 | 41.5039 | 41.5039 | 41.5039 | 101.643 | 191.0612 | 351.4718 | 135.8889 | 383.1785 | 95.7569 | 303.2256 | 279.1993 | 318.9459 | 299.133 | 168.7205 | 806.9618 | 464.167 | 115.8801 | 286.5872 | 317.0896 | 134.1976 | 284.1256 | 552.325 | 134.1976 | 53.1295 | 346.0006 | 953.65 | 206.9636 | 207.4818 | 107.9778 | 224.5206 | 53.1295 | 203.5725 | 365.7026 | 120.1062 | 387.5288 | 38.727 | 231.6327 | 38.727 | 134.1976 | 191.0612 | 73.9777 | 552.325 | 0 | 0 | 0 | 0 | 0 | 0 | 0 | 0 | 190.1472 | 0 | 0 | 0 | 0 | 295.6557 | 322.8047 | 31.2693 | 32.1499 | 232.9956 | 169.8267 | 12.6295 | 86.2379 | 97.8341 | 294.4323 | 175.9202 | 240.5857 | 93.7187 | 31.2693 | 272.7737 | 46.76 | 276.9352 | 130.2585 | 174.5704 | 50.8909 | 96.4057 | 505.5302 | 21.4195 | 167.0904 | 156.4382 | 12.6295 | 12.6295 | 63.4381 | 136.9765 | 68.5188 | 135.0347 | 172.8819 | 77.1087 | 63.7489 | 573.78 | 104.5871 | 86.2379 | 83.9047 | 83.9047 | 34.6701 | 43.8364 | 573.78 | 365.8293 | 163.4505 | 0 | 0 | 0 | 85.0868 | 97.8341 | 82.4021 | 368.1783 | 96.4057 | 0 | 72.8385 | 43.8364 | 12.6295 | 62.1042 | 24.9691 | 0 | 0 | 0 | 95.0588 | 0 | 0 | 147.8121 | 0 | 30.4901 | 0 | 0 | 223.0144 | 103.2924 | 24.9691 | 31.6431 | 31.6431 | 64.5765 | 140.8036 | 185.3854 | 142.1124 | 322.2542 | 205.9758 | 118.6546 | 283.0056 | 243.2024 | 148.5543 | 154.4314 | 377.6245 | 197.6074 | 173.8309 | 101.0665 | 93.7778 | 196.2855 | 197.7515 | 74.8089 | 93.7778 | 93.7778 | 140.4736 | 101.0665 | 101.0665 | 101.0665 | 161.9506 | 184.5863 | 156.3584 | 133.3644 | 133.3644 | 103.0936 | 161.3403 | 473.1095 | 185.4556 | 96.8827 | 566.1729 | 190.0604 | 96.8827 | 334.9917 | 917.5574 | 131.4776 | 521.9044 | 405.1425 | 190.0604 | 106.0674 | 64.1142 | 198.7839 | 58.5867 | 58.5867 | 58.5867 | 158.4127 | 176.8487 | 65.7725 | 154.406 | 238.1267 | 240.2125 | 136.3107 | 136.3107 | 130.472 | 443.0242 | 58.5867 | 403.9264 | 249.2 | 416.9875 | 158.6779 | 126.7744 | 301.4304 | 99.7786 | 217.409 | 99.7786 | 250.5324 | 80.4979 | 122.7221 | 73.9777 | 73.9777 | 80.4979 | 394.3964 | 324.3753 | 155.4438 | 203.6289 | 137.2849 | 80.4979 | 969.6668 | 207.1906 | 201.2891 | 468.0903 | 734.7598 | 99.8567 | 111.262 | 152.8154 | 348.6083 | 111.262 | 60.6211 | 136.7078 | 118.8282 | 100.6797 | 109.9705 | 61.0664 | 61.0664 | 102.0189 | 54.6687 | 162.6178 | 260.3157 | 113.8257 | 217.409 | 107.0182 | 218.428 | 201.174 | 113.8257 | 107.0182 | 79.7216 | 240.6218 | 200.0743 | 62.0572 | 28.8742 | 399.1494 | 79.8024 | 262.8982 | 79.4642 | 395.9694 | 978.0966 | 46.2019 | 275.652 | 240.6218 | 352.5585 | 79.4642 | 30.4901 | 483.4474 | 266.3998 | 228.7283 | 257.2582 | 0 | 93.7778 | 164.0848 | 448.2818 | 0 | 99.8567 | 126.7885 | 196.2855 | 85.1075 | 112.492 | 205.2424 | 76.9192 | 0 | 0 | 0 | 0 | 0 | 0 | 0 | 0 | 103.2924 | 0 | 179.2029 | 269.8907 | 228.7378 | 157.863 | 0 | 159.671 | 41.9963 | 43.2767 | 21.4195 | 638.0959 | 41.6879 | 108.3435 | 45.5609 | 45.5609 | 74.0784 | 29.8886 | 41.9963 | 41.6879 | 33.6121 | 33.6121 | 57.7632 | 0 | 0 | 0 | 0 | 29.8886 | 29.8886 | 29.8886 | 51.9742 | 33.6121 | 112.6816 | 0 | 0 | 22.0738 | 0 | 0 | 0 | 96.4819 | 52.2715 | 123.1793 | 70.6107 | 55.2139 | 22.0738 | 138.2955 | 146.1971 | 35.3709 | 181.2157 | 136.4976 | 605.0623 | 122.1481 | 118.8325 | 141.4451 | 23.1579 | 28.4717 | 28.4717 | 23.1579 | 43.578 | 79.5645 | 181.1156 | 1681.6976 | 117.6035 | 79.5645 | 76.7191 | 142.0995 | 95.8561 | 81.4064 | 78.2252 | 76.7191 | 145.6033 | 68.3194 | 52.2715 | 52.2715 | 149.8735 | 96.7983 | 0 | 0 | 0 | 28.4717 | 28.4717 | 28.15 | 0 | 0 | 0 | 0 | 0 | 0 | 23.1579 | 52.2715 | 143.7602 | 28.4717 | 35.3435 | 62.9108 | 0 | 0 | 0 | 0 | 0 | 0 | 0 | 0 | 0 | 0 | 0 | 0 | 0 | 0 | 0 | 0 | 0 | 0 | 0 | 0 | 0 | 0 | 0 | 0 | 0 | 0 | 0 | 0 | 0 | 0 | 0 | 0 | 0 | 0 | 0 | 0 | 0 | 0 | 0 | 0 | 0 | 0 | 0 | 0 | 0 | 0 | 0 | 0 | 0 | 0 | 0 | 0 | 0 | 0 | 0 | 0 | 0 | 0 | 0 | 0 | 0 | 0 | 0 | 0 | 0 | 0 | 0 | 0 | 0 | 0 | 0 | 0 | 0 | 0 | 0 | 0 | 0 | 0 | 0 | 0 | 0 | 0 | 0 | 0 | 0 | 0 | 0 | 0 | 0 | 0 | 0 | 0 | 0 | 0 | 0 | 0 | 0 | 0 | 0 | 0 | 0 | 0 | 0 | 0 | 0 | 0 | 0 | 0 | 0 | 2017-01-16 05:00
t0367 | 0 | 163.2602 | 402.8311 | 191.0162 | 44.4575 | 312.7652 | 44.4575 | 855.0177 | 73.8761 | 73.8761 | 2400.0584 | 75.4904 | 105.1052 | 451.8834 | 537.4463 | 79.7574 | 93.6412 | 444.1688 | 273.8799 | 490.3652 | 0 | 0 | 503.9642 | 46.032 | 46.032 | 46.032 | 110.7384 | 209.1906 | 377.4075 | 151.7862 | 422.8268 | 107.3225 | 327.7567 | 300.874 | 351.6992 | 333.3544 | 184.4371 | 849.2662 | 496.8612 | 126.8901 | 306.5216 | 348.6201 | 145.8186 | 309.0237 | 590.2813 | 145.8186 | 58.2851 | 378.7444 | 1037.5949 | 223.3723 | 229.1649 | 120.3145 | 243.563 | 58.2851 | 223.1532 | 393.6844 | 131.1051 | 429.3302 | 43.5737 | 249.1202 | 43.5737 | 145.8186 | 209.1906 | 81.3926 | 590.2813 | 0 | 0 | 0 | 0 | 0 | 0 | 0 | 0 | 209.0858 | 0 | 0 | 0 | 0 | 324.718 | 357.6002 | 34.5761 | 37.3319 | 267.5518 | 190.0548 | 14.3861 | 97.9674 | 110.914 | 327.5652 | 193.7879 | 264.8824 | 108.7039 | 34.5761 | 311.9996 | 53.1869 | 310.5626 | 147.9819 | 194.6639 | 57.465 | 108.5602 | 570.7717 | 25.2296 | 186.733 | 178.2188 | 14.3861 | 14.3861 | 73.0083 | 150.6287 | 77.2808 | 152.6103 | 191.0689 | 90.6592 | 78.1256 | 672.3092 | 123.037 | 97.9674 | 94.0147 | 94.0147 | 39.2742 | 51.7857 | 672.3092 | 418.9622 | 181.5635 | 0 | 0 | 0 | 95.0893 | 110.914 | 92.0052 | 416.2681 | 108.5602 | 0 | 81.3683 | 51.7857 | 14.3861 | 71.5963 | 28.9499 | 0 | 0 | 0 | 105.8512 | 0 | 0 | 165.6433 | 0 | 35.3502 | 0 | 0 | 247.6268 | 111.8183 | 28.9499 | 35.4791 | 35.4791 | 75.3127 | 160.4579 | 212.4214 | 160.5761 | 357.1981 | 226.9247 | 132.7951 | 314.9399 | 273.5506 | 170.0421 | 173.0206 | 426.9566 | 219.235 | 201.3288 | 111.0631 | 103.6563 | 219.7838 | 227.2023 | 85.1269 | 103.6563 | 103.6563 | 161.619 | 111.0631 | 111.0631 | 111.0631 | 185.3642 | 203.9629 | 180.6675 | 151.528 | 151.528 | 117.2866 | 186.0906 | 525.1236 | 200.6494 | 112.5041 | 637.039 | 211.0237 | 112.5041 | 394.5758 | 1025.5979 | 153.0587 | 594.5658 | 454.7821 | 211.0237 | 120.1095 | 72.4922 | 231.053 | 65.1488 | 65.1488 | 65.1488 | 182.1015 | 206.5339 | 77.4921 | 166.3237 | 265.1384 | 263.335 | 148.5275 | 148.5275 | 146.1763 | 479.0549 | 65.1488 | 460.2876 | 274.515 | 460.1439 | 174.4959 | 141.0124 | 348.4883 | 111.7373 | 234.2142 | 111.7373 | 279.7548 | 91.5727 | 134.9593 | 81.3926 | 81.3926 | 91.5727 | 422.7361 | 351.4217 | 174.1865 | 231.0592 | 149.1898 | 91.5727 | 1033.5169 | 229.0661 | 227.4789 | 526.453 | 824.3412 | 110.3806 | 122.3785 | 176.4971 | 391.0196 | 122.3785 | 68.1839 | 153.607 | 130.0904 | 112.2643 | 125.5066 | 67.7157 | 67.7157 | 112.4409 | 61.9222 | 181.3423 | 287.7122 | 127.8209 | 234.2142 | 119.6935 | 247.1793 | 222.0719 | 127.8209 | 119.6935 | 91.6348 | 274.3001 | 219.9829 | 67.3738 | 33.142 | 444.9884 | 90.3481 | 299.6485 | 90.3198 | 441.2352 | 1072.1456 | 51.8296 | 315.0653 | 274.3001 | 400.4073 | 90.3198 | 35.3502 | 502.0513 | 303.3077 | 249.3369 | 275.9565 | 0 | 103.6563 | 182.7573 | 494.4503 | 0 | 110.3806 | 141.965 | 219.7838 | 95.2134 | 131.8989 | 227.6171 | 88.1522 | 0 | 0 | 0 | 0 | 0 | 0 | 0 | 0 | 111.8183 | 0 | 196.7448 | 286.2563 | 259.2874 | 176.8899 | 0 | 183.2267 | 50.894 | 49.3302 | 25.2296 | 749.6433 | 46.5538 | 125.5917 | 53.586 | 53.586 | 90.8108 | 34.9445 | 50.894 | 46.5538 | 38.9009 | 38.9009 | 66.5022 | 0 | 0 | 0 | 0 | 34.9445 | 34.9445 | 34.9445 | 59.6346 | 38.9009 | 128.7132 | 0 | 0 | 25.3518 | 0 | 0 | 0 | 111.1533 | 56.9329 | 140.9618 | 75.7176 | 62.8407 | 25.3518 | 152.0214 | 170.2533 | 40.2575 | 198.0755 | 153.2747 | 670.8785 | 136.295 | 132.4295 | 159.0029 | 25.8538 | 31.7161 | 31.7161 | 25.8538 | 50.8086 | 90.3503 | 205.3192 | 1896.1031 | 138.9806 | 90.3503 | 86.5481 | 164.5152 | 111.9272 | 95.6913 | 92.0799 | 86.5481 | 169.9935 | 77.5196 | 56.9329 | 56.9329 | 171.5759 | 112.035 | 0 | 0 | 0 | 31.7161 | 31.7161 | 32.5669 | 0 | 0 | 0 | 0 | 0 | 0 | 25.8538 | 56.9329 | 165.0665 | 31.7161 | 39.6523 | 73.4417 | 0 | 0 | 0 | 0 | 0 | 0 | 0 | 0 | 0 | 0 | 0 | 0 | 0 | 0 | 0 | 0 | 0 | 0 | 0 | 0 | 0 | 0 | 0 | 0 | 0 | 0 | 0 | 0 | 0 | 0 | 0 | 0 | 0 | 0 | 0 | 0 | 0 | 0 | 0 | 0 | 0 | 0 | 0 | 0 | 0 | 0 | 0 | 0 | 0 | 0 | 0 | 0 | 0 | 0 | 0 | 0 | 0 | 0 | 0 | 0 | 0 | 0 | 0 | 0 | 0 | 0 | 0 | 0 | 0 | 0 | 0 | 0 | 0 | 0 | 0 | 0 | 0 | 0 | 0 | 0 | 0 | 0 | 0 | 0 | 0 | 0 | 0 | 0 | 0 | 0 | 0 | 0 | 0 | 0 | 0 | 0 | 0 | 0 | 0 | 0 | 0 | 0 | 0 | 0 | 0 | 0 | 0 | 0 | 0 | 2017-01-16 06:00
t0368 | 0 | 161.3612 | 429.1506 | 188.6771 | 48.7126 | 337.4372 | 48.7126 | 757.7757 | 78.8585 | 78.8585 | 2486.0411 | 85.4598 | 105.2034 | 436.4432 | 525.4445 | 77.6461 | 96.8338 | 452.3944 | 283.1422 | 464.9897 | 0 | 0 | 532.4335 | 46.8567 | 46.8567 | 46.8567 | 108.9282 | 208.287 | 358.987 | 164.1501 | 433.4781 | 112.5827 | 316.2475 | 288.1106 | 354.3744 | 344.5687 | 181.9287 | 771.5019 | 474.4156 | 126.0495 | 288.7932 | 352.0067 | 142.848 | 303.2986 | 569.6187 | 142.848 | 57.6632 | 376.3119 | 1018.9266 | 214.757 | 234.3032 | 123.8233 | 237.0268 | 57.6632 | 221.7882 | 376.0302 | 128.9643 | 442.0225 | 45.7002 | 237.5684 | 45.7002 | 142.848 | 208.287 | 81.8873 | 569.6187 | 0 | 0 | 0 | 0 | 0 | 0 | 0 | 0 | 209.5131 | 0 | 0 | 0 | 0 | 325.8569 | 363.859 | 34.7956 | 41.0707 | 294.465 | 196.1114 | 15.3772 | 104.1869 | 116.7992 | 338.7551 | 195.4507 | 266.2415 | 120.8105 | 34.7956 | 344.5996 | 56.5357 | 325.5432 | 157.2622 | 199.4488 | 60.252 | 113.5144 | 608.9144 | 28.5304 | 192.6116 | 190.8992 | 15.3772 | 15.3772 | 80.1087 | 150.8324 | 81.0759 | 160.79 | 193.6786 | 105.8495 | 100.0095 | 782.6089 | 139.343 | 104.1869 | 97.2053 | 97.2053 | 41.5131 | 59.6403 | 782.6089 | 462.3301 | 184.1972 | 0 | 0 | 0 | 97.65 | 116.7992 | 94.5747 | 441.5566 | 113.5144 | 0 | 83.6405 | 59.6403 | 15.3772 | 79.5403 | 32.2374 | 0 | 0 | 0 | 108.8418 | 0 | 0 | 172.7968 | 0 | 38.9438 | 0 | 0 | 253.0273 | 107.972 | 32.2374 | 36.8713 | 36.8713 | 83.5995 | 172.692 | 232.3928 | 169.4186 | 368.9777 | 228.502 | 138.3313 | 323.5131 | 293.8606 | 185.2242 | 180.1286 | 474.7268 | 224.5152 | 223.9695 | 112.268 | 105.5306 | 231.127 | 248.0875 | 91.522 | 105.5306 | 105.5306 | 179.5447 | 112.268 | 112.268 | 112.268 | 201.9108 | 207.9596 | 200.7796 | 162.3115 | 162.3115 | 126.2758 | 209.5412 | 539.4411 | 195.2976 | 126.5034 | 713.4758 | 218.1289 | 126.5034 | 474.6711 | 1107.8168 | 171.598 | 653.9617 | 479.4387 | 218.1289 | 129.2474 | 76.9689 | 257.5164 | 66.6943 | 66.6943 | 66.6943 | 198.9662 | 236.8225 | 88.6277 | 158.5193 | 272.9895 | 262.2095 | 146.2618 | 146.2618 | 153.3205 | 460.9863 | 66.6943 | 500.8015 | 276.4878 | 465.1739 | 174.8763 | 144.175 | 399.4346 | 116.5084 | 225.3313 | 116.5084 | 293.0176 | 99.2745 | 136.6423 | 81.8873 | 81.8873 | 99.2745 | 402.9644 | 341.9672 | 183.6414 | 250.0178 | 146.4635 | 99.2745 | 972.6215 | 232.3532 | 247.4337 | 566.0641 | 906.9575 | 111.9607 | 122.81 | 195.9709 | 411.8737 | 122.81 | 71.1632 | 161.8176 | 129.3073 | 115.8606 | 135.745 | 69.4139 | 69.4139 | 113.9613 | 66.1598 | 192.5355 | 294.448 | 133.7879 | 225.3313 | 125.1364 | 267.6378 | 224.3388 | 133.7879 | 125.1364 | 99.8851 | 303.6414 | 221.5044 | 65.2813 | 35.8389 | 458.3632 | 95.9233 | 325.0698 | 96.7406 | 452.2064 | 1086.9866 | 53.7137 | 338.03 | 303.6414 | 436.5148 | 96.7406 | 38.9438 | 441.4237 | 327.8976 | 247.3411 | 262.296 | 0 | 105.5306 | 187.112 | 529.1216 | 0 | 111.9607 | 148.4782 | 231.127 | 100.9482 | 148.2461 | 231.6625 | 96.1334 | 0 | 0 | 0 | 0 | 0 | 0 | 0 | 0 | 107.972 | 0 | 196.5707 | 263.9261 | 282.4817 | 187.8001 | 0 | 200.5235 | 61.186 | 53.011 | 28.5304 | 873.9576 | 48.0828 | 142.6932 | 61.0184 | 61.0184 | 111.3933 | 39.5764 | 61.186 | 48.0828 | 42.7444 | 42.7444 | 72.6488 | 0 | 0 | 0 | 0 | 39.5764 | 39.5764 | 39.5764 | 64.9657 | 42.7444 | 139.0498 | 0 | 0 | 28.3727 | 0 | 0 | 0 | 122.2497 | 56.0067 | 154.251 | 72.548 | 67.5037 | 28.3727 | 152.0577 | 195.8376 | 42.9511 | 196.9801 | 161.6269 | 696.4312 | 140.9187 | 136.6259 | 167.2849 | 26.8076 | 32.6472 | 32.6472 | 26.8076 | 57.3252 | 97.2288 | 218.8873 | 2084.2635 | 161.9354 | 97.2288 | 92.0809 | 189.8251 | 126.7827 | 108.455 | 105.7996 | 92.0809 | 193.4854 | 84.2199 | 56.0067 | 56.0067 | 186.3157 | 126.5564 | 0 | 0 | 0 | 32.6472 | 32.6472 | 36.1225 | 0 | 0 | 0 | 0 | 0 | 0 | 26.8076 | 56.0067 | 182.3908 | 32.6472 | 41.4634 | 82.3501 | 0 | 0 | 0 | 0 | 0 | 0 | 0 | 0 | 0 | 0 | 0 | 0 | 0 | 0 | 0 | 0 | 0 | 0 | 0 | 0 | 0 | 0 | 0 | 0 | 0 | 0 | 0 | 0 | 0 | 0 | 0 | 0 | 0 | 0 | 0 | 0 | 0 | 0 | 0 | 0 | 0 | 0 | 0 | 0 | 0 | 0 | 0 | 0 | 0 | 0 | 0 | 0 | 0 | 0 | 0 | 0 | 0 | 0 | 0 | 0 | 0 | 0 | 0 | 0 | 0 | 0 | 0 | 0 | 0 | 0 | 0 | 0 | 0 | 0 | 0 | 0 | 0 | 0 | 0 | 0 | 0 | 0 | 0 | 0 | 0 | 0 | 0 | 0 | 0 | 0 | 0 | 0 | 0 | 0 | 0 | 0 | 0 | 0 | 0 | 0 | 0 | 0 | 0 | 0 | 0 | 0 | 0 | 0 | 0 | 2017-01-16 07:00
t0369 | 0 | 152.8581 | 438.9043 | 175.6077 | 50.3181 | 347.6896 | 50.3181 | 614.6178 | 83.321 | 83.321 | 2643.8455 | 92.4658 | 98.3379 | 403.5766 | 482.8968 | 70.1849 | 94.6652 | 437.4256 | 277.462 | 411.5639 | 0 | 0 | 543.3016 | 44.7641 | 44.7641 | 44.7641 | 101.1574 | 196.5974 | 320.1014 | 181.5289 | 432.828 | 112.8636 | 286.2857 | 258.0732 | 336.3698 | 338.2589 | 167.7753 | 652.296 | 435.6099 | 118.0181 | 254.3436 | 340.8646 | 132.5654 | 281.9185 | 545.7774 | 132.5654 | 52.7945 | 353.1435 | 947.1391 | 193.5128 | 231.1133 | 120.0003 | 216.9013 | 52.7945 | 206.9556 | 335.6884 | 118.6625 | 439.5731 | 45.0609 | 211.954 | 45.0609 | 132.5654 | 196.5974 | 78.1412 | 545.7774 | 0 | 0 | 0 | 0 | 0 | 0 | 0 | 0 | 197.8849 | 0 | 0 | 0 | 0 | 310.9069 | 348.9894 | 32.4778 | 41.3223 | 309.0346 | 188.0538 | 15.281 | 103.0611 | 113.0168 | 335.4422 | 186.9596 | 252.5011 | 125.7002 | 32.4778 | 370.3856 | 55.5574 | 324.8668 | 155.1903 | 189.9465 | 58.4803 | 110.5094 | 622.9592 | 29.5409 | 185.5933 | 190.8188 | 15.281 | 15.281 | 82.678 | 142.102 | 79.2145 | 157.8582 | 185.4754 | 120.1411 | 125.7193 | 890.9662 | 145.5258 | 103.0611 | 93.304 | 93.304 | 40.7704 | 64.3328 | 890.9662 | 493.5241 | 172.8695 | 0 | 0 | 0 | 92.7779 | 113.0168 | 90.4968 | 441.768 | 110.5094 | 0 | 79.8557 | 64.3328 | 15.281 | 84.4872 | 33.7781 | 0 | 0 | 0 | 105.4843 | 0 | 0 | 170.4292 | 0 | 39.5667 | 0 | 0 | 243.4402 | 97.2369 | 33.7781 | 35.8635 | 35.8635 | 84.982 | 174.858 | 241.6947 | 167.1812 | 369.8018 | 217.325 | 136.5805 | 313.3965 | 311.1013 | 190.9982 | 176.7371 | 540.3864 | 218.3066 | 234.9101 | 109.3287 | 102.3984 | 234.313 | 254.0445 | 92.9098 | 102.3984 | 102.3984 | 192.0455 | 109.3287 | 109.3287 | 109.3287 | 208.2452 | 203.0159 | 211.7461 | 163.9568 | 163.9568 | 128.8325 | 230.4259 | 528.5661 | 181.1892 | 135.4313 | 840.0961 | 217.5186 | 135.4313 | 575.8847 | 1218.2701 | 180.6452 | 704.9664 | 484.6983 | 217.5186 | 134.0306 | 77.2084 | 268.092 | 64.1288 | 64.1288 | 64.1288 | 203.7117 | 262.1297 | 94.6405 | 139.9774 | 265.7614 | 246.0846 | 136.241 | 136.241 | 153.8756 | 412.6102 | 64.1288 | 523.3602 | 263.2921 | 444.7456 | 165.1834 | 137.908 | 456.2258 | 115.0828 | 205.4296 | 115.0828 | 296.8537 | 103.3515 | 133.2952 | 78.1412 | 78.1412 | 103.3515 | 365.4101 | 314.9194 | 186.9862 | 261.3523 | 136.8086 | 103.3515 | 869.2811 | 222.6495 | 266.3821 | 601.0219 | 1032.1337 | 107.3563 | 116.3963 | 206.4812 | 416.6514 | 116.3963 | 69.2205 | 162.6022 | 121.432 | 112.9075 | 138.6628 | 67.8465 | 67.8465 | 110.4379 | 67.1379 | 203.8565 | 290.4614 | 132.1689 | 205.4296 | 125.2541 | 283.1448 | 213.6614 | 132.1689 | 125.2541 | 101.5994 | 332.2368 | 212.5674 | 58.6245 | 35.7943 | 444.3994 | 95.7084 | 336.6118 | 97.562 | 432.3878 | 1080.0323 | 51.6782 | 335.1627 | 332.2368 | 464.4042 | 97.562 | 39.5667 | 357.7909 | 337.5562 | 235.4608 | 234.5657 | 0 | 102.3984 | 178.7015 | 595.933 | 0 | 107.3563 | 148.1037 | 234.313 | 105.1456 | 153.2636 | 221.2912 | 99.0097 | 0 | 0 | 0 | 0 | 0 | 0 | 0 | 0 | 97.2369 | 0 | 185.2417 | 225.2595 | 302.0729 | 195.1541 | 0 | 207.6255 | 68.2948 | 53.3827 | 29.5409 | 990.6599 | 46.6732 | 157.9948 | 64.753 | 64.753 | 126.615 | 42.22 | 68.2948 | 46.6732 | 43.3825 | 43.3825 | 73.9222 | 0 | 0 | 0 | 0 | 42.22 | 42.22 | 42.22 | 66.4117 | 43.3825 | 141.0783 | 0 | 0 | 31.1476 | 0 | 0 | 0 | 126.5334 | 52.0961 | 161.2941 | 66.7878 | 68.3058 | 31.1476 | 142.9913 | 220.5396 | 42.5813 | 186.6649 | 163.2997 | 707.3691 | 137.7088 | 133.334 | 167.1341 | 26.3699 | 31.6951 | 31.6951 | 26.3699 | 61.0947 | 99.7696 | 219.9488 | 2326.4074 | 179.9443 | 99.7696 | 93.7652 | 219.4471 | 135.9005 | 113.8186 | 114.7493 | 93.7652 | 210.2091 | 89.0544 | 52.0961 | 52.0961 | 190.3049 | 138.7243 | 0 | 0 | 0 | 31.6951 | 31.6951 | 37.7222 | 0 | 0 | 0 | 0 | 0 | 0 | 26.3699 | 52.0961 | 193.6032 | 31.6951 | 40.9988 | 85.8843 | 0 | 0 | 0 | 0 | 0 | 0 | 0 | 0 | 0 | 0 | 0 | 0 | 0 | 0 | 0 | 0 | 0 | 0 | 0 | 0 | 0 | 0 | 0 | 0 | 0 | 0 | 0 | 0 | 0 | 0 | 0 | 0 | 0 | 0 | 0 | 0 | 0 | 0 | 0 | 0 | 0 | 0 | 0 | 0 | 0 | 0 | 0 | 0 | 0 | 0 | 0 | 0 | 0 | 0 | 0 | 0 | 0 | 0 | 0 | 0 | 0 | 0 | 0 | 0 | 0 | 0 | 0 | 0 | 0 | 0 | 0 | 0 | 0 | 0 | 0 | 0 | 0 | 0 | 0 | 0 | 0 | 0 | 0 | 0 | 0 | 0 | 0 | 0 | 0 | 0 | 0 | 0 | 0 | 0 | 0 | 0 | 0 | 0 | 0 | 0 | 0 | 0 | 0 | 0 | 0 | 0 | 0 | 0 | 0 | 2017-01-16 08:00
t0370 | 0 | 147.8596 | 445.1655 | 166.4962 | 50.9585 | 353.4759 | 50.9585 | 523.2358 | 87.24 | 87.24 | 2819.2326 | 96.8566 | 93.0421 | 384.4456 | 453.582 | 64.7654 | 92.7337 | 426.4273 | 272.5514 | 375.8405 | 0 | 0 | 551.7393 | 43.0615 | 43.0615 | 43.0615 | 95.875 | 188.6544 | 294.4769 | 197.3412 | 435.5309 | 112.8634 | 266.0432 | 237.7962 | 322.8644 | 332.9508 | 157.4604 | 577.419 | 414.221 | 112.3331 | 231.7404 | 334.2696 | 125.8226 | 267.807 | 541.3001 | 125.8226 | 49.0364 | 336.994 | 899.5057 | 179.1907 | 229.8505 | 116.6862 | 203.2178 | 49.0364 | 196.1534 | 308.4855 | 111.2366 | 439.5641 | 44.2645 | 194.8209 | 44.2645 | 125.8226 | 188.6544 | 75.5191 | 541.3001 | 0 | 0 | 0 | 0 | 0 | 0 | 0 | 0 | 189.4013 | 0 | 0 | 0 | 0 | 300.8199 | 337.3046 | 30.5878 | 40.6195 | 317.5124 | 180.4403 | 15.0089 | 100.9487 | 108.4847 | 333.2174 | 180.9517 | 242.4356 | 127.5183 | 30.5878 | 389.068 | 54.0332 | 323.393 | 151.6568 | 181.4643 | 56.451 | 107.1801 | 631.6835 | 29.608 | 179.1005 | 188.4474 | 15.0089 | 15.0089 | 83.6073 | 135.6622 | 77.0178 | 154.0001 | 179.291 | 130.201 | 144.6326 | 969.1554 | 147.0917 | 100.9487 | 89.5394 | 89.5394 | 39.7294 | 66.7634 | 969.1554 | 515.1491 | 163.1685 | 0 | 0 | 0 | 88.2883 | 108.4847 | 86.7872 | 438.6174 | 107.1801 | 0 | 76.3856 | 66.7634 | 15.0089 | 87.5331 | 34.487 | 0 | 0 | 0 | 102.6187 | 0 | 0 | 167.89 | 0 | 39.2859 | 0 | 0 | 235.6191 | 89.749 | 34.487 | 34.851 | 34.851 | 84.1565 | 174.7308 | 246.6514 | 163.9154 | 372.2825 | 209.1461 | 134.7917 | 304.8828 | 325.5305 | 193.5543 | 173.2741 | 596.7973 | 213.5782 | 240.1813 | 107.8191 | 100.2359 | 236.8283 | 255.3195 | 93.1393 | 100.2359 | 100.2359 | 200.3415 | 107.8191 | 107.8191 | 107.8191 | 211.0757 | 199.917 | 217.7902 | 163.7606 | 163.7606 | 129.7529 | 245.6012 | 520.7295 | 172.5279 | 140.7563 | 952.3724 | 217.7518 | 140.7563 | 654.7832 | 1318.3017 | 184.826 | 743.7891 | 487.9487 | 217.7518 | 137.3046 | 76.8422 | 271.8192 | 61.9687 | 61.9687 | 61.9687 | 204.6458 | 279.2999 | 97.4857 | 127.0493 | 259.6761 | 234.5821 | 129.5093 | 129.5093 | 154.0679 | 378.718 | 61.9687 | 537.9071 | 253.7143 | 429.7061 | 158.1047 | 132.5565 | 500.2442 | 113.577 | 192.8667 | 113.577 | 300.3556 | 105.9714 | 131.6003 | 75.5191 | 75.5191 | 105.9714 | 342.6956 | 297.3017 | 189.6399 | 269.2913 | 130.6876 | 105.9714 | 807.1958 | 215.3023 | 281.891 | 630.4426 | 1143.7157 | 103.8936 | 111.7654 | 212.249 | 419.8744 | 111.7654 | 67.1308 | 162.6992 | 115.949 | 110.3217 | 139.56 | 66.7277 | 66.7277 | 108.1913 | 67.4594 | 214.3372 | 288.7663 | 130.2278 | 192.8667 | 125.2383 | 295.1511 | 205.6062 | 130.2278 | 125.2383 | 101.4608 | 354.6499 | 206.6595 | 53.8104 | 35.1681 | 432.1489 | 94.7083 | 343.1735 | 97.2788 | 414.9326 | 1086.7676 | 49.6685 | 327.8257 | 354.6499 | 485.4506 | 97.2788 | 39.2859 | 306.1879 | 342.5648 | 228.5918 | 216.663 | 0 | 100.2359 | 171.3434 | 660.8245 | 0 | 103.8936 | 147.5126 | 236.8283 | 108.8568 | 153.7447 | 212.8622 | 100.1603 | 0 | 0 | 0 | 0 | 0 | 0 | 0 | 0 | 89.749 | 0 | 177.1089 | 199.8684 | 317.4138 | 201.4608 | 0 | 210.8898 | 72.1699 | 53.0674 | 29.608 | 1072.8634 | 45.3871 | 168.9404 | 66.3922 | 66.3922 | 135.2196 | 43.6078 | 72.1699 | 45.3871 | 43.0735 | 43.0735 | 73.7804 | 0 | 0 | 0 | 0 | 43.6078 | 43.6078 | 43.6078 | 66.6899 | 43.0735 | 141.0483 | 0 | 0 | 33.219 | 0 | 0 | 0 | 128.2137 | 49.468 | 165.492 | 63.5776 | 68.2652 | 33.219 | 136.2973 | 238.4954 | 41.7493 | 180.0535 | 164.2699 | 720.4517 | 134.8514 | 130.508 | 166.3096 | 25.975 | 30.8778 | 30.8778 | 25.975 | 63.1325 | 101.1067 | 218.9154 | 2535.2588 | 191.3718 | 101.1067 | 94.7286 | 242.6445 | 141.0276 | 115.5893 | 119.8268 | 94.7286 | 220.6303 | 92.6603 | 49.468 | 49.468 | 191.1946 | 147.2464 | 0 | 0 | 0 | 30.8778 | 30.8778 | 38.4425 | 0 | 0 | 0 | 0 | 0 | 0 | 25.975 | 49.468 | 200.87 | 30.8778 | 40.4548 | 87.0271 | 0 | 0 | 0 | 0 | 0 | 0 | 0 | 0 | 0 | 0 | 0 | 0 | 0 | 0 | 0 | 0 | 0 | 0 | 0 | 0 | 0 | 0 | 0 | 0 | 0 | 0 | 0 | 0 | 0 | 0 | 0 | 0 | 0 | 0 | 0 | 0 | 0 | 0 | 0 | 0 | 0 | 0 | 0 | 0 | 0 | 0 | 0 | 0 | 0 | 0 | 0 | 0 | 0 | 0 | 0 | 0 | 0 | 0 | 0 | 0 | 0 | 0 | 0 | 0 | 0 | 0 | 0 | 0 | 0 | 0 | 0 | 0 | 0 | 0 | 0 | 0 | 0 | 0 | 0 | 0 | 0 | 0 | 0 | 0 | 0 | 0 | 0 | 0 | 0 | 0 | 0 | 0 | 0 | 0 | 0 | 0 | 0 | 0 | 0 | 0 | 0 | 0 | 0 | 0 | 0 | 0 | 0 | 0 | 0 | 2017-01-16 09:00
t0371 | 0 | 149.2274 | 445.9921 | 167.583 | 50.7977 | 353.5046 | 50.7977 | 535.4684 | 87.8176 | 87.8176 | 2859.5668 | 96.6297 | 93.3438 | 389.2016 | 457.0152 | 65.1593 | 92.8988 | 428.1579 | 273.1689 | 380.1052 | 0 | 0 | 553.6769 | 43.1536 | 43.1536 | 43.1536 | 96.5869 | 189.8789 | 297.8653 | 199.4157 | 438.8278 | 113.1264 | 268.5054 | 240.1755 | 324.1413 | 333.8227 | 158.3062 | 588.7762 | 420.3792 | 112.9865 | 234.6983 | 336.5157 | 126.9009 | 270.0185 | 550.9631 | 126.9009 | 49.1912 | 339.0649 | 906.7898 | 180.9218 | 231.3049 | 116.869 | 204.9063 | 49.1912 | 197.1503 | 311.6609 | 111.887 | 442.1218 | 44.2425 | 196.9121 | 44.2425 | 126.9009 | 189.8789 | 75.9196 | 550.9631 | 0 | 0 | 0 | 0 | 0 | 0 | 0 | 0 | 190.2958 | 0 | 0 | 0 | 0 | 302.6294 | 338.2997 | 30.629 | 40.2513 | 317.067 | 180.2466 | 14.948 | 100.5868 | 107.9329 | 334.5336 | 181.8561 | 243.533 | 126.8593 | 30.629 | 389.7706 | 53.7798 | 323.9561 | 151.0746 | 181.4098 | 56.2646 | 106.9667 | 632.6771 | 29.3083 | 179.085 | 187.7835 | 14.948 | 14.948 | 83.3029 | 136.2716 | 76.846 | 153.6156 | 179.9649 | 130.1322 | 144.6651 | 969.657 | 145.7955 | 100.5868 | 89.4087 | 89.4087 | 39.5984 | 66.3292 | 969.657 | 515.5989 | 163.1545 | 0 | 0 | 0 | 88.1646 | 107.9329 | 86.7549 | 438.2395 | 106.9667 | 0 | 76.326 | 66.3292 | 14.948 | 87.4073 | 34.3369 | 0 | 0 | 0 | 102.8051 | 0 | 0 | 168.0541 | 0 | 38.9906 | 0 | 0 | 236.16 | 90.4792 | 34.3369 | 34.8347 | 34.8347 | 83.3765 | 174.3146 | 246.259 | 163.5983 | 374.598 | 210.0846 | 134.9995 | 305.498 | 327.3197 | 193.1541 | 173.3783 | 602.2432 | 214.3269 | 239.2334 | 108.6089 | 100.7142 | 237.676 | 254.3258 | 92.9844 | 100.7142 | 100.7142 | 200.2917 | 108.6089 | 108.6089 | 108.6089 | 210.6473 | 200.9919 | 217.1919 | 163.494 | 163.494 | 129.6063 | 245.9579 | 522.7932 | 174.3409 | 140.3733 | 964.1726 | 218.8915 | 140.3733 | 657.7148 | 1331.441 | 183.8943 | 746.1481 | 489.1688 | 218.8915 | 137.5488 | 76.7932 | 270.2641 | 62.0718 | 62.0718 | 62.0718 | 203.8124 | 278.9805 | 96.8177 | 128.218 | 260.257 | 235.8749 | 130.4929 | 130.4929 | 154.4613 | 381.8363 | 62.0718 | 538.1788 | 254.8897 | 431.5316 | 158.8472 | 132.7016 | 502.1998 | 113.7313 | 195.0568 | 113.7313 | 301.6961 | 106.0452 | 132.5433 | 75.9196 | 75.9196 | 106.0452 | 347.3167 | 300.0906 | 190.3361 | 269.7809 | 131.8618 | 106.0452 | 819.6861 | 216.0926 | 283.4008 | 634.062 | 1156.4026 | 104.2878 | 112.3111 | 211.6734 | 421.056 | 112.3111 | 67.0209 | 162.9685 | 116.6614 | 110.5171 | 139.2771 | 67.0028 | 67.0028 | 108.8189 | 67.4469 | 216.0831 | 290.5229 | 130.2767 | 195.0568 | 125.6055 | 296.2186 | 206.3856 | 130.2767 | 125.6055 | 100.9843 | 356.1261 | 207.9017 | 54.1603 | 34.9532 | 432.7542 | 94.5588 | 343.0459 | 97.0939 | 415.0765 | 1097.3038 | 49.5847 | 326.038 | 356.1261 | 486.9062 | 97.0939 | 38.9906 | 314.3442 | 342.374 | 230.6429 | 219.3118 | 0 | 100.7142 | 171.4161 | 670.7864 | 0 | 104.2878 | 147.8439 | 237.676 | 109.5056 | 152.3633 | 213.3221 | 99.9042 | 0 | 0 | 0 | 0 | 0 | 0 | 0 | 0 | 90.4792 | 0 | 178.03 | 202.9709 | 318.6708 | 202.5234 | 0 | 210.373 | 71.5224 | 52.9086 | 29.3083 | 1072.3673 | 45.4263 | 169.0664 | 65.9248 | 65.9248 | 133.941 | 43.394 | 71.5224 | 45.4263 | 42.7687 | 42.7687 | 73.3992 | 0 | 0 | 0 | 0 | 43.394 | 43.394 | 43.394 | 66.447 | 42.7687 | 140.6319 | 0 | 0 | 33.2997 | 0 | 0 | 0 | 127.7421 | 49.8476 | 165.3739 | 64.4788 | 68.1268 | 33.2997 | 136.911 | 238.7438 | 41.5816 | 181.4052 | 164.653 | 725.5623 | 135.0883 | 130.7836 | 166.4759 | 26.0302 | 30.9341 | 30.9341 | 26.0302 | 62.8643 | 101.1051 | 218.6168 | 2556.9444 | 190.6717 | 101.1051 | 94.8656 | 243.7366 | 140.4511 | 114.6569 | 119.223 | 94.8656 | 220.0188 | 92.9177 | 49.8476 | 49.8476 | 190.6185 | 147.2879 | 0 | 0 | 0 | 30.9341 | 30.9341 | 38.2868 | 0 | 0 | 0 | 0 | 0 | 0 | 26.0302 | 49.8476 | 200.7989 | 30.9341 | 40.4867 | 86.4363 | 0 | 0 | 0 | 0 | 0 | 0 | 0 | 0 | 0 | 0 | 0 | 0 | 0 | 0 | 0 | 0 | 0 | 0 | 0 | 0 | 0 | 0 | 0 | 0 | 0 | 0 | 0 | 0 | 0 | 0 | 0 | 0 | 0 | 0 | 0 | 0 | 0 | 0 | 0 | 0 | 0 | 0 | 0 | 0 | 0 | 0 | 0 | 0 | 0 | 0 | 0 | 0 | 0 | 0 | 0 | 0 | 0 | 0 | 0 | 0 | 0 | 0 | 0 | 0 | 0 | 0 | 0 | 0 | 0 | 0 | 0 | 0 | 0 | 0 | 0 | 0 | 0 | 0 | 0 | 0 | 0 | 0 | 0 | 0 | 0 | 0 | 0 | 0 | 0 | 0 | 0 | 0 | 0 | 0 | 0 | 0 | 0 | 0 | 0 | 0 | 0 | 0 | 0 | 0 | 0 | 0 | 0 | 0 | 0 | 2017-01-16 10:00
t0372 | 0 | 147.0945 | 444.0797 | 164.6738 | 50.6245 | 352.2747 | 50.6245 | 513.2513 | 87.8199 | 87.8199 | 2863.1964 | 96.8404 | 91.7529 | 382.2995 | 448.1904 | 63.7046 | 91.9331 | 423.1202 | 270.4348 | 370.4539 | 0 | 0 | 551.2144 | 42.56 | 42.56 | 42.56 | 94.8855 | 187.0028 | 290.7085 | 200.4648 | 435.7789 | 112.35 | 262.6895 | 234.5518 | 319.4243 | 330.5768 | 155.2986 | 569.3204 | 412.5667 | 111.1235 | 228.57 | 332.7171 | 124.6681 | 265.3275 | 544.5073 | 124.6681 | 48.1837 | 333.6096 | 891.0257 | 176.8668 | 229.2891 | 115.5043 | 200.8211 | 48.1837 | 193.7767 | 304.187 | 109.7256 | 438.7416 | 43.8269 | 192.1804 | 43.8269 | 124.6681 | 187.0028 | 74.8871 | 544.5073 | 0 | 0 | 0 | 0 | 0 | 0 | 0 | 0 | 187.3963 | 0 | 0 | 0 | 0 | 298.5299 | 333.8765 | 30.0932 | 39.9555 | 316.6481 | 177.8089 | 14.8191 | 99.6592 | 106.576 | 331.7254 | 179.4432 | 239.9723 | 126.5232 | 30.0932 | 390.4266 | 53.2279 | 321.5166 | 149.6267 | 178.7807 | 55.5931 | 105.7513 | 629.9768 | 29.2017 | 176.8116 | 186.3256 | 14.8191 | 14.8191 | 83.0068 | 134.1382 | 76.0113 | 152.05 | 177.5849 | 131.0916 | 147.0663 | 977.1457 | 145.4385 | 99.6592 | 88.2094 | 88.2094 | 39.1938 | 66.4339 | 977.1457 | 516.0316 | 160.4176 | 0 | 0 | 0 | 86.8442 | 106.576 | 85.56 | 434.9926 | 105.7513 | 0 | 75.2454 | 66.4339 | 14.8191 | 87.4171 | 34.2777 | 0 | 0 | 0 | 101.6075 | 0 | 0 | 166.5053 | 0 | 38.7606 | 0 | 0 | 233.166 | 88.4246 | 34.2777 | 34.4395 | 34.4395 | 82.8784 | 173.281 | 245.6579 | 162.0584 | 372.1382 | 207.1034 | 133.7824 | 301.9259 | 327.3791 | 192.4692 | 171.6468 | 607.1182 | 211.9682 | 238.8572 | 107.4771 | 99.5878 | 236.4207 | 253.1615 | 92.4702 | 99.5878 | 99.5878 | 200.492 | 107.4771 | 107.4771 | 107.4771 | 209.9062 | 198.9309 | 217.0126 | 162.4832 | 162.4832 | 128.9795 | 246.9868 | 517.6365 | 171.3045 | 140.506 | 975.1455 | 217.2883 | 140.506 | 666.7584 | 1337.6311 | 183.6735 | 747.7134 | 486.3647 | 217.2883 | 137.1975 | 76.253 | 269.5564 | 61.2753 | 61.2753 | 61.2753 | 202.8723 | 280.303 | 96.8546 | 124.8688 | 257.4064 | 232.066 | 128.2605 | 128.2605 | 153.4274 | 372.7542 | 61.2753 | 537.2639 | 251.3251 | 425.7405 | 156.4283 | 130.8868 | 506.3159 | 112.7108 | 191.1181 | 112.7108 | 300.0975 | 105.817 | 131.1928 | 74.8871 | 74.8871 | 105.817 | 340.0804 | 294.4625 | 189.4394 | 269.3564 | 129.6852 | 105.817 | 800.7607 | 213.2529 | 283.9914 | 634.4007 | 1165.8352 | 102.9291 | 110.662 | 211.4754 | 418.6876 | 110.662 | 66.2534 | 161.8919 | 114.7973 | 109.3178 | 138.6157 | 66.3193 | 66.3193 | 107.5927 | 67.0787 | 216.1631 | 287.9876 | 129.0985 | 191.1181 | 124.7238 | 296.2116 | 203.4854 | 129.0985 | 124.7238 | 100.4271 | 357.4771 | 205.2652 | 52.8917 | 34.6699 | 427.7206 | 93.8172 | 342.0538 | 96.4703 | 409.3436 | 1089.1596 | 48.9358 | 323.0837 | 357.4771 | 487.1926 | 96.4703 | 38.7606 | 301.4413 | 341.1273 | 227.5112 | 214.1772 | 0 | 99.5878 | 169.0193 | 675.7012 | 0 | 102.9291 | 146.7282 | 236.4207 | 109.3179 | 151.7931 | 210.3841 | 99.5309 | 0 | 0 | 0 | 0 | 0 | 0 | 0 | 0 | 88.4246 | 0 | 175.264 | 196.521 | 319.0652 | 202.1093 | 0 | 209.7297 | 71.8962 | 52.5535 | 29.2017 | 1080.1354 | 44.9034 | 169.8909 | 65.9003 | 65.9003 | 134.8928 | 43.4111 | 71.8962 | 44.9034 | 42.5119 | 42.5119 | 72.9948 | 0 | 0 | 0 | 0 | 43.4111 | 43.4111 | 43.4111 | 66.1294 | 42.5119 | 139.8289 | 0 | 0 | 33.4347 | 0 | 0 | 0 | 127.334 | 48.984 | 165.0903 | 63.3027 | 67.719 | 33.4347 | 134.7279 | 240.3317 | 41.2094 | 178.7883 | 163.6936 | 722.1124 | 133.6762 | 129.3956 | 165.2382 | 25.7833 | 30.5816 | 30.5816 | 25.7833 | 62.8845 | 100.6997 | 217.1165 | 2572.5758 | 191.63 | 100.6997 | 94.4028 | 246.0245 | 140.5921 | 114.4514 | 119.496 | 94.4028 | 220.5942 | 92.9047 | 48.984 | 48.984 | 189.6963 | 147.8434 | 0 | 0 | 0 | 30.5816 | 30.5816 | 38.2058 | 0 | 0 | 0 | 0 | 0 | 0 | 25.7833 | 48.984 | 200.8198 | 30.5816 | 40.1272 | 86.2224 | 0 | 0 | 0 | 0 | 0 | 0 | 0 | 0 | 0 | 0 | 0 | 0 | 0 | 0 | 0 | 0 | 0 | 0 | 0 | 0 | 0 | 0 | 0 | 0 | 0 | 0 | 0 | 0 | 0 | 0 | 0 | 0 | 0 | 0 | 0 | 0 | 0 | 0 | 0 | 0 | 0 | 0 | 0 | 0 | 0 | 0 | 0 | 0 | 0 | 0 | 0 | 0 | 0 | 0 | 0 | 0 | 0 | 0 | 0 | 0 | 0 | 0 | 0 | 0 | 0 | 0 | 0 | 0 | 0 | 0 | 0 | 0 | 0 | 0 | 0 | 0 | 0 | 0 | 0 | 0 | 0 | 0 | 0 | 0 | 0 | 0 | 0 | 0 | 0 | 0 | 0 | 0 | 0 | 0 | 0 | 0 | 0 | 0 | 0 | 0 | 0 | 0 | 0 | 0 | 0 | 0 | 0 | 0 | 0 | 2017-01-16 11:00
t0373 | 0 | 145.922 | 442.3956 | 164.1323 | 50.7163 | 351.5549 | 50.7163 | 507.067 | 86.817 | 86.817 | 2803.1839 | 96.6698 | 91.8001 | 378.4448 | 446.5674 | 63.6787 | 91.8544 | 421.8726 | 269.9967 | 368.4957 | 0 | 0 | 548.0764 | 42.5724 | 42.5724 | 42.5724 | 94.4827 | 186.2022 | 288.9296 | 196.7913 | 431.6989 | 111.9946 | 261.4977 | 233.4705 | 318.9392 | 329.8572 | 155.1235 | 562.7085 | 407.3499 | 110.8073 | 227.0519 | 330.604 | 123.967 | 263.907 | 534.0112 | 123.967 | 48.2922 | 332.4666 | 886.4304 | 176.0411 | 227.6669 | 115.5047 | 199.975 | 48.2922 | 193.4532 | 302.7608 | 109.5556 | 435.6866 | 43.889 | 191.1823 | 43.889 | 123.967 | 186.2022 | 74.6188 | 534.0112 | 0 | 0 | 0 | 0 | 0 | 0 | 0 | 0 | 186.9991 | 0 | 0 | 0 | 0 | 297.1985 | 333.541 | 30.1841 | 40.3894 | 316.2471 | 178.5321 | 14.8986 | 100.1647 | 107.4817 | 330.2694 | 178.838 | 239.4508 | 127.0151 | 30.1841 | 387.8968 | 53.5956 | 320.826 | 150.4575 | 179.4225 | 55.9276 | 106.1905 | 627.7956 | 29.5049 | 177.2498 | 187.128 | 14.8986 | 14.8986 | 83.2117 | 133.9174 | 76.3311 | 152.6904 | 177.2464 | 130.2651 | 145.3972 | 969.6184 | 146.6336 | 100.1647 | 88.6049 | 88.6049 | 39.3974 | 66.6678 | 969.6184 | 513.46 | 161.1261 | 0 | 0 | 0 | 87.292 | 107.4817 | 85.8454 | 435.3943 | 106.1905 | 0 | 75.5473 | 66.6678 | 14.8986 | 87.2519 | 34.3623 | 0 | 0 | 0 | 101.576 | 0 | 0 | 166.4316 | 0 | 39.0813 | 0 | 0 | 233.0718 | 88.1859 | 34.3623 | 34.5188 | 34.5188 | 83.7447 | 173.6383 | 245.5301 | 162.5709 | 369.1846 | 206.6213 | 133.6198 | 301.765 | 324.0513 | 192.5785 | 171.7105 | 596.209 | 211.4083 | 239.3131 | 106.6739 | 99.1821 | 235.1467 | 253.9846 | 92.5634 | 99.1821 | 99.1821 | 199.7462 | 106.6739 | 106.6739 | 106.6739 | 210.013 | 197.8906 | 217.0379 | 162.6898 | 162.6898 | 128.9849 | 245.208 | 515.7099 | 169.931 | 140.4024 | 952.5287 | 215.8943 | 140.4024 | 656.7166 | 1314.3321 | 184.2345 | 741.5161 | 484.4716 | 215.8943 | 136.5801 | 76.2895 | 270.7809 | 61.3017 | 61.3017 | 61.3017 | 203.5795 | 279.0777 | 97.2908 | 124.574 | 257.112 | 231.4538 | 127.6596 | 127.6596 | 152.8889 | 371.894 | 61.3017 | 535.4509 | 250.6719 | 424.7177 | 156.1011 | 131.085 | 500.2823 | 112.5963 | 189.64 | 112.5963 | 298.1671 | 105.4578 | 130.2232 | 74.6188 | 74.6188 | 105.4578 | 336.6909 | 292.6811 | 188.348 | 268.0098 | 128.8259 | 105.4578 | 791.7282 | 212.8606 | 280.9065 | 627.6672 | 1142.1918 | 102.7189 | 110.3775 | 211.5019 | 416.8802 | 110.3775 | 66.5029 | 161.4912 | 114.3983 | 109.2489 | 138.7656 | 66.0702 | 66.0702 | 107.0262 | 67.025 | 213.273 | 286.0354 | 129.1244 | 189.64 | 124.2485 | 293.8869 | 203.1687 | 129.1244 | 124.2485 | 100.8959 | 353.8204 | 204.268 | 52.871 | 34.9339 | 427.7982 | 94.0041 | 341.4474 | 96.6356 | 410.36 | 1076.4627 | 49.1612 | 325.4317 | 353.8204 | 483.5901 | 96.6356 | 39.0813 | 296.5816 | 340.717 | 225.6975 | 212.621 | 0 | 99.1821 | 169.4367 | 659.1378 | 0 | 102.7189 | 146.3254 | 235.1467 | 108.2411 | 153.1656 | 210.4418 | 99.6548 | 0 | 0 | 0 | 0 | 0 | 0 | 0 | 0 | 88.1859 | 0 | 174.8166 | 195.0924 | 316.2479 | 200.3128 | 0 | 209.8977 | 72.2412 | 52.7199 | 29.5049 | 1073.3043 | 44.9381 | 168.7561 | 66.2353 | 66.2353 | 135.5008 | 43.5041 | 72.2412 | 44.9381 | 42.8431 | 42.8431 | 73.3769 | 0 | 0 | 0 | 0 | 43.5041 | 43.5041 | 43.5041 | 66.3307 | 42.8431 | 140.1991 | 0 | 0 | 33.1572 | 0 | 0 | 0 | 127.6325 | 48.7549 | 164.775 | 62.5439 | 67.8314 | 33.1572 | 134.5228 | 238.4482 | 41.4347 | 177.7455 | 163.0965 | 715.0337 | 133.5692 | 129.2466 | 165.0228 | 25.7396 | 30.5682 | 30.5682 | 25.7396 | 62.9717 | 100.5305 | 217.3929 | 2530.3273 | 191.3425 | 100.5305 | 94.117 | 242.7906 | 140.7154 | 115.2523 | 119.6661 | 94.117 | 220.2746 | 92.2731 | 48.7549 | 48.7549 | 190.1349 | 147.012 | 0 | 0 | 0 | 30.5682 | 30.5682 | 38.2933 | 0 | 0 | 0 | 0 | 0 | 0 | 25.7396 | 48.7549 | 200.1809 | 30.5682 | 40.1122 | 86.7198 | 0 | 0 | 0 | 0 | 0 | 0 | 0 | 0 | 0 | 0 | 0 | 0 | 0 | 0 | 0 | 0 | 0 | 0 | 0 | 0 | 0 | 0 | 0 | 0 | 0 | 0 | 0 | 0 | 0 | 0 | 0 | 0 | 0 | 0 | 0 | 0 | 0 | 0 | 0 | 0 | 0 | 0 | 0 | 0 | 0 | 0 | 0 | 0 | 0 | 0 | 0 | 0 | 0 | 0 | 0 | 0 | 0 | 0 | 0 | 0 | 0 | 0 | 0 | 0 | 0 | 0 | 0 | 0 | 0 | 0 | 0 | 0 | 0 | 0 | 0 | 0 | 0 | 0 | 0 | 0 | 0 | 0 | 0 | 0 | 0 | 0 | 0 | 0 | 0 | 0 | 0 | 0 | 0 | 0 | 0 | 0 | 0 | 0 | 0 | 0 | 0 | 0 | 0 | 0 | 0 | 0 | 0 | 0 | 0 | 2017-01-16 12:00
t0374 | 0 | 146.3236 | 432.4536 | 166.6161 | 49.6745 | 343.3401 | 49.6745 | 547.8914 | 83.2848 | 83.2848 | 2657.3816 | 92.909 | 93.3659 | 382.6461 | 455.7313 | 65.6932 | 91.5834 | 421.5981 | 268.7464 | 382.1445 | 0 | 0 | 535.1854 | 42.8911 | 42.8911 | 42.8911 | 95.9146 | 187.6945 | 298.2991 | 184.7781 | 423.3504 | 110.3451 | 268.4725 | 240.8808 | 321.6165 | 327.9211 | 158.4545 | 593.7782 | 412.0903 | 112.2429 | 235.7188 | 329.0751 | 125.7104 | 267.5019 | 526.8182 | 125.7104 | 49.6558 | 336.2467 | 898.6664 | 181.1059 | 224.8158 | 115.6601 | 204.3545 | 49.6558 | 196.4767 | 312.8546 | 111.9749 | 428.9441 | 43.7111 | 197.513 | 43.7111 | 125.7104 | 187.6945 | 74.9252 | 526.8182 | 0 | 0 | 0 | 0 | 0 | 0 | 0 | 0 | 188.8508 | 0 | 0 | 0 | 0 | 298.1749 | 335.0618 | 30.7939 | 40.2839 | 307.1441 | 180.2561 | 14.8507 | 99.9893 | 108.5847 | 326.5222 | 179.431 | 241.39 | 124.3423 | 30.7939 | 371.8694 | 53.7331 | 316.9588 | 150.4021 | 181.5855 | 56.2975 | 106.5721 | 613.815 | 29.1126 | 178.3323 | 185.9243 | 14.8507 | 14.8507 | 81.5784 | 135.4523 | 76.5005 | 152.7407 | 178.0095 | 122.8491 | 132.835 | 912.3647 | 143.9587 | 99.9893 | 89.4602 | 89.4602 | 39.4425 | 64.4653 | 912.3647 | 494.0694 | 164.2164 | 0 | 0 | 0 | 88.5665 | 108.5847 | 86.6882 | 431.0299 | 106.5721 | 0 | 76.4097 | 64.4653 | 14.8507 | 84.3491 | 33.5128 | 0 | 0 | 0 | 101.6801 | 0 | 0 | 165.437 | 0 | 38.7447 | 0 | 0 | 233.977 | 90.9263 | 33.5128 | 34.5927 | 34.5927 | 83.1793 | 171.3288 | 239.3739 | 162.1377 | 362.0596 | 208.0155 | 132.6665 | 302.0613 | 311.0564 | 188.5082 | 171.166 | 555.2777 | 210.8621 | 233.1905 | 105.8237 | 98.8675 | 230.2251 | 249.8791 | 91.153 | 98.8675 | 98.8675 | 192.3159 | 105.8237 | 105.8237 | 105.8237 | 205.5487 | 196.5629 | 210.7284 | 160.542 | 160.542 | 126.6716 | 233.2292 | 512.2759 | 171.9263 | 135.5353 | 874.185 | 212.4489 | 135.5353 | 602.997 | 1237.3437 | 179.4965 | 708.935 | 475.5159 | 212.4489 | 132.7695 | 75.418 | 265.1976 | 61.6053 | 61.6053 | 61.6053 | 200.3454 | 265.6565 | 94.4732 | 129.719 | 256.7042 | 234.2614 | 129.3648 | 129.3648 | 150.523 | 384.7259 | 61.6053 | 519.7106 | 252.1643 | 426.623 | 157.646 | 132.1566 | 468.3382 | 111.7966 | 193.4372 | 111.7966 | 291.6959 | 102.4893 | 129.1077 | 74.9252 | 74.9252 | 102.4893 | 343.5021 | 297.6866 | 184.0478 | 259.6904 | 130.1348 | 102.4893 | 812.2038 | 213.7368 | 267.9866 | 601.6473 | 1061.3447 | 103.0931 | 111.2579 | 205.4194 | 408.9094 | 111.2579 | 66.7394 | 159.0825 | 115.658 | 109.0868 | 136.3553 | 65.6916 | 65.6916 | 106.6146 | 65.8961 | 204.0524 | 282.5289 | 128.3536 | 193.4372 | 122.411 | 282.8198 | 204.5777 | 128.3536 | 122.411 | 99.6402 | 336.0425 | 204.3711 | 54.713 | 34.8305 | 428.3759 | 93.2538 | 332.98 | 95.458 | 414.1711 | 1055.1492 | 49.5944 | 325.2561 | 336.0425 | 464.7287 | 95.458 | 38.7447 | 319.2205 | 333.1348 | 225.8546 | 218.9534 | 0 | 98.8675 | 171.0911 | 611.637 | 0 | 103.0931 | 144.5006 | 230.2251 | 104.5041 | 151.0177 | 212.0234 | 97.6546 | 0 | 0 | 0 | 0 | 0 | 0 | 0 | 0 | 90.9263 | 0 | 176.6414 | 205.7286 | 302.9729 | 193.738 | 0 | 205.2135 | 69.2044 | 52.1791 | 29.1126 | 1012.5648 | 45.0036 | 160.2595 | 64.485 | 64.485 | 129.0777 | 42.1618 | 69.2044 | 45.0036 | 42.4707 | 42.4707 | 72.494 | 0 | 0 | 0 | 0 | 42.1618 | 42.1618 | 42.1618 | 65.2853 | 42.4707 | 138.3113 | 0 | 0 | 31.5197 | 0 | 0 | 0 | 124.9869 | 49.4369 | 160.1291 | 63.2404 | 66.9189 | 31.5197 | 136.1891 | 225.047 | 41.3428 | 178.5923 | 160.1563 | 696.5094 | 133.2028 | 128.9159 | 163.097 | 25.5806 | 30.5745 | 30.5745 | 25.5806 | 61.0039 | 98.3596 | 214.9382 | 2373.865 | 182.4353 | 98.3596 | 92.2146 | 226.2397 | 135.9952 | 112.832 | 115.2786 | 92.2146 | 211.4948 | 88.9058 | 49.4369 | 49.4369 | 187.0613 | 140.1867 | 0 | 0 | 0 | 30.5745 | 30.5745 | 37.3827 | 0 | 0 | 0 | 0 | 0 | 0 | 25.5806 | 49.4369 | 193.3197 | 30.5745 | 39.8364 | 84.9799 | 0 | 0 | 0 | 0 | 0 | 0 | 0 | 0 | 0 | 0 | 0 | 0 | 0 | 0 | 0 | 0 | 0 | 0 | 0 | 0 | 0 | 0 | 0 | 0 | 0 | 0 | 0 | 0 | 0 | 0 | 0 | 0 | 0 | 0 | 0 | 0 | 0 | 0 | 0 | 0 | 0 | 0 | 0 | 0 | 0 | 0 | 0 | 0 | 0 | 0 | 0 | 0 | 0 | 0 | 0 | 0 | 0 | 0 | 0 | 0 | 0 | 0 | 0 | 0 | 0 | 0 | 0 | 0 | 0 | 0 | 0 | 0 | 0 | 0 | 0 | 0 | 0 | 0 | 0 | 0 | 0 | 0 | 0 | 0 | 0 | 0 | 0 | 0 | 0 | 0 | 0 | 0 | 0 | 0 | 0 | 0 | 0 | 0 | 0 | 0 | 0 | 0 | 0 | 0 | 0 | 0 | 0 | 0 | 0 | 2017-01-16 13:00
t0375 | 0 | 148.9725 | 425.244 | 170.3761 | 48.4442 | 336.1722 | 48.4442 | 602.9149 | 81.383 | 81.383 | 2611.395 | 89.2873 | 95.033 | 394.3377 | 468.7951 | 67.9444 | 91.5157 | 423.9031 | 268.4325 | 400.5209 | 0 | 0 | 527.5169 | 43.2464 | 43.2464 | 43.2464 | 98.2438 | 190.8787 | 311.7208 | 178.6912 | 422.1047 | 109.3187 | 278.2687 | 250.9198 | 325.6189 | 327.431 | 162.4565 | 639.2092 | 426.812 | 114.4359 | 247.8718 | 331.5055 | 128.93 | 274.1033 | 538.3412 | 128.93 | 50.9593 | 342.6109 | 920.6973 | 188.1364 | 224.8696 | 115.927 | 210.7117 | 50.9593 | 200.4494 | 326.4321 | 114.9553 | 427.5868 | 43.4493 | 206.2144 | 43.4493 | 128.93 | 190.8787 | 75.7964 | 538.3412 | 0 | 0 | 0 | 0 | 0 | 0 | 0 | 0 | 191.6996 | 0 | 0 | 0 | 0 | 301.8538 | 337.5768 | 31.3089 | 39.4329 | 298.4291 | 180.9623 | 14.6709 | 98.9888 | 108.2405 | 325.4141 | 181.3009 | 244.5998 | 120.726 | 31.3089 | 359.6293 | 53.271 | 314.349 | 148.9938 | 182.9059 | 56.1446 | 106.2894 | 603.3479 | 28.1794 | 178.8615 | 183.3742 | 14.6709 | 14.6709 | 79.5443 | 137.6014 | 76.1778 | 151.7866 | 179.5837 | 116.5285 | 122.5419 | 865.5803 | 139.1032 | 98.9888 | 89.7452 | 89.7452 | 39.1621 | 61.7577 | 865.5803 | 478.4276 | 166.3909 | 0 | 0 | 0 | 89.204 | 108.2405 | 87.1539 | 426.0424 | 106.2894 | 0 | 76.8577 | 61.7577 | 14.6709 | 81.6247 | 32.4861 | 0 | 0 | 0 | 101.9371 | 0 | 0 | 164.6546 | 0 | 37.848 | 0 | 0 | 235.3162 | 94.353 | 32.4861 | 34.5606 | 34.5606 | 81.1047 | 168.3811 | 233.2523 | 160.9049 | 360.0547 | 210.5449 | 132.0575 | 302.9304 | 303.418 | 184.1419 | 170.6231 | 531.6066 | 211.4649 | 226.0581 | 106.4438 | 99.3433 | 227.4556 | 244.256 | 89.5639 | 99.3433 | 99.3433 | 185.8972 | 106.4438 | 106.4438 | 106.4438 | 200.7817 | 197.177 | 204.1449 | 158.026 | 158.026 | 124.3083 | 223.8417 | 512.5051 | 176.6547 | 130.6526 | 831.8086 | 211.4513 | 130.6526 | 564.1916 | 1197.9491 | 173.6046 | 685.893 | 469.7683 | 211.4513 | 129.9271 | 74.4907 | 257.2971 | 61.9362 | 61.9362 | 61.9362 | 195.814 | 253.7733 | 90.7758 | 135.8427 | 257.0212 | 238.5525 | 132.3681 | 132.3681 | 149.095 | 400.2753 | 61.9362 | 506.6284 | 255.1425 | 430.8548 | 160.0154 | 133.0618 | 445.4708 | 111.2472 | 200.2914 | 111.2472 | 288.5003 | 100.0568 | 129.7626 | 75.7964 | 75.7964 | 100.0568 | 357.1108 | 306.4616 | 181.5741 | 253.4555 | 133.1775 | 100.0568 | 850.8549 | 215.5591 | 259.957 | 586.4598 | 1018.2965 | 103.9577 | 112.8018 | 199.0712 | 403.9995 | 112.8018 | 66.6051 | 157.3706 | 117.8146 | 109.1332 | 133.6395 | 65.7905 | 65.7905 | 107.2804 | 64.847 | 199.5612 | 282.5236 | 127.5993 | 200.2914 | 121.4086 | 275.4216 | 206.8248 | 127.5993 | 121.4086 | 97.5538 | 323.9156 | 206.4403 | 56.7613 | 34.2801 | 429.2313 | 92.2031 | 325.3317 | 93.9922 | 416.785 | 1056.0157 | 49.6978 | 321.1675 | 323.9156 | 451.4639 | 93.9922 | 37.848 | 352.2983 | 326.0802 | 229.4566 | 228.6713 | 0 | 99.3433 | 172.2606 | 591.1005 | 0 | 103.9577 | 143.402 | 227.4556 | 102.5345 | 146.4135 | 213.7931 | 95.3879 | 0 | 0 | 0 | 0 | 0 | 0 | 0 | 0 | 94.353 | 0 | 179.5401 | 219.7941 | 294.1183 | 190.1067 | 0 | 200.103 | 65.4136 | 51.3519 | 28.1794 | 960.9119 | 45.0512 | 153.3704 | 62.0789 | 62.0789 | 121.2617 | 40.6027 | 65.4136 | 45.0512 | 41.5204 | 41.5204 | 70.9352 | 0 | 0 | 0 | 0 | 40.6027 | 40.6027 | 40.6027 | 63.8697 | 41.5204 | 135.761 | 0 | 0 | 30.2972 | 0 | 0 | 0 | 121.7454 | 50.6162 | 155.8817 | 65.3919 | 65.805 | 30.2972 | 138.4508 | 214.3235 | 40.8795 | 181.5128 | 158.2292 | 690.0096 | 133.1207 | 128.9431 | 161.5728 | 25.5117 | 30.6321 | 30.6321 | 25.5117 | 58.8049 | 96.4345 | 212.0187 | 2284.5786 | 173.6166 | 96.4345 | 90.7786 | 214.5693 | 130.8648 | 108.9233 | 110.4011 | 90.7786 | 202.8947 | 86.5226 | 50.6162 | 50.6162 | 183.1683 | 134.5195 | 0 | 0 | 0 | 30.6321 | 30.6321 | 36.2893 | 0 | 0 | 0 | 0 | 0 | 0 | 25.5117 | 50.6162 | 187.3177 | 30.6321 | 39.6045 | 82.3132 | 0 | 0 | 0 | 0 | 0 | 0 | 0 | 0 | 0 | 0 | 0 | 0 | 0 | 0 | 0 | 0 | 0 | 0 | 0 | 0 | 0 | 0 | 0 | 0 | 0 | 0 | 0 | 0 | 0 | 0 | 0 | 0 | 0 | 0 | 0 | 0 | 0 | 0 | 0 | 0 | 0 | 0 | 0 | 0 | 0 | 0 | 0 | 0 | 0 | 0 | 0 | 0 | 0 | 0 | 0 | 0 | 0 | 0 | 0 | 0 | 0 | 0 | 0 | 0 | 0 | 0 | 0 | 0 | 0 | 0 | 0 | 0 | 0 | 0 | 0 | 0 | 0 | 0 | 0 | 0 | 0 | 0 | 0 | 0 | 0 | 0 | 0 | 0 | 0 | 0 | 0 | 0 | 0 | 0 | 0 | 0 | 0 | 0 | 0 | 0 | 0 | 0 | 0 | 0 | 0 | 0 | 0 | 0 | 0 | 2017-01-16 14:00
t0376 | 0 | 148.3187 | 423.4883 | 168.5869 | 47.9681 | 334.2708 | 47.9681 | 595.7683 | 81.9197 | 81.9197 | 2659.216 | 88.9982 | 93.6848 | 392.8356 | 463.6486 | 66.9025 | 90.5971 | 420.3196 | 265.9976 | 395.7872 | 0 | 0 | 526.3931 | 42.6999 | 42.6999 | 42.6999 | 97.296 | 189.2457 | 308.459 | 181.8655 | 422.3656 | 108.6608 | 275.1968 | 247.9892 | 321.9983 | 324.6937 | 160.2912 | 633.5009 | 426.1247 | 113.2248 | 245.193 | 329.9519 | 127.866 | 271.7932 | 543.0606 | 127.866 | 50.0814 | 339.2438 | 912.7506 | 186.026 | 224.2605 | 114.5964 | 208.4678 | 50.0814 | 198.039 | 322.57 | 113.4565 | 426.5979 | 42.9284 | 203.8714 | 42.9284 | 127.866 | 189.2457 | 75.1446 | 543.0606 | 0 | 0 | 0 | 0 | 0 | 0 | 0 | 0 | 189.6305 | 0 | 0 | 0 | 0 | 299.538 | 333.8551 | 30.781 | 38.6021 | 296.7903 | 177.9957 | 14.439 | 97.4307 | 106.0174 | 323.6509 | 179.7288 | 242.0363 | 119.3071 | 30.781 | 360.3019 | 52.3095 | 312.0196 | 146.5529 | 179.9275 | 55.1468 | 104.6275 | 600.6453 | 27.6394 | 176.278 | 180.7429 | 14.439 | 14.439 | 78.7008 | 136.026 | 74.9976 | 149.4748 | 177.7588 | 117.0835 | 124.5752 | 871.3106 | 136.8263 | 97.4307 | 88.2399 | 88.2399 | 38.5254 | 61.1725 | 871.3106 | 478.3 | 163.399 | 0 | 0 | 0 | 87.5939 | 106.0174 | 85.7816 | 421.5163 | 104.6275 | 0 | 75.5833 | 61.1725 | 14.439 | 81.2893 | 32.1678 | 0 | 0 | 0 | 100.8015 | 0 | 0 | 163.0144 | 0 | 37.1744 | 0 | 0 | 232.6156 | 93.1024 | 32.1678 | 34.0865 | 34.0865 | 79.4722 | 166.4954 | 231.6568 | 158.6807 | 359.7902 | 208.4099 | 130.861 | 299.6198 | 305.012 | 182.5703 | 168.7214 | 541.805 | 209.6804 | 223.9983 | 106.1138 | 98.6457 | 226.8031 | 241.3508 | 88.6776 | 98.6457 | 98.6457 | 185.5974 | 106.1138 | 106.1138 | 106.1138 | 199.0833 | 196.1146 | 202.7586 | 156.3726 | 156.3726 | 123.246 | 224.7475 | 509.0215 | 175.6378 | 129.9997 | 855.03 | 210.8707 | 129.9997 | 575.1224 | 1217.4723 | 171.8327 | 688.7462 | 467.5573 | 210.8707 | 129.6009 | 73.7468 | 254.0932 | 61.1682 | 61.1682 | 61.1682 | 193.4327 | 254.0437 | 89.7677 | 133.8184 | 254.4565 | 236.0119 | 131.1783 | 131.1783 | 148.2647 | 394.6492 | 61.1682 | 504.9373 | 252.6485 | 426.6604 | 158.2843 | 131.2185 | 450.7884 | 110.2179 | 198.8367 | 110.2179 | 287.9979 | 99.703 | 129.3633 | 75.1446 | 75.1446 | 99.703 | 355.2093 | 303.9108 | 181.1773 | 253.0827 | 132.2769 | 99.703 | 846.5781 | 213.3616 | 261.805 | 589.9543 | 1040.7383 | 102.9245 | 111.6623 | 197.7073 | 402.3041 | 111.6623 | 65.5879 | 156.3258 | 116.6683 | 107.9907 | 132.3526 | 65.3358 | 65.3358 | 106.6566 | 64.3335 | 201.3593 | 281.6676 | 126.2514 | 198.8367 | 120.7533 | 276.1156 | 204.5764 | 126.2514 | 120.7533 | 96.2066 | 326.2949 | 205.0207 | 55.8664 | 33.6646 | 424.2339 | 91.1022 | 323.4852 | 92.9546 | 410.5775 | 1059.0373 | 48.8643 | 315.3984 | 326.2949 | 452.5161 | 92.9546 | 37.1744 | 349.457 | 323.9119 | 228.5254 | 226.5916 | 0 | 98.6457 | 169.6857 | 606.841 | 0 | 102.9245 | 142.4297 | 226.8031 | 102.9315 | 143.8116 | 211.0938 | 94.4953 | 0 | 0 | 0 | 0 | 0 | 0 | 0 | 0 | 93.1024 | 0 | 177.6585 | 217.0559 | 295.3862 | 190.605 | 0 | 198.3884 | 64.8085 | 50.6994 | 27.6394 | 965.4414 | 44.5014 | 153.9563 | 61.3293 | 61.3293 | 120.2874 | 40.2586 | 64.8085 | 44.5014 | 40.801 | 40.801 | 69.913 | 0 | 0 | 0 | 0 | 40.2586 | 40.2586 | 40.2586 | 63.1188 | 40.801 | 134.1685 | 0 | 0 | 30.4562 | 0 | 0 | 0 | 120.49 | 50.1562 | 155.1074 | 65.2535 | 65.0947 | 30.4562 | 136.8318 | 215.6453 | 40.2236 | 180.3058 | 157.4355 | 691.5407 | 131.7734 | 127.6764 | 160.2371 | 25.2882 | 30.2982 | 30.2982 | 25.2882 | 58.3539 | 95.8269 | 209.7375 | 2321.2226 | 173.2508 | 95.8269 | 90.3028 | 217.6073 | 129.9776 | 107.3137 | 109.6518 | 90.3028 | 202.2096 | 86.633 | 50.1562 | 50.1562 | 181.1543 | 134.7883 | 0 | 0 | 0 | 30.2982 | 30.2982 | 35.9347 | 0 | 0 | 0 | 0 | 0 | 0 | 25.2882 | 50.1562 | 186.8183 | 30.2982 | 39.2129 | 81.1835 | 0 | 0 | 0 | 0 | 0 | 0 | 0 | 0 | 0 | 0 | 0 | 0 | 0 | 0 | 0 | 0 | 0 | 0 | 0 | 0 | 0 | 0 | 0 | 0 | 0 | 0 | 0 | 0 | 0 | 0 | 0 | 0 | 0 | 0 | 0 | 0 | 0 | 0 | 0 | 0 | 0 | 0 | 0 | 0 | 0 | 0 | 0 | 0 | 0 | 0 | 0 | 0 | 0 | 0 | 0 | 0 | 0 | 0 | 0 | 0 | 0 | 0 | 0 | 0 | 0 | 0 | 0 | 0 | 0 | 0 | 0 | 0 | 0 | 0 | 0 | 0 | 0 | 0 | 0 | 0 | 0 | 0 | 0 | 0 | 0 | 0 | 0 | 0 | 0 | 0 | 0 | 0 | 0 | 0 | 0 | 0 | 0 | 0 | 0 | 0 | 0 | 0 | 0 | 0 | 0 | 0 | 0 | 0 | 0 | 2017-01-16 15:00
t0377 | 0 | 155.1142 | 441.495 | 175.7447 | 49.7969 | 348.022 | 49.7969 | 624.6945 | 85.8892 | 85.8892 | 2808.2429 | 92.6226 | 97.4039 | 411.4377 | 483.4657 | 69.6151 | 94.2629 | 438.0021 | 276.9099 | 413.2111 | 0 | 0 | 549.5516 | 44.3965 | 44.3965 | 44.3965 | 101.4947 | 197.4079 | 322.2109 | 191.7072 | 442.1456 | 113.2357 | 287.151 | 258.7821 | 335.2302 | 338.1472 | 166.8549 | 664.121 | 447.0821 | 117.9933 | 256.2189 | 344.6652 | 133.5108 | 283.738 | 572.4774 | 133.5108 | 52.0142 | 353.671 | 952.7352 | 194.1265 | 234.3761 | 119.1651 | 217.4688 | 52.0142 | 206.2143 | 336.6296 | 118.1378 | 445.7995 | 44.5902 | 212.8292 | 44.5902 | 133.5108 | 197.4079 | 78.3445 | 572.4774 | 0 | 0 | 0 | 0 | 0 | 0 | 0 | 0 | 197.5103 | 0 | 0 | 0 | 0 | 312.4867 | 347.4319 | 31.9478 | 39.8137 | 308.7969 | 184.5699 | 14.9542 | 100.9321 | 109.578 | 337.5907 | 187.3531 | 252.0989 | 123.6572 | 31.9478 | 376.3433 | 54.1202 | 324.9204 | 151.7696 | 186.6455 | 57.0986 | 108.4729 | 626.0308 | 28.5083 | 182.9889 | 187.3281 | 14.9542 | 14.9542 | 81.6618 | 141.633 | 77.7488 | 154.9521 | 185.1069 | 122.2701 | 130.6233 | 910.9128 | 141.3471 | 100.9321 | 91.4713 | 91.4713 | 39.9086 | 63.4055 | 910.9128 | 499.0302 | 169.4209 | 0 | 0 | 0 | 90.7659 | 109.578 | 88.9974 | 437.9549 | 108.4729 | 0 | 78.3806 | 63.4055 | 14.9542 | 84.6139 | 33.375 | 0 | 0 | 0 | 104.8437 | 0 | 0 | 169.5528 | 0 | 38.4108 | 0 | 0 | 241.9685 | 97.0284 | 33.375 | 35.3864 | 35.3864 | 81.9822 | 172.8317 | 240.9023 | 164.6144 | 376.2481 | 217.0956 | 136.1852 | 311.6848 | 319.4889 | 189.7097 | 175.3903 | 571.0302 | 218.4492 | 232.5014 | 110.9336 | 102.8769 | 236.7312 | 250.297 | 92.1228 | 102.8769 | 102.8769 | 193.4537 | 110.9336 | 110.9336 | 110.9336 | 206.8773 | 204.6925 | 210.7355 | 162.4207 | 162.4207 | 128.1227 | 234.8777 | 530.7059 | 183.694 | 135.193 | 905.0166 | 220.2736 | 135.193 | 604.8537 | 1282.4326 | 178.1965 | 720.4055 | 487.4902 | 220.2736 | 135.1778 | 76.6467 | 263.2264 | 63.5902 | 63.5902 | 63.5902 | 200.5678 | 264.9072 | 92.9804 | 139.4413 | 264.8124 | 245.9141 | 136.8795 | 136.8795 | 154.5455 | 411.1935 | 63.5902 | 526.209 | 263.2268 | 444.4562 | 164.8583 | 136.3135 | 472.8504 | 114.6855 | 207.9199 | 114.6855 | 300.8362 | 103.906 | 135.2309 | 78.3445 | 78.3445 | 103.906 | 371.998 | 317.425 | 189.1584 | 264.0671 | 138.2103 | 103.906 | 887.3631 | 222.1705 | 274.3789 | 618.1665 | 1098.862 | 107.1888 | 116.3374 | 205.4851 | 419.5854 | 116.3374 | 68.0177 | 162.8239 | 121.6338 | 112.3439 | 137.4824 | 68.1213 | 68.1213 | 111.3264 | 66.9225 | 211.4277 | 294.3096 | 131.2531 | 207.9199 | 125.8974 | 288.7146 | 212.9855 | 131.2531 | 125.8974 | 99.6723 | 341.8027 | 213.9403 | 58.133 | 34.8069 | 441.09 | 94.5826 | 336.7183 | 96.5193 | 426.2286 | 1110.4783 | 50.6485 | 326.2046 | 341.8027 | 472.9989 | 96.5193 | 38.4108 | 367.3306 | 337.0267 | 238.9947 | 236.8734 | 0 | 102.8769 | 176.1571 | 642.81 | 0 | 107.1888 | 148.3835 | 236.7312 | 107.791 | 148.4848 | 219.4842 | 98.1415 | 0 | 0 | 0 | 0 | 0 | 0 | 0 | 0 | 97.0284 | 0 | 185.0985 | 226.9196 | 309.093 | 199.4602 | 0 | 206.106 | 67.092 | 52.5879 | 28.5083 | 1008.2262 | 46.2498 | 160.8292 | 63.4988 | 63.4988 | 124.5392 | 41.7753 | 67.092 | 46.2498 | 42.1737 | 42.1737 | 72.4008 | 0 | 0 | 0 | 0 | 41.7753 | 41.7753 | 41.7753 | 65.4692 | 42.1737 | 139.2125 | 0 | 0 | 31.856 | 0 | 0 | 0 | 125.0326 | 52.336 | 161.4631 | 68.4323 | 67.5924 | 31.856 | 142.4609 | 225.4724 | 41.6564 | 188.2847 | 164.118 | 724.1604 | 137.1001 | 132.8718 | 166.7586 | 26.3266 | 31.5157 | 31.5157 | 26.3266 | 60.5877 | 99.7436 | 217.8559 | 2443.3163 | 180.2517 | 99.7436 | 94.0905 | 228.4831 | 135.0018 | 110.9574 | 113.8354 | 94.0905 | 210.3903 | 90.5141 | 52.336 | 52.336 | 188.0037 | 140.692 | 0 | 0 | 0 | 31.5157 | 31.5157 | 37.289 | 0 | 0 | 0 | 0 | 0 | 0 | 26.3266 | 52.336 | 194.6507 | 31.5157 | 40.7832 | 84.0225 | 0 | 0 | 0 | 0 | 0 | 0 | 0 | 0 | 0 | 0 | 0 | 0 | 0 | 0 | 0 | 0 | 0 | 0 | 0 | 0 | 0 | 0 | 0 | 0 | 0 | 0 | 0 | 0 | 0 | 0 | 0 | 0 | 0 | 0 | 0 | 0 | 0 | 0 | 0 | 0 | 0 | 0 | 0 | 0 | 0 | 0 | 0 | 0 | 0 | 0 | 0 | 0 | 0 | 0 | 0 | 0 | 0 | 0 | 0 | 0 | 0 | 0 | 0 | 0 | 0 | 0 | 0 | 0 | 0 | 0 | 0 | 0 | 0 | 0 | 0 | 0 | 0 | 0 | 0 | 0 | 0 | 0 | 0 | 0 | 0 | 0 | 0 | 0 | 0 | 0 | 0 | 0 | 0 | 0 | 0 | 0 | 0 | 0 | 0 | 0 | 0 | 0 | 0 | 0 | 0 | 0 | 0 | 0 | 0 | 2017-01-16 16:00
t0378 | 0 | 154.0061 | 448.0614 | 174.7068 | 51.0058 | 354.5399 | 51.0058 | 593.8873 | 86.8938 | 86.8938 | 2809.504 | 95.346 | 97.3508 | 405.2411 | 478.9589 | 68.9274 | 95.062 | 439.5043 | 279.1521 | 404.8021 | 0 | 0 | 556.1276 | 44.5941 | 44.5941 | 44.5941 | 100.7317 | 196.6728 | 315.9609 | 193.8124 | 443.3653 | 114.5164 | 283.1321 | 254.4681 | 335.498 | 340.7938 | 165.9037 | 638.7442 | 438.359 | 117.5233 | 250.3247 | 344.5666 | 132.278 | 281.3118 | 562.32 | 132.278 | 51.8201 | 352.2201 | 944.8088 | 191.1619 | 235.0628 | 120.0577 | 215.0733 | 51.8201 | 205.5021 | 330.7079 | 117.3432 | 447.958 | 45.1802 | 208.9395 | 45.1802 | 132.278 | 196.6728 | 78.316 | 562.32 | 0 | 0 | 0 | 0 | 0 | 0 | 0 | 0 | 197.2982 | 0 | 0 | 0 | 0 | 312.042 | 348.7726 | 32.0104 | 41.0019 | 316.1106 | 186.3812 | 15.2525 | 102.7991 | 111.4781 | 339.9766 | 187.4358 | 252.0579 | 127.1946 | 32.0104 | 384.4943 | 55.1587 | 328.6765 | 154.5807 | 188.0599 | 57.9606 | 109.9445 | 635.6504 | 29.5364 | 184.6521 | 191.0743 | 15.2525 | 15.2525 | 83.6984 | 141.4734 | 78.8758 | 157.3769 | 185.557 | 126.243 | 136.2275 | 939.2114 | 146.3207 | 102.7991 | 92.4363 | 92.4363 | 40.5846 | 65.688 | 939.2114 | 510.1493 | 170.2551 | 0 | 0 | 0 | 91.568 | 111.4781 | 89.7477 | 444.9477 | 109.9445 | 0 | 79.0616 | 65.688 | 15.2525 | 86.7631 | 34.3188 | 0 | 0 | 0 | 105.5901 | 0 | 0 | 171.4204 | 0 | 39.5194 | 0 | 0 | 243.2508 | 95.7393 | 34.3188 | 35.7798 | 35.7798 | 84.589 | 176.31 | 246.3764 | 167.1764 | 378.2482 | 217.1663 | 137.5891 | 313.7892 | 323.8771 | 193.9357 | 177.2863 | 580.4681 | 219.5595 | 238.9552 | 110.8925 | 103.1742 | 239.3253 | 256.3535 | 93.907 | 103.1742 | 103.1742 | 198.1721 | 110.8925 | 110.8925 | 110.8925 | 211.4788 | 205.2807 | 216.3333 | 165.4391 | 165.4391 | 130.5885 | 240.7913 | 533.6376 | 181.492 | 139.0592 | 918.345 | 221.6206 | 139.0592 | 623.88 | 1296.8144 | 183.5583 | 734.6734 | 493.4587 | 221.6206 | 137.4644 | 77.8735 | 271.0173 | 63.9812 | 63.9812 | 63.9812 | 205.4746 | 272.9538 | 96.2493 | 136.9488 | 266.7094 | 245.1315 | 135.8812 | 135.8812 | 156.265 | 405.2729 | 63.9812 | 536.7397 | 263.3062 | 445.1079 | 164.6897 | 137.1573 | 484.9862 | 115.907 | 204.6391 | 115.907 | 303.693 | 105.899 | 135.2458 | 78.316 | 78.316 | 105.899 | 364.7523 | 313.7649 | 191.3187 | 268.8051 | 136.9886 | 105.899 | 865.7917 | 222.7602 | 278.7937 | 626.6457 | 1113.4237 | 107.4644 | 116.2469 | 210.9045 | 424.555 | 116.2469 | 68.8949 | 164.8902 | 121.1482 | 113.2446 | 140.3491 | 68.4567 | 68.4567 | 111.4576 | 68.059 | 213.446 | 295.283 | 132.8513 | 204.6391 | 127.1768 | 293.5227 | 213.3163 | 132.8513 | 127.1768 | 102.1136 | 348.6596 | 213.8202 | 57.464 | 35.6409 | 444.5317 | 96.1602 | 343.5028 | 98.3314 | 429.3161 | 1109.2608 | 51.2189 | 333.3112 | 348.6596 | 481.6942 | 98.3314 | 39.5194 | 347.7989 | 343.6388 | 237.5532 | 232.1588 | 0 | 103.1742 | 177.3804 | 646.446 | 0 | 107.4644 | 149.974 | 239.3253 | 108.965 | 153.5244 | 220.4507 | 100.3876 | 0 | 0 | 0 | 0 | 0 | 0 | 0 | 0 | 95.7393 | 0 | 184.7081 | 219.7586 | 314.4996 | 201.7865 | 0 | 210.9457 | 70.112 | 53.6541 | 29.5364 | 1040.7094 | 46.6563 | 165.2082 | 65.6943 | 65.6943 | 130.5603 | 43.1013 | 70.112 | 46.6563 | 43.3542 | 43.3542 | 74.2328 | 0 | 0 | 0 | 0 | 43.1013 | 43.1013 | 43.1013 | 67.0106 | 43.3542 | 142.1818 | 0 | 0 | 32.5996 | 0 | 0 | 0 | 128.2105 | 51.9372 | 165.0249 | 67.1876 | 68.9082 | 32.5996 | 142.2576 | 231.9746 | 42.4693 | 187.4199 | 166.1561 | 728.3596 | 138.2592 | 133.8974 | 168.9056 | 26.5602 | 31.7481 | 31.7481 | 26.5602 | 62.4365 | 101.569 | 221.6459 | 2480.5454 | 186.5919 | 101.569 | 95.4931 | 234.4369 | 139.1934 | 114.8038 | 117.7368 | 95.4931 | 216.8441 | 92.1377 | 51.9372 | 51.9372 | 192.2176 | 144.4519 | 0 | 0 | 0 | 31.7481 | 31.7481 | 38.3073 | 0 | 0 | 0 | 0 | 0 | 0 | 26.5602 | 51.9372 | 199.2313 | 31.7481 | 41.2594 | 86.6792 | 0 | 0 | 0 | 0 | 0 | 0 | 0 | 0 | 0 | 0 | 0 | 0 | 0 | 0 | 0 | 0 | 0 | 0 | 0 | 0 | 0 | 0 | 0 | 0 | 0 | 0 | 0 | 0 | 0 | 0 | 0 | 0 | 0 | 0 | 0 | 0 | 0 | 0 | 0 | 0 | 0 | 0 | 0 | 0 | 0 | 0 | 0 | 0 | 0 | 0 | 0 | 0 | 0 | 0 | 0 | 0 | 0 | 0 | 0 | 0 | 0 | 0 | 0 | 0 | 0 | 0 | 0 | 0 | 0 | 0 | 0 | 0 | 0 | 0 | 0 | 0 | 0 | 0 | 0 | 0 | 0 | 0 | 0 | 0 | 0 | 0 | 0 | 0 | 0 | 0 | 0 | 0 | 0 | 0 | 0 | 0 | 0 | 0 | 0 | 0 | 0 | 0 | 0 | 0 | 0 | 0 | 0 | 0 | 0 | 2017-01-16 17:00
t0379 | 0 | 148.2756 | 443.7903 | 170.1308 | 51.548 | 353.6687 | 51.548 | 544.8089 | 84.3437 | 84.3437 | 2639.0241 | 96.0155 | 96.029 | 385.5879 | 464.6487 | 67.2897 | 94.2454 | 431.8606 | 276.208 | 387.3752 | 0 | 0 | 547.1416 | 44.1636 | 44.1636 | 44.1636 | 97.7496 | 191.483 | 302.0846 | 184.8509 | 429.1981 | 113.2399 | 272.9715 | 244.6966 | 329.9166 | 336.7137 | 162.3334 | 592.8656 | 413.0242 | 114.7513 | 238.2631 | 334.9593 | 127.7812 | 272.0748 | 522.374 | 127.7812 | 51.1538 | 343.4459 | 914.3669 | 184.0348 | 228.7748 | 119.143 | 208.063 | 51.1538 | 201.255 | 317.6858 | 114.6094 | 436.8021 | 45.1955 | 200.3687 | 45.1955 | 127.7812 | 191.483 | 76.5925 | 522.374 | 0 | 0 | 0 | 0 | 0 | 0 | 0 | 0 | 193.4451 | 0 | 0 | 0 | 0 | 304.3076 | 344.2749 | 31.8116 | 42.4189 | 317.1833 | 186.9226 | 15.4733 | 104.095 | 113.5589 | 334.0617 | 183.5248 | 247.3069 | 129.5836 | 31.8116 | 380.6596 | 56.0981 | 325.8074 | 156.6875 | 188.0497 | 58.6324 | 110.6459 | 630.3152 | 30.6876 | 184.4616 | 193.424 | 15.4733 | 15.4733 | 84.7535 | 138.8447 | 79.452 | 158.6863 | 182.5813 | 126.133 | 135.5595 | 934.2586 | 151.2459 | 104.095 | 92.8441 | 92.8441 | 41.0513 | 67.2782 | 934.2586 | 507.0526 | 170.1333 | 0 | 0 | 0 | 91.9599 | 113.5589 | 89.7631 | 445.6764 | 110.6459 | 0 | 79.2035 | 67.2782 | 15.4733 | 87.061 | 34.8485 | 0 | 0 | 0 | 104.6817 | 0 | 0 | 170.4727 | 0 | 40.6389 | 0 | 0 | 240.7263 | 92.7258 | 34.8485 | 35.7931 | 35.7931 | 87.5855 | 177.6561 | 247.4193 | 168.1867 | 368.1632 | 213.0941 | 136.5178 | 310.8421 | 315.8398 | 195.1445 | 176.5824 | 556.5861 | 216.1966 | 242.2465 | 107.522 | 101.0833 | 235.4187 | 259.8555 | 94.3505 | 101.0833 | 101.0833 | 197.8759 | 107.522 | 107.522 | 107.522 | 212.7641 | 200.6059 | 218.2468 | 166.2037 | 166.2037 | 130.9189 | 238.6738 | 524.4263 | 173.9691 | 140.2614 | 867.3862 | 216.6045 | 140.2614 | 609.7184 | 1239.9235 | 186.905 | 723.2025 | 487.5599 | 216.6045 | 136.172 | 77.9294 | 276.718 | 63.4769 | 63.4769 | 63.4769 | 208.4318 | 273.4718 | 98.718 | 132.1703 | 263.9537 | 239.6271 | 131.7594 | 131.7594 | 154.381 | 392.4386 | 63.4769 | 534.4149 | 258.2124 | 437.1307 | 161.4903 | 136.392 | 475.5365 | 115.0879 | 195.6102 | 115.0879 | 297.6641 | 105.3627 | 131.2141 | 76.5925 | 76.5925 | 105.3627 | 345.7719 | 302.1909 | 188.1118 | 266.2063 | 132.0872 | 105.3627 | 814.7274 | 219.2621 | 271.9518 | 610.4375 | 1058.5322 | 105.7233 | 113.8963 | 212.7404 | 418.9421 | 113.8963 | 69.2385 | 163.4916 | 118.129 | 112.2813 | 141.211 | 67.235 | 67.235 | 108.7504 | 67.9764 | 205.8504 | 287.6695 | 132.4317 | 195.6102 | 125.4566 | 288.4876 | 209.8905 | 132.4317 | 125.4566 | 103.8434 | 341.7194 | 208.4964 | 56.0165 | 36.4491 | 441.4324 | 96.5957 | 343.271 | 98.8951 | 428.1828 | 1064.5955 | 51.4899 | 339.9955 | 341.7194 | 474.6055 | 98.8951 | 40.6389 | 315.028 | 343.6843 | 228.9384 | 221.308 | 0 | 101.0833 | 176.8606 | 604.111 | 0 | 105.7233 | 148.3636 | 235.4187 | 106.0893 | 158.7951 | 218.305 | 101.213 | 0 | 0 | 0 | 0 | 0 | 0 | 0 | 0 | 92.7258 | 0 | 180.7664 | 207.2127 | 308.6118 | 197.0285 | 0 | 212.5821 | 72.532 | 54.1971 | 30.6876 | 1039.5274 | 46.4292 | 164.2261 | 67.4299 | 67.4299 | 135.3403 | 43.861 | 72.532 | 46.4292 | 44.5055 | 44.5055 | 75.6315 | 0 | 0 | 0 | 0 | 43.861 | 43.861 | 43.861 | 67.8588 | 44.5055 | 143.5919 | 0 | 0 | 32.1823 | 0 | 0 | 0 | 129.8442 | 50.3479 | 165.1268 | 63.4753 | 69.3361 | 32.1823 | 139.6138 | 230.2693 | 43.0773 | 181.7148 | 164.2836 | 706.1899 | 137.0852 | 132.5756 | 167.928 | 26.2935 | 31.4732 | 31.4732 | 26.2935 | 63.3693 | 101.3638 | 222.4461 | 2385.3606 | 188.8922 | 101.3638 | 94.7461 | 229.249 | 141.1781 | 118.3187 | 119.8729 | 94.7461 | 218.7452 | 90.8729 | 50.3479 | 50.3479 | 194.1634 | 143.8859 | 0 | 0 | 0 | 31.4732 | 31.4732 | 38.852 | 0 | 0 | 0 | 0 | 0 | 0 | 26.2935 | 50.3479 | 199.0339 | 31.4732 | 41.0608 | 88.8798 | 0 | 0 | 0 | 0 | 0 | 0 | 0 | 0 | 0 | 0 | 0 | 0 | 0 | 0 | 0 | 0 | 0 | 0 | 0 | 0 | 0 | 0 | 0 | 0 | 0 | 0 | 0 | 0 | 0 | 0 | 0 | 0 | 0 | 0 | 0 | 0 | 0 | 0 | 0 | 0 | 0 | 0 | 0 | 0 | 0 | 0 | 0 | 0 | 0 | 0 | 0 | 0 | 0 | 0 | 0 | 0 | 0 | 0 | 0 | 0 | 0 | 0 | 0 | 0 | 0 | 0 | 0 | 0 | 0 | 0 | 0 | 0 | 0 | 0 | 0 | 0 | 0 | 0 | 0 | 0 | 0 | 0 | 0 | 0 | 0 | 0 | 0 | 0 | 0 | 0 | 0 | 0 | 0 | 0 | 0 | 0 | 0 | 0 | 0 | 0 | 0 | 0 | 0 | 0 | 0 | 0 | 0 | 0 | 0 | 2017-01-16 18:00
t0380 | 0 | 140.7758 | 420.4613 | 164.943 | 49.7249 | 336.7028 | 49.7249 | 533.4767 | 77.0485 | 77.0485 | 2309.2414 | 90.6401 | 94.203 | 365.5069 | 451.3735 | 66.3447 | 91.102 | 415.4432 | 266.1502 | 377.8711 | 0 | 0 | 514.9855 | 43.0768 | 43.0768 | 43.0768 | 94.5085 | 184.3799 | 293.251 | 162.2836 | 400.2985 | 107.9874 | 265.3626 | 238.4746 | 320.3027 | 323.6938 | 158.8913 | 573.538 | 388.5251 | 111.2612 | 231.6667 | 318.2164 | 122.9731 | 261.9799 | 472.9617 | 122.9731 | 50.711 | 332.1524 | 881.0387 | 179.0404 | 215.8338 | 115.7293 | 201.9275 | 50.711 | 196.0746 | 309.8036 | 112.0833 | 411.5016 | 43.9483 | 195.095 | 43.9483 | 122.9731 | 184.3799 | 73.7409 | 472.9617 | 0 | 0 | 0 | 0 | 0 | 0 | 0 | 0 | 187.6392 | 0 | 0 | 0 | 0 | 292.0835 | 334.0333 | 31.4725 | 42.36 | 301.716 | 184.4531 | 15.2205 | 102.391 | 113.4271 | 318.0124 | 176.7225 | 239.6102 | 125.7204 | 31.4725 | 353.4172 | 55.5805 | 312.1309 | 154.4376 | 185.5546 | 58.0729 | 108.8652 | 597.8627 | 30.4404 | 180.8944 | 189.3829 | 15.2205 | 15.2205 | 81.9544 | 134.9752 | 78.1286 | 155.8895 | 176.6651 | 115.9837 | 119.8898 | 853.7755 | 148.7629 | 102.391 | 91.7208 | 91.7208 | 40.4543 | 64.7635 | 853.7755 | 474.1304 | 168.8649 | 0 | 0 | 0 | 91.2431 | 113.4271 | 88.4077 | 431.3395 | 108.8652 | 0 | 78.2164 | 64.7635 | 15.2205 | 82.4353 | 33.6011 | 0 | 0 | 0 | 101.5729 | 0 | 0 | 164.7069 | 0 | 40.1805 | 0 | 0 | 233.8811 | 90.8217 | 33.6011 | 35.0098 | 35.0098 | 87.1876 | 172.1942 | 236.4036 | 164.4783 | 344.9604 | 206.2163 | 131.5174 | 301.4114 | 289.8772 | 187.49 | 171.2786 | 486.4573 | 207.9387 | 233.0758 | 101.5918 | 96.7768 | 222.1447 | 252.3288 | 91.0718 | 96.7768 | 96.7768 | 185.8428 | 101.5918 | 101.5918 | 101.5918 | 204.3688 | 190.9988 | 208.4432 | 160.7346 | 160.7346 | 125.818 | 219.9807 | 501.6062 | 166.013 | 133.171 | 733.9908 | 204.3493 | 133.171 | 533.4954 | 1094.3706 | 180.4223 | 666.2841 | 462.8869 | 204.3493 | 128.3076 | 75.2662 | 269.0361 | 61.8546 | 61.8546 | 61.8546 | 202.5618 | 254.5523 | 95.5221 | 130.2666 | 255.1309 | 232.3724 | 127.1008 | 127.1008 | 147.0014 | 385.4878 | 61.8546 | 504.8697 | 249.572 | 422.4002 | 156.6555 | 133.5423 | 426.7133 | 110.9391 | 187.7077 | 110.9391 | 279.8272 | 99.6067 | 123.9648 | 73.7409 | 73.7409 | 99.6067 | 329.6285 | 290.9506 | 177.0929 | 249.9537 | 126.4598 | 99.6067 | 776.1196 | 212.176 | 248.0166 | 558.8959 | 915.2013 | 102.2199 | 110.2175 | 203.2265 | 397.0719 | 110.2175 | 68.0504 | 156.2162 | 114.2054 | 108.6958 | 136.1691 | 64.3371 | 64.3371 | 103.7043 | 65.2054 | 186.4474 | 271.6915 | 128.1921 | 187.7077 | 119.3981 | 267.2654 | 203.5894 | 128.1921 | 119.3981 | 101.4483 | 311.4262 | 199.5666 | 55.323 | 36.079 | 429.0041 | 93.882 | 326.7968 | 95.8175 | 420.6128 | 985.1856 | 50.8617 | 336.6478 | 311.4262 | 439.9691 | 95.8175 | 40.1805 | 304.2609 | 328.2467 | 217.0951 | 213.8187 | 0 | 96.7768 | 173.771 | 512.7553 | 0 | 102.2199 | 141.8472 | 222.1447 | 97.8312 | 156.8886 | 212.9258 | 97.4969 | 0 | 0 | 0 | 0 | 0 | 0 | 0 | 0 | 90.8217 | 0 | 175.1742 | 202.8668 | 284.1725 | 182.4754 | 0 | 204.2466 | 69.7235 | 52.7853 | 30.4404 | 956.0353 | 45.2007 | 151.4796 | 65.4489 | 65.4489 | 129.5817 | 42.1022 | 69.7235 | 45.2007 | 43.9439 | 43.9439 | 74.0212 | 0 | 0 | 0 | 0 | 42.1022 | 42.1022 | 42.1022 | 65.8688 | 43.9439 | 139.3991 | 0 | 0 | 29.5416 | 0 | 0 | 0 | 125.4334 | 48.5859 | 156.8199 | 59.8159 | 67.1207 | 29.5416 | 135.8388 | 210.7413 | 42.4078 | 173.8493 | 156.1298 | 654.9611 | 132.5498 | 128.0718 | 161.3192 | 25.3083 | 30.5136 | 30.5136 | 25.3083 | 60.6774 | 96.7086 | 215.3563 | 2108.1459 | 177.6268 | 96.7086 | 90.0978 | 204.1469 | 134.7925 | 115.8119 | 114.43 | 90.0978 | 206.5807 | 84.5418 | 48.5859 | 48.5859 | 188.0299 | 133.5256 | 0 | 0 | 0 | 30.5136 | 30.5136 | 37.4616 | 0 | 0 | 0 | 0 | 0 | 0 | 25.3083 | 48.5859 | 187.5861 | 30.5136 | 39.6601 | 86.7406 | 0 | 0 | 0 | 0 | 0 | 0 | 0 | 0 | 0 | 0 | 0 | 0 | 0 | 0 | 0 | 0 | 0 | 0 | 0 | 0 | 0 | 0 | 0 | 0 | 0 | 0 | 0 | 0 | 0 | 0 | 0 | 0 | 0 | 0 | 0 | 0 | 0 | 0 | 0 | 0 | 0 | 0 | 0 | 0 | 0 | 0 | 0 | 0 | 0 | 0 | 0 | 0 | 0 | 0 | 0 | 0 | 0 | 0 | 0 | 0 | 0 | 0 | 0 | 0 | 0 | 0 | 0 | 0 | 0 | 0 | 0 | 0 | 0 | 0 | 0 | 0 | 0 | 0 | 0 | 0 | 0 | 0 | 0 | 0 | 0 | 0 | 0 | 0 | 0 | 0 | 0 | 0 | 0 | 0 | 0 | 0 | 0 | 0 | 0 | 0 | 0 | 0 | 0 | 0 | 0 | 0 | 0 | 0 | 0 | 2017-01-16 19:00
t0381 | 0 | 136.98 | 398.578 | 161.6446 | 47.0598 | 318.5561 | 47.0598 | 553.2494 | 72.0538 | 72.0538 | 2145.5033 | 84.4382 | 92.2107 | 358.8333 | 444.4283 | 65.7462 | 87.7563 | 401.5728 | 256.1262 | 377.4696 | 0 | 0 | 488.2832 | 41.8379 | 41.8379 | 41.8379 | 92.6863 | 179.7412 | 292.0808 | 148.9378 | 382.0165 | 103.0764 | 262.7681 | 237.1094 | 311.7255 | 311.2753 | 156.2766 | 583.9995 | 382.3911 | 108.8028 | 231.8788 | 307.2384 | 120.6167 | 256.8122 | 457.3037 | 120.6167 | 50.0219 | 324.5183 | 863.6641 | 177.6055 | 206.9868 | 111.8336 | 199.134 | 50.0219 | 192.0047 | 308.4364 | 110.3276 | 393.5115 | 42.2295 | 194.2774 | 42.2295 | 120.6167 | 179.7412 | 71.6078 | 457.3037 | 0 | 0 | 0 | 0 | 0 | 0 | 0 | 0 | 182.9263 | 0 | 0 | 0 | 0 | 283.6104 | 323.9093 | 30.8308 | 40.5149 | 283.8325 | 179.0136 | 14.5989 | 98.3522 | 109.8179 | 304.7495 | 171.4671 | 233.2437 | 118.7804 | 30.8308 | 329.3041 | 53.5228 | 298.473 | 148.4771 | 180.4986 | 56.1454 | 105.1124 | 566.7383 | 28.8543 | 175.2253 | 181.2603 | 14.5989 | 14.5989 | 77.5976 | 131.7131 | 75.3445 | 150.0913 | 171.381 | 106.2562 | 106.2516 | 780.8726 | 140.5615 | 98.3522 | 88.991 | 88.991 | 38.9522 | 60.5074 | 780.8726 | 443.0193 | 165.1253 | 0 | 0 | 0 | 88.848 | 109.8179 | 85.8544 | 412.405 | 105.1124 | 0 | 76.0233 | 60.5074 | 14.5989 | 77.2362 | 31.6633 | 0 | 0 | 0 | 98.1474 | 0 | 0 | 158.1894 | 0 | 38.2909 | 0 | 0 | 226.5668 | 90.1203 | 31.6633 | 33.8023 | 33.8023 | 83.1149 | 164.0304 | 223.0902 | 158.0584 | 328.8977 | 200.5279 | 126.247 | 291.2795 | 271.0425 | 177.4765 | 164.821 | 442.2511 | 200.6107 | 219.5261 | 97.8666 | 93.4101 | 211.1114 | 239.5648 | 86.6577 | 93.4101 | 93.4101 | 173.6204 | 97.8666 | 97.8666 | 97.8666 | 193.4385 | 183.9165 | 195.8738 | 153.2036 | 153.2036 | 119.4938 | 203.4219 | 482.5262 | 162.8092 | 124.5162 | 657.367 | 195.2538 | 124.5162 | 476.3424 | 1006.793 | 169.7991 | 619.7677 | 440.4925 | 195.2538 | 121.0446 | 71.8918 | 254.1877 | 59.9407 | 59.9407 | 59.9407 | 192.3368 | 235.2183 | 89.5474 | 130.25 | 246.1044 | 227.0465 | 124.5034 | 124.5034 | 140.2504 | 383.4195 | 59.9407 | 475.262 | 242.5693 | 409.973 | 152.717 | 129.6678 | 388.9599 | 106.4824 | 185.3313 | 106.4824 | 265.913 | 93.8814 | 119.3469 | 71.6078 | 71.6078 | 93.8814 | 326.0929 | 286.1954 | 168.0301 | 235.1455 | 123.7202 | 93.8814 | 772.2093 | 205.7866 | 230.543 | 521.9778 | 830.8388 | 99.1151 | 107.3083 | 191.0287 | 377.7387 | 107.3083 | 65.7191 | 149.0189 | 111.5509 | 104.8232 | 129.3091 | 61.9431 | 61.9431 | 100.1198 | 62.0235 | 174.0969 | 260.5656 | 123.068 | 185.3313 | 114.0103 | 250.1835 | 197.8971 | 123.068 | 114.0103 | 96.5586 | 288.0374 | 193.3604 | 54.9596 | 34.565 | 414.5146 | 89.8639 | 308.7087 | 91.3869 | 408.5202 | 941.2777 | 49.3094 | 323.2589 | 288.0374 | 411.1627 | 91.3869 | 38.2909 | 315.8645 | 310.7241 | 210.8565 | 212.715 | 0 | 93.4101 | 168.8439 | 465.7985 | 0 | 99.1151 | 135.6418 | 211.1114 | 91.9895 | 148.7316 | 206.8097 | 92.3437 | 0 | 0 | 0 | 0 | 0 | 0 | 0 | 0 | 90.1203 | 0 | 170.9049 | 205.6771 | 264.9683 | 171.7737 | 0 | 193.096 | 64.5215 | 50.3861 | 28.8543 | 876.1924 | 43.6606 | 139.8104 | 61.4831 | 61.4831 | 119.2807 | 39.4492 | 64.5215 | 43.6606 | 41.8864 | 41.8864 | 70.4552 | 0 | 0 | 0 | 0 | 39.4492 | 39.4492 | 39.4492 | 62.5678 | 41.8864 | 132.7222 | 0 | 0 | 27.3187 | 0 | 0 | 0 | 118.6525 | 47.618 | 147.6663 | 58.8145 | 63.9457 | 27.3187 | 132.6468 | 193.3773 | 40.7085 | 169.1924 | 148.6169 | 621.2238 | 127.7004 | 123.4356 | 154.2294 | 24.3227 | 29.4661 | 29.4661 | 24.3227 | 56.8562 | 91.6304 | 205.6218 | 1930.8718 | 164.1508 | 91.6304 | 85.5513 | 185.2456 | 126.0569 | 109.2274 | 106.6518 | 85.5513 | 192.2253 | 79.1831 | 47.618 | 47.618 | 178.6203 | 123.6873 | 0 | 0 | 0 | 29.4661 | 29.4661 | 35.3363 | 0 | 0 | 0 | 0 | 0 | 0 | 24.3227 | 47.618 | 175.7116 | 29.4661 | 38.0585 | 81.937 | 0 | 0 | 0 | 0 | 0 | 0 | 0 | 0 | 0 | 0 | 0 | 0 | 0 | 0 | 0 | 0 | 0 | 0 | 0 | 0 | 0 | 0 | 0 | 0 | 0 | 0 | 0 | 0 | 0 | 0 | 0 | 0 | 0 | 0 | 0 | 0 | 0 | 0 | 0 | 0 | 0 | 0 | 0 | 0 | 0 | 0 | 0 | 0 | 0 | 0 | 0 | 0 | 0 | 0 | 0 | 0 | 0 | 0 | 0 | 0 | 0 | 0 | 0 | 0 | 0 | 0 | 0 | 0 | 0 | 0 | 0 | 0 | 0 | 0 | 0 | 0 | 0 | 0 | 0 | 0 | 0 | 0 | 0 | 0 | 0 | 0 | 0 | 0 | 0 | 0 | 0 | 0 | 0 | 0 | 0 | 0 | 0 | 0 | 0 | 0 | 0 | 0 | 0 | 0 | 0 | 0 | 0 | 0 | 0 | 2017-01-16 20:00
t0382 | 0 | 136.5939 | 380.9433 | 160.9666 | 44.309 | 302.4379 | 44.309 | 597.0322 | 68.9787 | 68.9787 | 2094.9117 | 78.441 | 90.9914 | 363.3177 | 445.3983 | 65.9889 | 85.083 | 392.8247 | 248.4192 | 386.0864 | 0 | 0 | 468.9168 | 40.8967 | 40.8967 | 40.8967 | 92.5622 | 178.2009 | 298.2248 | 142.063 | 373.2116 | 99.2648 | 265.6274 | 240.8828 | 306.6375 | 301.9905 | 155.6324 | 617.7769 | 390.5295 | 107.9632 | 238.346 | 302.3752 | 120.8204 | 256.9221 | 465.3134 | 120.8204 | 49.6719 | 322.041 | 863.6818 | 179.9635 | 202.3433 | 108.6749 | 200.1874 | 49.6719 | 190.3881 | 313.8779 | 110.0731 | 383.2096 | 40.6152 | 197.9534 | 40.6152 | 120.8204 | 178.2009 | 70.5496 | 465.3134 | 0 | 0 | 0 | 0 | 0 | 0 | 0 | 0 | 180.5492 | 0 | 0 | 0 | 0 | 279.9171 | 316.8249 | 30.3054 | 37.9943 | 266.9237 | 173.5039 | 13.8939 | 93.8414 | 105.2018 | 295.7962 | 168.6817 | 229.8097 | 111.0688 | 30.3054 | 309.6633 | 51.0562 | 287.4523 | 141.7002 | 175.6337 | 53.938 | 101.1722 | 541.2344 | 26.7414 | 169.9441 | 172.3785 | 13.8939 | 13.8939 | 73.0024 | 130.0326 | 72.3963 | 143.9069 | 168.0362 | 97.5818 | 94.4956 | 718.261 | 130.2464 | 93.8414 | 86.1504 | 86.1504 | 37.2769 | 55.739 | 718.261 | 416.5731 | 161.5092 | 0 | 0 | 0 | 86.3078 | 105.2018 | 83.3998 | 394.4409 | 101.1722 | 0 | 73.8354 | 55.739 | 13.8939 | 72.3422 | 29.5924 | 0 | 0 | 0 | 95.43 | 0 | 0 | 152.6481 | 0 | 35.9075 | 0 | 0 | 221.0538 | 90.9955 | 29.5924 | 32.6559 | 32.6559 | 77.6428 | 155.7315 | 210.3317 | 151.4835 | 319.8295 | 197.3816 | 121.9446 | 283.3881 | 258.5459 | 167.6123 | 159.1751 | 416.2983 | 195.6334 | 205.2867 | 96.2963 | 91.432 | 203.1954 | 225.8355 | 82.3384 | 91.432 | 91.432 | 162.7058 | 96.2963 | 96.2963 | 96.2963 | 182.6915 | 179.9462 | 183.3364 | 145.8157 | 145.8157 | 113.4919 | 189.6993 | 469.9312 | 163.8943 | 115.9765 | 618.1344 | 189.6983 | 115.9765 | 433.4882 | 960.5073 | 158.2034 | 584.2473 | 423.2334 | 189.6983 | 115.1497 | 68.7368 | 237.3512 | 58.4072 | 58.4072 | 58.4072 | 181.2506 | 217.4932 | 82.7063 | 132.6236 | 239.1836 | 224.9641 | 124.273 | 124.273 | 135.0883 | 387.9469 | 58.4072 | 449.5971 | 238.7535 | 402.6482 | 150.7192 | 126.3954 | 360.5107 | 102.7954 | 187.9371 | 102.7954 | 256.5606 | 88.9628 | 117.3217 | 70.5496 | 70.5496 | 88.9628 | 333.0074 | 287.9221 | 161.5407 | 223.1366 | 123.8137 | 88.9628 | 795.959 | 201.689 | 218.6534 | 497.7672 | 786.6688 | 97.1499 | 105.8398 | 178.8714 | 363.1429 | 105.8398 | 63.3229 | 143.1684 | 110.6748 | 101.7308 | 122.5119 | 60.3969 | 60.3969 | 98.2868 | 59.141 | 167.2408 | 254.5572 | 118.5289 | 187.9371 | 110.0088 | 237.5503 | 194.3849 | 118.5289 | 110.0088 | 91.0647 | 270.9095 | 190.498 | 55.3263 | 32.6958 | 402.5973 | 85.8849 | 292.302 | 86.9722 | 397.5793 | 926.1485 | 47.6752 | 306.9477 | 270.9095 | 389.0855 | 86.9722 | 35.9075 | 343.8498 | 294.6454 | 209.8004 | 217.3965 | 0 | 91.432 | 164.4129 | 447.9369 | 0 | 97.1499 | 130.8098 | 203.1954 | 88.3115 | 138.2363 | 202.1742 | 87.1486 | 0 | 0 | 0 | 0 | 0 | 0 | 0 | 0 | 90.9955 | 0 | 168.9959 | 214.7491 | 250.9382 | 164.7357 | 0 | 181.9578 | 58.4459 | 47.8573 | 26.7414 | 805.1412 | 42.3366 | 129.8576 | 56.8814 | 56.8814 | 107.279 | 36.6046 | 58.4459 | 42.3366 | 39.3294 | 39.3294 | 66.3701 | 0 | 0 | 0 | 0 | 36.6046 | 36.6046 | 36.6046 | 59.0484 | 39.3294 | 125.762 | 0 | 0 | 25.5526 | 0 | 0 | 0 | 111.5109 | 47.5595 | 139.2608 | 59.9106 | 60.7725 | 25.5526 | 131.0334 | 178.7453 | 38.7764 | 167.9585 | 142.7637 | 602.9247 | 123.8191 | 119.8353 | 148.218 | 23.5543 | 28.6349 | 28.6349 | 23.5543 | 52.8512 | 87.0912 | 196.1598 | 1826.0485 | 150.6875 | 87.0912 | 81.8001 | 171.2885 | 116.9958 | 101.2065 | 98.3877 | 81.8001 | 178.1516 | 75.0383 | 47.5595 | 47.5595 | 168.8572 | 115.1312 | 0 | 0 | 0 | 28.6349 | 28.6349 | 33.0842 | 0 | 0 | 0 | 0 | 0 | 0 | 23.5543 | 47.5595 | 165.0375 | 28.6349 | 36.6793 | 76.2873 | 0 | 0 | 0 | 0 | 0 | 0 | 0 | 0 | 0 | 0 | 0 | 0 | 0 | 0 | 0 | 0 | 0 | 0 | 0 | 0 | 0 | 0 | 0 | 0 | 0 | 0 | 0 | 0 | 0 | 0 | 0 | 0 | 0 | 0 | 0 | 0 | 0 | 0 | 0 | 0 | 0 | 0 | 0 | 0 | 0 | 0 | 0 | 0 | 0 | 0 | 0 | 0 | 0 | 0 | 0 | 0 | 0 | 0 | 0 | 0 | 0 | 0 | 0 | 0 | 0 | 0 | 0 | 0 | 0 | 0 | 0 | 0 | 0 | 0 | 0 | 0 | 0 | 0 | 0 | 0 | 0 | 0 | 0 | 0 | 0 | 0 | 0 | 0 | 0 | 0 | 0 | 0 | 0 | 0 | 0 | 0 | 0 | 0 | 0 | 0 | 0 | 0 | 0 | 0 | 0 | 0 | 0 | 0 | 0 | 2017-01-16 21:00
t0383 | 0 | 130.8119 | 355.5149 | 153.9762 | 40.9444 | 281.034 | 40.9444 | 597.1004 | 64.4837 | 64.4837 | 1984.0411 | 71.8789 | 86.5529 | 351.0481 | 427.6454 | 63.4002 | 80.0884 | 371.8177 | 233.9038 | 375.0545 | 0 | 0 | 438.984 | 38.6838 | 38.6838 | 38.6838 | 88.696 | 170.0357 | 289.4355 | 132.6053 | 353.1608 | 93.069 | 256.3217 | 233.1001 | 291.1764 | 284.4033 | 148.858 | 611.4539 | 379.2525 | 103.0578 | 232.1929 | 287.3173 | 115.988 | 246.4621 | 451.2077 | 115.988 | 47.4193 | 307.4363 | 828.312 | 173.894 | 191.5078 | 102.4312 | 192.5588 | 47.4193 | 181.6472 | 304.0296 | 105.3966 | 361.8494 | 38.0367 | 191.8842 | 38.0367 | 115.988 | 170.0357 | 67.0648 | 451.2077 | 0 | 0 | 0 | 0 | 0 | 0 | 0 | 0 | 171.7967 | 0 | 0 | 0 | 0 | 266.3879 | 299.8242 | 28.7561 | 34.997 | 246.527 | 163.2307 | 12.9232 | 87.4269 | 98.2347 | 278.6953 | 160.2053 | 218.4431 | 102.1646 | 28.7561 | 286.1166 | 47.5535 | 269.4988 | 132.0293 | 165.6361 | 50.4626 | 94.7763 | 504.8436 | 24.4437 | 159.9629 | 160.2725 | 12.9232 | 12.9232 | 67.4205 | 123.7423 | 67.7478 | 134.4862 | 159.2589 | 88.7822 | 84.1634 | 654.269 | 119.059 | 87.4269 | 80.9888 | 80.9888 | 34.7936 | 50.772 | 654.269 | 384.8312 | 152.7848 | 0 | 0 | 0 | 81.3035 | 98.2347 | 78.5733 | 368.1411 | 94.7763 | 0 | 69.5512 | 50.772 | 12.9232 | 66.6448 | 27.2139 | 0 | 0 | 0 | 89.9805 | 0 | 0 | 143.2686 | 0 | 33.0797 | 0 | 0 | 208.8665 | 87.739 | 27.2139 | 30.6651 | 30.6651 | 71.3405 | 144.665 | 194.562 | 141.5408 | 301.7662 | 187.5117 | 114.5274 | 267.3086 | 241.1313 | 155.2006 | 149.4594 | 385.365 | 184.8227 | 188.8656 | 91.497 | 86.5821 | 190.4838 | 208.8262 | 76.5313 | 86.5821 | 86.5821 | 149.9665 | 91.497 | 91.497 | 91.497 | 169.1665 | 170.3733 | 168.7947 | 135.6744 | 135.6744 | 105.4685 | 174.3492 | 443.6443 | 157.8151 | 106.4468 | 572.2189 | 178.8637 | 106.4468 | 392.3962 | 896.575 | 145.1895 | 540.7646 | 396.2804 | 178.8637 | 107.1564 | 64.1422 | 218.114 | 55.141 | 55.141 | 55.141 | 167.559 | 198.7358 | 75.4609 | 128.4845 | 225.4776 | 214.5546 | 119.0505 | 119.0505 | 126.674 | 374.4962 | 55.141 | 416.8781 | 226.8136 | 382.0125 | 143.405 | 119.3443 | 330.1879 | 96.508 | 181.7169 | 96.508 | 240.888 | 82.5775 | 111.4117 | 67.0648 | 67.0648 | 82.5775 | 323.311 | 277.1031 | 151.331 | 207.3311 | 118.8064 | 82.5775 | 776.8556 | 191.1067 | 203.2083 | 464.1759 | 731.1132 | 92.0587 | 100.6705 | 164.7252 | 340.1464 | 100.6705 | 59.3603 | 134.029 | 105.6423 | 95.8151 | 113.6649 | 57.0588 | 57.0588 | 93.2445 | 55.0998 | 156.7047 | 240.8274 | 111.1093 | 181.7169 | 103.2713 | 220.8639 | 184.425 | 111.1093 | 103.2713 | 84.2209 | 250.4307 | 181.1025 | 53.2466 | 30.2901 | 379.342 | 80.1148 | 271.1492 | 80.9162 | 375.0151 | 880.2881 | 44.7838 | 285.0578 | 250.4307 | 360.9718 | 80.9162 | 33.0797 | 345.5098 | 273.5659 | 200.6629 | 211.1183 | 0 | 86.5821 | 155.1339 | 420.5492 | 0 | 92.0587 | 122.7472 | 190.4838 | 82.6877 | 126.6076 | 191.2446 | 80.6541 | 0 | 0 | 0 | 0 | 0 | 0 | 0 | 0 | 87.739 | 0 | 160.9838 | 211.0126 | 232.9534 | 154.1333 | 0 | 168.2419 | 52.6336 | 44.4649 | 24.4437 | 732.8264 | 39.8501 | 119.0339 | 51.9535 | 51.9535 | 96.1395 | 33.5059 | 52.6336 | 39.8501 | 36.2631 | 36.2631 | 61.3346 | 0 | 0 | 0 | 0 | 33.5059 | 33.5059 | 33.5059 | 54.641 | 36.2631 | 116.6763 | 0 | 0 | 23.5331 | 0 | 0 | 0 | 102.9175 | 45.5773 | 128.8573 | 58.0933 | 56.4918 | 23.5331 | 124.7382 | 163.3487 | 36.087 | 160.4018 | 133.6519 | 568.2981 | 116.555 | 112.8945 | 138.7691 | 22.1572 | 26.9912 | 26.9912 | 22.1572 | 48.437 | 80.9821 | 182.7822 | 1695.0228 | 136.999 | 80.9821 | 76.3549 | 156.6597 | 107.1199 | 92.5184 | 89.7204 | 76.3549 | 162.9918 | 69.6752 | 45.5773 | 45.5773 | 156.4295 | 105.673 | 0 | 0 | 0 | 26.9912 | 26.9912 | 30.4606 | 0 | 0 | 0 | 0 | 0 | 0 | 22.1572 | 45.5773 | 152.3289 | 26.9912 | 34.3989 | 69.9653 | 0 | 0 | 0 | 0 | 0 | 0 | 0 | 0 | 0 | 0 | 0 | 0 | 0 | 0 | 0 | 0 | 0 | 0 | 0 | 0 | 0 | 0 | 0 | 0 | 0 | 0 | 0 | 0 | 0 | 0 | 0 | 0 | 0 | 0 | 0 | 0 | 0 | 0 | 0 | 0 | 0 | 0 | 0 | 0 | 0 | 0 | 0 | 0 | 0 | 0 | 0 | 0 | 0 | 0 | 0 | 0 | 0 | 0 | 0 | 0 | 0 | 0 | 0 | 0 | 0 | 0 | 0 | 0 | 0 | 0 | 0 | 0 | 0 | 0 | 0 | 0 | 0 | 0 | 0 | 0 | 0 | 0 | 0 | 0 | 0 | 0 | 0 | 0 | 0 | 0 | 0 | 0 | 0 | 0 | 0 | 0 | 0 | 0 | 0 | 0 | 0 | 0 | 0 | 0 | 0 | 0 | 0 | 0 | 0 | 2017-01-16 22:00
t0384 | 0 | 127.3746 | 334.0949 | 149.3033 | 37.8283 | 262.2806 | 37.8283 | 612.7103 | 61.0777 | 61.0777 | 1925.5752 | 65.8059 | 83.1595 | 345.9619 | 416.6658 | 61.7175 | 75.972 | 355.6865 | 222.0677 | 370.9849 | 0 | 0 | 414.7657 | 36.9039 | 36.9039 | 36.9039 | 86.2362 | 164.4545 | 286.1045 | 126.1417 | 339.1453 | 87.958 | 251.4068 | 229.4231 | 279.458 | 270.1762 | 144.1504 | 620.1126 | 376.5838 | 99.6428 | 230.6135 | 276.7876 | 113.1178 | 240.1053 | 449.3331 | 113.1178 | 45.7286 | 297.3807 | 806.6089 | 170.8524 | 183.6617 | 97.2853 | 188.0977 | 45.7286 | 175.4029 | 299.5945 | 102.226 | 345.9842 | 35.792 | 189.3042 | 35.792 | 113.1178 | 164.4545 | 64.5315 | 449.3331 | 0 | 0 | 0 | 0 | 0 | 0 | 0 | 0 | 165.3687 | 0 | 0 | 0 | 0 | 256.8214 | 286.4159 | 27.5046 | 32.0173 | 228.0708 | 154.2984 | 12.0215 | 81.52 | 91.7122 | 265.2777 | 153.9591 | 210.0004 | 93.6661 | 27.5046 | 265.8561 | 44.2791 | 254.5178 | 123.0944 | 157.1158 | 47.2971 | 89.0774 | 473.9946 | 22.1239 | 151.4429 | 149.0998 | 12.0215 | 12.0215 | 62.2144 | 119.0967 | 63.5817 | 125.9882 | 152.5107 | 80.7727 | 74.6815 | 596.9475 | 107.9035 | 81.52 | 76.4639 | 76.4639 | 32.5226 | 45.921 | 596.9475 | 357.0896 | 145.4493 | 0 | 0 | 0 | 76.943 | 91.7122 | 74.4429 | 344.9445 | 89.0774 | 0 | 65.8569 | 45.921 | 12.0215 | 61.4691 | 24.9651 | 0 | 0 | 0 | 85.5171 | 0 | 0 | 135.353 | 0 | 30.3132 | 0 | 0 | 199.0556 | 85.8906 | 24.9651 | 28.9437 | 28.9437 | 65.0506 | 134.5974 | 180.2859 | 132.6439 | 288.4428 | 180.1497 | 108.3447 | 254.2096 | 227.4799 | 143.905 | 141.2133 | 362.6701 | 176.3445 | 173.4235 | 88.203 | 82.9311 | 180.2551 | 192.935 | 71.3077 | 82.9311 | 82.9311 | 138.5984 | 88.203 | 88.203 | 88.203 | 156.8646 | 163.2733 | 155.3381 | 126.5729 | 126.5729 | 98.3062 | 160.9504 | 423.1853 | 154.6947 | 97.5998 | 541.6885 | 170.6421 | 97.5998 | 357.563 | 852.1336 | 132.7595 | 504.3586 | 374.0362 | 170.6421 | 100.3702 | 60.1027 | 199.6192 | 52.469 | 52.469 | 52.469 | 154.7342 | 181.5978 | 68.3674 | 126.4857 | 214.3395 | 207.1925 | 115.7397 | 115.7397 | 119.7659 | 367.0524 | 52.469 | 388.2942 | 217.9415 | 366.4179 | 138.0277 | 113.5127 | 304.6583 | 91.2436 | 178.9833 | 91.2436 | 228.5794 | 77.0274 | 107.3195 | 64.5315 | 64.5315 | 77.0274 | 320.4202 | 271.1456 | 143.114 | 193.8787 | 115.8686 | 77.0274 | 775.243 | 182.9443 | 190.9435 | 437.9781 | 693.1574 | 88.1446 | 96.882 | 151.6447 | 321.3045 | 96.882 | 55.8539 | 126.3608 | 102.1737 | 90.9477 | 105.6416 | 54.4781 | 54.4781 | 89.5872 | 51.5613 | 149.1019 | 230.7964 | 104.7598 | 178.9833 | 97.8001 | 207.1462 | 176.8122 | 104.7598 | 97.8001 | 77.7635 | 233.558 | 174.4129 | 51.943 | 27.9858 | 360.0933 | 74.9633 | 252.4265 | 75.4584 | 356.0219 | 851.4011 | 42.235 | 264.3159 | 233.558 | 337.4726 | 75.4584 | 30.3132 | 357.063 | 254.883 | 195.0847 | 208.9707 | 0 | 82.9311 | 147.3429 | 405.5044 | 0 | 88.1446 | 116.1009 | 180.2551 | 78.381 | 115.0079 | 182.4589 | 74.6993 | 0 | 0 | 0 | 0 | 0 | 0 | 0 | 0 | 85.8906 | 0 | 155.2186 | 211.7675 | 218.2146 | 145.8627 | 0 | 155.6676 | 46.7801 | 41.3533 | 22.1239 | 667.0911 | 37.7641 | 109.4457 | 47.1234 | 47.1234 | 84.8483 | 30.5439 | 46.7801 | 37.7641 | 33.2798 | 33.2798 | 56.5519 | 0 | 0 | 0 | 0 | 30.5439 | 30.5439 | 30.5439 | 50.5404 | 33.2798 | 108.3293 | 0 | 0 | 21.804 | 0 | 0 | 0 | 94.8925 | 44.3294 | 119.5632 | 57.5597 | 52.6215 | 21.804 | 120.0998 | 149.7168 | 33.592 | 155.4483 | 126.1044 | 543.2399 | 110.5662 | 107.2272 | 130.7477 | 21.0113 | 25.6436 | 25.6436 | 21.0113 | 44.2545 | 75.6279 | 170.854 | 1598.2617 | 124.0267 | 75.6279 | 71.736 | 144.4468 | 97.7716 | 83.9186 | 81.3959 | 71.736 | 148.8613 | 65.1821 | 44.3294 | 44.3294 | 144.9794 | 97.2503 | 0 | 0 | 0 | 25.6436 | 25.6436 | 27.9922 | 0 | 0 | 0 | 0 | 0 | 0 | 21.0113 | 44.3294 | 140.9937 | 25.6436 | 32.4639 | 63.8048 | 0 | 0 | 0 | 0 | 0 | 0 | 0 | 0 | 0 | 0 | 0 | 0 | 0 | 0 | 0 | 0 | 0 | 0 | 0 | 0 | 0 | 0 | 0 | 0 | 0 | 0 | 0 | 0 | 0 | 0 | 0 | 0 | 0 | 0 | 0 | 0 | 0 | 0 | 0 | 0 | 0 | 0 | 0 | 0 | 0 | 0 | 0 | 0 | 0 | 0 | 0 | 0 | 0 | 0 | 0 | 0 | 0 | 0 | 0 | 0 | 0 | 0 | 0 | 0 | 0 | 0 | 0 | 0 | 0 | 0 | 0 | 0 | 0 | 0 | 0 | 0 | 0 | 0 | 0 | 0 | 0 | 0 | 0 | 0 | 0 | 0 | 0 | 0 | 0 | 0 | 0 | 0 | 0 | 0 | 0 | 0 | 0 | 0 | 0 | 0 | 0 | 0 | 0 | 0 | 0 | 0 | 0 | 0 | 0 | 2017-01-16 23:00
t0385 | 0 | 125.504 | 319.4541 | 146.4548 | 35.5878 | 249.1901 | 35.5878 | 628.3314 | 58.9273 | 58.9273 | 1900.6968 | 61.4765 | 80.901 | 344.2542 | 410.3105 | 60.6909 | 73.1579 | 345.0803 | 214.0327 | 369.7793 | 0 | 0 | 398.6068 | 35.6944 | 35.6944 | 35.6944 | 84.7911 | 161.0264 | 285.0809 | 122.4527 | 330.6451 | 84.4888 | 248.9181 | 227.767 | 271.7556 | 260.5694 | 141.1821 | 630.5477 | 377.1136 | 97.5069 | 230.6483 | 270.3028 | 111.5283 | 236.5164 | 451.8085 | 111.5283 | 44.604 | 291.1495 | 794.2517 | 169.3919 | 178.7471 | 93.7573 | 185.629 | 44.604 | 171.4193 | 297.7143 | 100.2581 | 335.8987 | 34.2137 | 188.3049 | 34.2137 | 111.5283 | 161.0264 | 62.9155 | 451.8085 | 0 | 0 | 0 | 0 | 0 | 0 | 0 | 0 | 161.2188 | 0 | 0 | 0 | 0 | 250.8352 | 277.4236 | 26.6443 | 29.7896 | 215.0047 | 147.9721 | 11.3671 | 77.2475 | 86.9328 | 256.4139 | 149.9426 | 204.5205 | 87.4696 | 26.6443 | 251.9887 | 41.8898 | 244.2667 | 116.618 | 151.1313 | 45.0096 | 85.0075 | 452.8313 | 20.3851 | 145.4758 | 141.0283 | 11.3671 | 11.3671 | 58.4572 | 116.0826 | 60.6004 | 119.8943 | 148.0527 | 75.1571 | 68.0851 | 557.1549 | 99.5997 | 77.2475 | 73.2464 | 73.2464 | 30.883 | 42.3626 | 557.1549 | 337.8971 | 140.3076 | 0 | 0 | 0 | 73.8425 | 86.9328 | 71.5399 | 328.5807 | 85.0075 | 0 | 63.2482 | 42.3626 | 11.3671 | 57.8053 | 23.3352 | 0 | 0 | 0 | 82.4679 | 0 | 0 | 129.8825 | 0 | 28.2636 | 0 | 0 | 192.4032 | 84.8779 | 23.3352 | 27.7333 | 27.7333 | 60.3478 | 127.3976 | 170.1588 | 126.2982 | 280.0412 | 175.3645 | 104.1033 | 245.2876 | 218.654 | 135.8556 | 135.4875 | 348.9973 | 170.708 | 162.2638 | 86.2091 | 80.5648 | 173.4409 | 181.4397 | 67.5962 | 80.5648 | 80.5648 | 130.6413 | 86.2091 | 86.2091 | 86.2091 | 148.1011 | 158.7296 | 145.7039 | 120.1069 | 120.1069 | 93.2437 | 151.7399 | 409.688 | 153.2166 | 91.2713 | 525.0842 | 165.3431 | 91.2713 | 334.4416 | 826.3202 | 123.7104 | 479.8755 | 358.9708 | 165.3431 | 95.726 | 57.2597 | 186.0864 | 50.6398 | 50.6398 | 50.6398 | 145.4447 | 169.5106 | 63.1503 | 125.5348 | 206.7769 | 202.5431 | 113.805 | 113.805 | 115.0922 | 363.0406 | 50.6398 | 368.4365 | 212.1925 | 356.2201 | 134.5538 | 109.4887 | 287.6237 | 87.6233 | 177.9198 | 87.6233 | 220.5057 | 73.1797 | 104.8276 | 62.9155 | 62.9155 | 73.1797 | 320.1907 | 268.0589 | 137.6466 | 184.676 | 114.27 | 73.1797 | 778.9558 | 177.5424 | 182.9781 | 421.1151 | 671.7105 | 85.5603 | 94.4437 | 142.2821 | 308.6019 | 94.4437 | 53.3581 | 121.107 | 100.0236 | 87.62 | 99.9238 | 52.7812 | 52.7812 | 87.2751 | 49.0835 | 144.4827 | 224.4728 | 100.3393 | 177.9198 | 94.1202 | 197.9886 | 171.7895 | 100.3393 | 94.1202 | 73.0632 | 222.3654 | 170.2191 | 51.1646 | 26.2904 | 346.8656 | 71.3032 | 239.2969 | 71.571 | 342.7869 | 835.3498 | 40.4187 | 249.1107 | 222.3654 | 321.6392 | 71.571 | 28.2636 | 368.2878 | 241.755 | 191.9839 | 208.4915 | 0 | 80.5648 | 141.9191 | 398.9576 | 0 | 85.5603 | 111.585 | 173.4409 | 75.6288 | 106.3592 | 176.4907 | 70.438 | 0 | 0 | 0 | 0 | 0 | 0 | 0 | 0 | 84.8779 | 0 | 151.5426 | 213.4878 | 208.4208 | 140.5049 | 0 | 146.6796 | 42.4388 | 39.116 | 20.3851 | 621.0302 | 36.3203 | 102.8041 | 43.5657 | 43.5657 | 76.4633 | 28.3912 | 42.4388 | 36.3203 | 31.0748 | 31.0748 | 53.0595 | 0 | 0 | 0 | 0 | 28.3912 | 28.3912 | 28.3912 | 47.5793 | 31.0748 | 102.3321 | 0 | 0 | 20.6291 | 0 | 0 | 0 | 89.1002 | 43.6036 | 113.025 | 57.5372 | 49.8621 | 20.6291 | 117.0923 | 140.3035 | 31.7815 | 152.51 | 120.9804 | 527.7429 | 106.4707 | 103.3716 | 125.2059 | 20.2317 | 24.7231 | 24.7231 | 20.2317 | 41.228 | 71.8862 | 162.399 | 1539.3356 | 114.6962 | 71.8862 | 68.5623 | 136.3611 | 91.0166 | 77.5439 | 75.3457 | 68.5623 | 138.7552 | 62.1461 | 43.6036 | 43.6036 | 136.7515 | 91.3879 | 0 | 0 | 0 | 24.7231 | 24.7231 | 26.2066 | 0 | 0 | 0 | 0 | 0 | 0 | 20.2317 | 43.6036 | 133.0501 | 24.7231 | 31.1234 | 59.2684 | 0 | 0 | 0 | 0 | 0 | 0 | 0 | 0 | 0 | 0 | 0 | 0 | 0 | 0 | 0 | 0 | 0 | 0 | 0 | 0 | 0 | 0 | 0 | 0 | 0 | 0 | 0 | 0 | 0 | 0 | 0 | 0 | 0 | 0 | 0 | 0 | 0 | 0 | 0 | 0 | 0 | 0 | 0 | 0 | 0 | 0 | 0 | 0 | 0 | 0 | 0 | 0 | 0 | 0 | 0 | 0 | 0 | 0 | 0 | 0 | 0 | 0 | 0 | 0 | 0 | 0 | 0 | 0 | 0 | 0 | 0 | 0 | 0 | 0 | 0 | 0 | 0 | 0 | 0 | 0 | 0 | 0 | 0 | 0 | 0 | 0 | 0 | 0 | 0 | 0 | 0 | 0 | 0 | 0 | 0 | 0 | 0 | 0 | 0 | 0 | 0 | 0 | 0 | 0 | 0 | 0 | 0 | 0 | 0 | 2017-01-17
t0386 | 0 | 123.6317 | 311.3046 | 143.6853 | 34.3751 | 242.0805 | 34.3751 | 626.0803 | 57.9118 | 57.9118 | 1893.7023 | 59.4123 | 79.0129 | 340.3819 | 403.0557 | 59.4902 | 71.2938 | 337.4544 | 208.7344 | 364.7419 | 0 | 0 | 389.527 | 34.8059 | 34.8059 | 34.8059 | 83.2877 | 157.9977 | 281.301 | 121.3269 | 325.1944 | 82.4025 | 244.9982 | 224.349 | 265.6914 | 254.2579 | 138.2827 | 627.0224 | 374.0213 | 95.5748 | 227.869 | 265.3864 | 109.7202 | 232.5895 | 450.6668 | 109.7202 | 43.5569 | 285.5172 | 780.8947 | 166.7965 | 175.4297 | 91.3413 | 182.5143 | 43.5569 | 167.8467 | 293.3323 | 98.2603 | 329.4308 | 33.221 | 185.6325 | 33.221 | 109.7202 | 157.9977 | 61.6335 | 450.6668 | 0 | 0 | 0 | 0 | 0 | 0 | 0 | 0 | 157.7911 | 0 | 0 | 0 | 0 | 245.9778 | 270.8409 | 25.9536 | 28.5037 | 208.27 | 143.5987 | 10.9726 | 74.632 | 83.8349 | 250.7286 | 146.8246 | 200.1205 | 84.1678 | 25.9536 | 245.4934 | 40.4061 | 238.0104 | 112.6294 | 146.8442 | 43.5227 | 82.362 | 441.0656 | 19.4424 | 141.3783 | 136.2357 | 10.9726 | 10.9726 | 56.4176 | 113.5758 | 58.6889 | 116.0544 | 144.7118 | 72.8419 | 66.0109 | 541.1796 | 95.1853 | 74.632 | 71.0395 | 71.0395 | 29.8557 | 40.6101 | 541.1796 | 328.6247 | 136.3887 | 0 | 0 | 0 | 71.6338 | 83.8349 | 69.4998 | 318.8043 | 82.362 | 0 | 61.409 | 40.6101 | 10.9726 | 55.9802 | 22.4833 | 0 | 0 | 0 | 80.3732 | 0 | 0 | 126.4087 | 0 | 27.1054 | 0 | 0 | 187.6549 | 83.4146 | 22.4833 | 26.9338 | 26.9338 | 57.6961 | 123.2712 | 164.797 | 122.352 | 274.8469 | 171.5845 | 101.4088 | 239.1307 | 214.4593 | 131.4828 | 131.7905 | 345.1199 | 166.7992 | 156.4527 | 84.7241 | 78.8703 | 169.5065 | 175.0649 | 65.4836 | 78.8703 | 78.8703 | 126.7866 | 84.7241 | 84.7241 | 84.7241 | 143.3433 | 155.5404 | 140.7791 | 116.3693 | 116.3693 | 90.4049 | 147.7119 | 400.5969 | 151.1277 | 88.1621 | 523.3516 | 162.0129 | 88.1621 | 327.7317 | 817.748 | 119.0261 | 468.7092 | 350.2004 | 162.0129 | 93.2667 | 55.5747 | 178.8786 | 49.3435 | 49.3435 | 49.3435 | 140.2909 | 164.1417 | 60.52 | 123.495 | 201.6518 | 198.4488 | 111.8176 | 111.8176 | 112.2908 | 356.7932 | 49.3435 | 358.146 | 207.6639 | 348.4296 | 131.6881 | 106.5986 | 281.392 | 85.3307 | 175.6198 | 85.3307 | 215.8181 | 71.1622 | 102.9998 | 61.6335 | 61.6335 | 71.1622 | 316.8737 | 263.9645 | 134.5463 | 179.9387 | 112.494 | 71.1622 | 772.4574 | 173.5138 | 179.451 | 413.2308 | 666.8835 | 83.6343 | 92.4587 | 137.4848 | 301.2184 | 92.4587 | 51.7266 | 117.9855 | 98.0891 | 85.387 | 96.7305 | 51.6222 | 51.6222 | 85.5708 | 47.6688 | 142.3829 | 220.2234 | 97.5615 | 175.6198 | 91.8858 | 193.5328 | 167.918 | 97.5615 | 91.8858 | 70.41 | 217.6126 | 166.9313 | 50.1762 | 25.2886 | 337.8415 | 69.1031 | 232.2728 | 69.3139 | 333.3698 | 824.2455 | 39.186 | 239.9316 | 217.6126 | 314.0497 | 69.3139 | 27.1054 | 368.1415 | 234.5992 | 189.0628 | 205.9254 | 0 | 78.8703 | 138.0375 | 399.0346 | 0 | 83.6343 | 108.8158 | 169.5065 | 74.226 | 101.6599 | 172.1029 | 68.1138 | 0 | 0 | 0 | 0 | 0 | 0 | 0 | 0 | 83.4146 | 0 | 148.4191 | 211.3975 | 203.8659 | 137.7319 | 0 | 141.8513 | 40.4131 | 37.8143 | 19.4424 | 601.9948 | 35.3462 | 99.9293 | 41.7463 | 41.7463 | 72.6631 | 27.3123 | 40.4131 | 35.3462 | 29.8253 | 29.8253 | 51.0905 | 0 | 0 | 0 | 0 | 27.3123 | 27.3123 | 27.3123 | 45.9295 | 29.8253 | 98.9177 | 0 | 0 | 20.1202 | 0 | 0 | 0 | 85.9797 | 42.8459 | 109.6273 | 57.0186 | 48.2767 | 20.1202 | 114.5643 | 136.4442 | 30.6824 | 149.8649 | 117.9917 | 518.7781 | 103.754 | 100.7894 | 121.852 | 19.7264 | 24.0952 | 24.0952 | 19.7264 | 39.712 | 69.8264 | 157.4271 | 1519.7854 | 110.4806 | 69.8264 | 66.768 | 133.5843 | 87.6828 | 74.1949 | 72.4253 | 66.768 | 133.9713 | 60.6551 | 42.8459 | 42.8459 | 132.1562 | 88.7582 | 0 | 0 | 0 | 24.0952 | 24.0952 | 25.2661 | 0 | 0 | 0 | 0 | 0 | 0 | 19.7264 | 42.8459 | 129.1108 | 24.0952 | 30.2815 | 56.8577 | 0 | 0 | 0 | 0 | 0 | 0 | 0 | 0 | 0 | 0 | 0 | 0 | 0 | 0 | 0 | 0 | 0 | 0 | 0 | 0 | 0 | 0 | 0 | 0 | 0 | 0 | 0 | 0 | 0 | 0 | 0 | 0 | 0 | 0 | 0 | 0 | 0 | 0 | 0 | 0 | 0 | 0 | 0 | 0 | 0 | 0 | 0 | 0 | 0 | 0 | 0 | 0 | 0 | 0 | 0 | 0 | 0 | 0 | 0 | 0 | 0 | 0 | 0 | 0 | 0 | 0 | 0 | 0 | 0 | 0 | 0 | 0 | 0 | 0 | 0 | 0 | 0 | 0 | 0 | 0 | 0 | 0 | 0 | 0 | 0 | 0 | 0 | 0 | 0 | 0 | 0 | 0 | 0 | 0 | 0 | 0 | 0 | 0 | 0 | 0 | 0 | 0 | 0 | 0 | 0 | 0 | 0 | 0 | 0 | 2017-01-17 01:00
t0387 | 0 | 126.5963 | 308.4975 | 147.2707 | 33.6456 | 238.5575 | 33.6456 | 670.4215 | 57.2803 | 57.2803 | 1895.6576 | 57.237 | 80.5609 | 351.8923 | 414.9239 | 61.3807 | 71.6365 | 341.2815 | 209.7421 | 380.2876 | 0 | 0 | 387.3898 | 35.225 | 35.225 | 35.225 | 85.5079 | 161.3574 | 292.8738 | 119.1755 | 327.6343 | 82.2418 | 253.6001 | 232.9723 | 270.0362 | 255.4865 | 141.8599 | 664.8069 | 388.3906 | 97.7252 | 238.175 | 269.2969 | 112.8215 | 238.9794 | 465.3515 | 112.8215 | 44.6464 | 291.8917 | 802.1835 | 172.9123 | 177.0169 | 91.987 | 188.2446 | 44.6464 | 171.6129 | 304.9294 | 100.9169 | 331.3908 | 33.1782 | 193.0876 | 33.1782 | 112.8215 | 161.3574 | 62.6654 | 465.3515 | 0 | 0 | 0 | 0 | 0 | 0 | 0 | 0 | 160.7477 | 0 | 0 | 0 | 0 | 250.3455 | 274.1051 | 26.4082 | 27.87 | 203.3592 | 144.517 | 10.8685 | 74.0953 | 83.6403 | 251.8091 | 149.1245 | 203.5945 | 81.8473 | 26.4082 | 239.1714 | 40.1326 | 237.6566 | 111.8628 | 148.2438 | 43.4957 | 82.3956 | 436.8267 | 18.7595 | 142.2787 | 134.7973 | 10.8685 | 10.8685 | 55.1875 | 115.7464 | 58.6249 | 115.7026 | 146.6834 | 69.1087 | 59.8007 | 514.1389 | 91.7596 | 74.0953 | 71.4331 | 71.4331 | 29.7246 | 38.8155 | 514.1389 | 320.3477 | 138.3084 | 0 | 0 | 0 | 72.2564 | 83.6403 | 70.058 | 316.7353 | 82.3956 | 0 | 61.9073 | 38.8155 | 10.8685 | 54.4157 | 21.84 | 0 | 0 | 0 | 80.9701 | 0 | 0 | 126.5239 | 0 | 26.4793 | 0 | 0 | 189.5762 | 86.3386 | 21.84 | 27.0137 | 27.0137 | 56.1712 | 121.672 | 161.377 | 121.8888 | 276.0362 | 174.4211 | 101.5571 | 241.0077 | 211.5429 | 129.0307 | 132.0443 | 334.725 | 168.2906 | 152.0401 | 85.9161 | 79.7676 | 168.9374 | 171.6543 | 64.6576 | 79.7676 | 79.7676 | 123.222 | 85.9161 | 85.9161 | 85.9161 | 140.6702 | 157.1814 | 136.8509 | 115.1008 | 115.1008 | 89.1965 | 142.5931 | 403.5629 | 155.7739 | 85.2176 | 505.5414 | 162.7003 | 85.2176 | 306.2614 | 803.7911 | 115.2535 | 457.4329 | 348.7016 | 162.7003 | 91.9929 | 55.1872 | 173.7219 | 49.8127 | 49.8127 | 49.8127 | 137.5204 | 157.124 | 58.0468 | 128.5377 | 203.0078 | 202.7113 | 114.7362 | 114.7362 | 112.0734 | 369.8604 | 49.8127 | 351.5022 | 211.0673 | 353.5725 | 134.1482 | 107.6875 | 269.2308 | 85.4203 | 181.9252 | 85.4203 | 215.4527 | 69.9589 | 104.3766 | 62.6654 | 62.6654 | 69.9589 | 329.4207 | 272.1875 | 133.9341 | 177.0178 | 115.5502 | 69.9589 | 807.208 | 175.8264 | 175.984 | 407.4143 | 649.7451 | 84.748 | 94.1244 | 133.7048 | 300.0269 | 94.1244 | 51.7889 | 117.5405 | 100.2607 | 85.8766 | 95.2465 | 52.0535 | 52.0535 | 86.7016 | 47.1932 | 141.1349 | 222.1301 | 97.5106 | 181.9252 | 91.839 | 190.2664 | 170.4697 | 97.5106 | 91.839 | 69.1045 | 211.6951 | 169.6337 | 51.8753 | 24.92 | 340.1057 | 68.6349 | 228.3164 | 68.564 | 336.4596 | 834.2275 | 39.3624 | 237.2954 | 211.6951 | 307.7945 | 68.564 | 26.4793 | 395.2273 | 230.9906 | 193.2897 | 214.4266 | 0 | 79.7676 | 139.3795 | 393.4441 | 0 | 84.748 | 108.7564 | 168.9374 | 73.6591 | 98.37 | 174.1858 | 66.8124 | 0 | 0 | 0 | 0 | 0 | 0 | 0 | 0 | 86.3386 | 0 | 151.3846 | 222.9272 | 199.8316 | 136.6135 | 0 | 138.9043 | 37.811 | 37.3544 | 18.7595 | 571.5525 | 35.5427 | 96.06 | 40.1276 | 40.1276 | 67.287 | 26.3158 | 37.811 | 35.5427 | 29.1709 | 29.1709 | 50.0945 | 0 | 0 | 0 | 0 | 26.3158 | 26.3158 | 26.3158 | 45.0827 | 29.1709 | 97.4701 | 0 | 0 | 19.4769 | 0 | 0 | 0 | 84.0112 | 43.9838 | 107.3242 | 59.1289 | 47.6901 | 19.4769 | 116.8125 | 130.3737 | 30.418 | 153.0985 | 117.4765 | 519.7358 | 104.2612 | 101.3758 | 121.4817 | 19.795 | 24.2621 | 24.2621 | 19.795 | 38.3307 | 68.8944 | 156.0525 | 1482.1236 | 104.9594 | 68.8944 | 66.2123 | 127.3913 | 84.4684 | 71.4914 | 69.2927 | 66.2123 | 128.7348 | 59.5461 | 43.9838 | 43.9838 | 129.9041 | 85.5659 | 0 | 0 | 0 | 24.2621 | 24.2621 | 24.5888 | 0 | 0 | 0 | 0 | 0 | 0 | 19.795 | 43.9838 | 125.8065 | 24.2621 | 30.2767 | 55.0648 | 0 | 0 | 0 | 0 | 0 | 0 | 0 | 0 | 0 | 0 | 0 | 0 | 0 | 0 | 0 | 0 | 0 | 0 | 0 | 0 | 0 | 0 | 0 | 0 | 0 | 0 | 0 | 0 | 0 | 0 | 0 | 0 | 0 | 0 | 0 | 0 | 0 | 0 | 0 | 0 | 0 | 0 | 0 | 0 | 0 | 0 | 0 | 0 | 0 | 0 | 0 | 0 | 0 | 0 | 0 | 0 | 0 | 0 | 0 | 0 | 0 | 0 | 0 | 0 | 0 | 0 | 0 | 0 | 0 | 0 | 0 | 0 | 0 | 0 | 0 | 0 | 0 | 0 | 0 | 0 | 0 | 0 | 0 | 0 | 0 | 0 | 0 | 0 | 0 | 0 | 0 | 0 | 0 | 0 | 0 | 0 | 0 | 0 | 0 | 0 | 0 | 0 | 0 | 0 | 0 | 0 | 0 | 0 | 0 | 2017-01-17 02:00
t0388 | 0 | 129.7143 | 312.6516 | 150.9902 | 33.9655 | 241.3284 | 33.9655 | 696.9494 | 57.9757 | 57.9757 | 1925.2136 | 57.4369 | 82.4696 | 361.6702 | 426.0155 | 63.0802 | 72.9657 | 348.3343 | 213.6243 | 392.0602 | 0 | 0 | 393.0361 | 35.969 | 35.969 | 35.969 | 87.7111 | 165.2225 | 301.786 | 120.2438 | 333.8176 | 83.5597 | 260.8399 | 239.876 | 276.104 | 260.2056 | 145.5046 | 688.924 | 399.7129 | 100.1157 | 245.7315 | 275.1124 | 115.7793 | 245.1857 | 477.8026 | 115.7793 | 45.7895 | 299.004 | 822.9693 | 177.9355 | 180.4833 | 93.7713 | 193.3917 | 45.7895 | 175.8198 | 314.0733 | 103.5463 | 337.5254 | 33.7286 | 198.9116 | 33.7286 | 115.7793 | 165.2225 | 64.0733 | 477.8026 | 0 | 0 | 0 | 0 | 0 | 0 | 0 | 0 | 164.4835 | 0 | 0 | 0 | 0 | 256.042 | 279.8721 | 27.0194 | 28.1441 | 205.0658 | 147.3256 | 11.0206 | 75.1903 | 85.0382 | 256.3744 | 152.4223 | 208.2303 | 82.4491 | 27.0194 | 240.8762 | 40.7368 | 241.5219 | 113.5349 | 151.2795 | 44.2413 | 83.827 | 442.6274 | 18.855 | 145.0278 | 136.6215 | 11.0206 | 11.0206 | 55.7035 | 118.4544 | 59.6131 | 117.5744 | 149.8396 | 68.9296 | 58.5523 | 512.9878 | 92.1809 | 75.1903 | 72.8023 | 72.8023 | 30.1934 | 38.8583 | 512.9878 | 322.7421 | 141.3611 | 0 | 0 | 0 | 73.7225 | 85.0382 | 71.4555 | 321.3998 | 83.827 | 0 | 63.1467 | 38.8583 | 11.0206 | 54.7816 | 21.9897 | 0 | 0 | 0 | 82.5489 | 0 | 0 | 128.7038 | 0 | 26.7263 | 0 | 0 | 193.4547 | 88.8108 | 21.9897 | 27.5036 | 27.5036 | 56.6365 | 123.1935 | 162.9083 | 123.8196 | 280.969 | 178.3418 | 103.3207 | 245.7384 | 213.9273 | 130.3653 | 134.3736 | 336.1716 | 171.633 | 153.0977 | 87.745 | 81.4109 | 171.5317 | 173.4144 | 65.4692 | 81.4109 | 81.4109 | 124.0229 | 87.745 | 87.745 | 87.745 | 142.1246 | 160.3619 | 137.7973 | 116.6185 | 116.6185 | 90.2854 | 143.123 | 411.333 | 159.9633 | 85.6263 | 506.6565 | 165.6218 | 85.6263 | 303.4002 | 811.2695 | 115.9174 | 460.905 | 353.9829 | 165.6218 | 93.0727 | 55.9887 | 174.9283 | 50.822 | 50.822 | 50.822 | 138.9198 | 157.2661 | 58.189 | 132.4626 | 206.9054 | 207.6029 | 117.668 | 117.668 | 113.8671 | 380.6491 | 50.822 | 355.0364 | 215.7979 | 361.3056 | 137.2634 | 109.9035 | 269.2138 | 86.8926 | 187.1321 | 86.8926 | 218.8709 | 70.704 | 106.5739 | 64.0733 | 64.0733 | 70.704 | 339.2055 | 279.5778 | 135.9301 | 178.9228 | 118.53 | 70.704 | 832.546 | 179.5927 | 177.5866 | 411.9189 | 653.4827 | 86.5618 | 96.2862 | 134.6499 | 304.5956 | 96.2862 | 52.7016 | 119.3546 | 102.697 | 87.499 | 96.3494 | 53.0727 | 53.0727 | 88.5352 | 47.8236 | 142.9334 | 226.4546 | 99.1463 | 187.1321 | 93.3528 | 192.2221 | 174.2329 | 99.1463 | 93.3528 | 69.8441 | 213.0149 | 173.3986 | 53.3471 | 25.2277 | 346.6637 | 69.6441 | 230.7685 | 69.4723 | 343.2952 | 851.1649 | 40.1031 | 240.5209 | 213.0149 | 310.6272 | 69.4723 | 26.7263 | 411.1311 | 233.6202 | 197.9443 | 220.9477 | 0 | 81.4109 | 142.2327 | 397.2598 | 0 | 86.5618 | 110.5564 | 171.5317 | 74.6506 | 98.9605 | 177.8683 | 67.496 | 0 | 0 | 0 | 0 | 0 | 0 | 0 | 0 | 88.8108 | 0 | 154.962 | 230.6582 | 201.6542 | 138.4398 | 0 | 140.2362 | 37.5604 | 37.8355 | 18.855 | 570.2224 | 36.2155 | 96.2732 | 40.2596 | 40.2596 | 66.5801 | 26.4183 | 37.5604 | 36.2155 | 29.4542 | 29.4542 | 50.6156 | 0 | 0 | 0 | 0 | 26.4183 | 26.4183 | 26.4183 | 45.5613 | 29.4542 | 98.6353 | 0 | 0 | 19.567 | 0 | 0 | 0 | 84.7624 | 45.1144 | 108.3201 | 60.8276 | 48.2991 | 19.567 | 119.5666 | 130.3581 | 30.8531 | 156.7665 | 119.2544 | 528.4934 | 106.1991 | 103.2902 | 123.3988 | 20.152 | 24.7308 | 24.7308 | 20.152 | 38.5019 | 69.7266 | 158.2307 | 1491.7817 | 104.7916 | 69.7266 | 67.1243 | 127.2093 | 84.7822 | 71.8006 | 69.3805 | 67.1243 | 129.0677 | 60.133 | 45.1144 | 45.1144 | 131.3412 | 85.8545 | 0 | 0 | 0 | 24.7308 | 24.7308 | 24.7733 | 0 | 0 | 0 | 0 | 0 | 0 | 20.152 | 45.1144 | 126.748 | 24.7308 | 30.7872 | 55.3978 | 0 | 0 | 0 | 0 | 0 | 0 | 0 | 0 | 0 | 0 | 0 | 0 | 0 | 0 | 0 | 0 | 0 | 0 | 0 | 0 | 0 | 0 | 0 | 0 | 0 | 0 | 0 | 0 | 0 | 0 | 0 | 0 | 0 | 0 | 0 | 0 | 0 | 0 | 0 | 0 | 0 | 0 | 0 | 0 | 0 | 0 | 0 | 0 | 0 | 0 | 0 | 0 | 0 | 0 | 0 | 0 | 0 | 0 | 0 | 0 | 0 | 0 | 0 | 0 | 0 | 0 | 0 | 0 | 0 | 0 | 0 | 0 | 0 | 0 | 0 | 0 | 0 | 0 | 0 | 0 | 0 | 0 | 0 | 0 | 0 | 0 | 0 | 0 | 0 | 0 | 0 | 0 | 0 | 0 | 0 | 0 | 0 | 0 | 0 | 0 | 0 | 0 | 0 | 0 | 0 | 0 | 0 | 0 | 0 | 2017-01-17 03:00
t0389 | 0 | 137.5819 | 329.1943 | 160.147 | 35.6503 | 253.7504 | 35.6503 | 745.9952 | 61.0447 | 61.0447 | 2033.6742 | 60.0744 | 87.3592 | 384.4043 | 452.2732 | 66.9913 | 77.0518 | 368.3988 | 225.5965 | 417.3468 | 0 | 0 | 414.2053 | 38.0409 | 38.0409 | 38.0409 | 93.0667 | 175.1164 | 321.1673 | 126.4725 | 352.8695 | 88.1177 | 277.2434 | 255.1306 | 292.3004 | 274.7963 | 154.3438 | 735.9827 | 425.2701 | 106.1314 | 261.7263 | 291.2166 | 122.8963 | 260.2124 | 507.9304 | 122.8963 | 48.556 | 316.967 | 873.3616 | 189.1851 | 190.8243 | 99.0673 | 205.3977 | 48.556 | 186.3725 | 334.12 | 109.8649 | 356.6248 | 35.5655 | 211.6379 | 35.5655 | 122.8963 | 175.1164 | 67.8439 | 507.9304 | 0 | 0 | 0 | 0 | 0 | 0 | 0 | 0 | 174.2244 | 0 | 0 | 0 | 0 | 271.178 | 296.0114 | 28.6058 | 29.5187 | 215.1553 | 155.5941 | 11.5969 | 79.1649 | 89.6183 | 270.7494 | 161.3536 | 220.4986 | 86.3968 | 28.6058 | 252.6788 | 42.8906 | 254.7094 | 119.5441 | 159.8829 | 46.6474 | 88.414 | 465.9759 | 19.7137 | 153.1776 | 143.7377 | 11.5969 | 11.5969 | 58.4562 | 125.4766 | 62.8538 | 123.9118 | 158.5401 | 71.8522 | 60.3489 | 534.9708 | 96.3702 | 79.1649 | 76.8724 | 76.8724 | 31.8096 | 40.5516 | 534.9708 | 338.569 | 149.542 | 0 | 0 | 0 | 77.8955 | 89.6183 | 75.4954 | 338.5141 | 88.414 | 0 | 66.7161 | 40.5516 | 11.5969 | 57.419 | 23.0386 | 0 | 0 | 0 | 87.2192 | 0 | 0 | 135.7918 | 0 | 28.0295 | 0 | 0 | 204.525 | 94.388 | 23.0386 | 29.0276 | 29.0276 | 59.3433 | 129.5529 | 171.0307 | 130.4781 | 296.7791 | 188.8175 | 109.0283 | 259.6679 | 225.0968 | 136.9246 | 141.8 | 352.5665 | 181.423 | 160.4217 | 92.8734 | 86.1055 | 180.8535 | 182.0768 | 68.8584 | 86.1055 | 86.1055 | 130.0035 | 92.8734 | 92.8734 | 92.8734 | 149.2761 | 169.589 | 144.4153 | 122.7024 | 122.7024 | 94.9477 | 149.8219 | 434.6741 | 169.8989 | 89.6234 | 531.1039 | 174.924 | 89.6234 | 315.3208 | 853.3673 | 121.3511 | 483.7391 | 373.1126 | 174.924 | 97.8974 | 58.9649 | 183.2409 | 53.7198 | 53.7198 | 53.7198 | 145.848 | 164.2652 | 60.7722 | 140.9412 | 218.5865 | 220.0286 | 124.841 | 124.841 | 120.0809 | 404.6743 | 53.7198 | 372.9933 | 228.4697 | 382.3862 | 145.3904 | 116.1819 | 281.3186 | 91.6834 | 198.9576 | 91.6834 | 230.8636 | 74.3085 | 112.7856 | 67.8439 | 67.8439 | 74.3085 | 360.9363 | 296.9422 | 143.282 | 188.0916 | 125.7935 | 74.3085 | 886.8543 | 190.0083 | 186.6221 | 433.3911 | 686.1832 | 91.5827 | 101.9749 | 141.1306 | 321.087 | 101.9749 | 55.5963 | 125.8095 | 108.8627 | 92.4166 | 101.2727 | 56.0959 | 56.0959 | 93.6827 | 50.3348 | 150.5903 | 239.4061 | 104.5698 | 198.9576 | 98.4799 | 202.0774 | 184.4086 | 104.5698 | 98.4799 | 73.3437 | 223.4316 | 183.592 | 56.6786 | 26.5124 | 366.2102 | 73.3438 | 242.5034 | 73.0963 | 362.816 | 900.7332 | 42.3351 | 252.9862 | 223.4316 | 326.3139 | 73.0963 | 28.0295 | 440.3337 | 245.5865 | 209.8803 | 235.1544 | 0 | 86.1055 | 150.3354 | 418.3791 | 0 | 91.5827 | 116.6209 | 180.8535 | 78.6524 | 103.5468 | 188.1164 | 70.8817 | 0 | 0 | 0 | 0 | 0 | 0 | 0 | 0 | 94.388 | 0 | 164.185 | 246.1147 | 211.8634 | 145.8369 | 0 | 147.2163 | 38.9853 | 39.7938 | 19.7137 | 594.5042 | 38.2469 | 100.6751 | 42.0676 | 42.0676 | 68.924 | 27.6255 | 38.9853 | 38.2469 | 30.8998 | 30.8998 | 53.138 | 0 | 0 | 0 | 0 | 27.6255 | 27.6255 | 27.6255 | 47.8495 | 30.8998 | 103.6837 | 0 | 0 | 20.4977 | 0 | 0 | 0 | 88.9287 | 47.869 | 113.7232 | 64.6972 | 50.8031 | 20.4977 | 126.6677 | 136.1342 | 32.4728 | 166.1764 | 125.695 | 557.988 | 112.1479 | 109.1001 | 130.0858 | 21.2752 | 26.1273 | 26.1273 | 21.2752 | 40.2801 | 73.3346 | 166.5682 | 1566.3059 | 109.2324 | 73.3346 | 70.6841 | 132.8381 | 88.6594 | 75.0605 | 72.4308 | 70.6841 | 134.9088 | 63.1913 | 47.869 | 47.869 | 137.9884 | 89.8344 | 0 | 0 | 0 | 26.1273 | 26.1273 | 25.9666 | 0 | 0 | 0 | 0 | 0 | 0 | 21.2752 | 47.869 | 132.9358 | 26.1273 | 32.4749 | 57.9877 | 0 | 0 | 0 | 0 | 0 | 0 | 0 | 0 | 0 | 0 | 0 | 0 | 0 | 0 | 0 | 0 | 0 | 0 | 0 | 0 | 0 | 0 | 0 | 0 | 0 | 0 | 0 | 0 | 0 | 0 | 0 | 0 | 0 | 0 | 0 | 0 | 0 | 0 | 0 | 0 | 0 | 0 | 0 | 0 | 0 | 0 | 0 | 0 | 0 | 0 | 0 | 0 | 0 | 0 | 0 | 0 | 0 | 0 | 0 | 0 | 0 | 0 | 0 | 0 | 0 | 0 | 0 | 0 | 0 | 0 | 0 | 0 | 0 | 0 | 0 | 0 | 0 | 0 | 0 | 0 | 0 | 0 | 0 | 0 | 0 | 0 | 0 | 0 | 0 | 0 | 0 | 0 | 0 | 0 | 0 | 0 | 0 | 0 | 0 | 0 | 0 | 0 | 0 | 0 | 0 | 0 | 0 | 0 | 0 | 2017-01-17 04:00
t0390 | 0 | 156.075 | 369.6552 | 181.7859 | 39.8857 | 284.4495 | 39.8857 | 857.329 | 68.4539 | 68.4539 | 2287.5554 | 66.818 | 99.0286 | 437.2933 | 514.058 | 76.2104 | 86.9359 | 416.4483 | 254.5223 | 476.1223 | 0 | 0 | 465.5856 | 43.0221 | 43.0221 | 43.0221 | 105.6887 | 198.5435 | 366.2253 | 141.3771 | 398.2041 | 99.186 | 315.6217 | 290.7255 | 330.9727 | 310.0172 | 175.2714 | 843.4549 | 484.3514 | 120.3866 | 298.7821 | 329.4632 | 139.6178 | 295.5531 | 577.2161 | 139.6178 | 55.1376 | 359.5078 | 991.9276 | 215.4689 | 215.4876 | 111.8631 | 233.582 | 55.1376 | 211.4184 | 380.8532 | 124.8014 | 402.322 | 40.0564 | 241.2754 | 40.0564 | 139.6178 | 198.5435 | 76.8176 | 577.2161 | 0 | 0 | 0 | 0 | 0 | 0 | 0 | 0 | 197.4104 | 0 | 0 | 0 | 0 | 307.1231 | 334.7421 | 32.412 | 33.0401 | 240.4485 | 175.7063 | 13.0304 | 89.0154 | 100.9553 | 305.3464 | 182.6381 | 249.7367 | 96.4648 | 32.412 | 282.0161 | 48.2411 | 286.7706 | 134.4411 | 180.7203 | 52.5675 | 99.6536 | 523.1594 | 21.965 | 172.956 | 161.4332 | 13.0304 | 13.0304 | 65.3918 | 142.1961 | 70.8103 | 139.5101 | 179.3595 | 79.4303 | 65.441 | 591.5881 | 107.3202 | 89.0154 | 86.7882 | 86.7882 | 35.8007 | 45.0016 | 591.5881 | 378.0142 | 169.2782 | 0 | 0 | 0 | 88.0342 | 100.9553 | 85.2932 | 380.5955 | 99.6536 | 0 | 75.3801 | 45.0016 | 13.0304 | 64.0655 | 25.7104 | 0 | 0 | 0 | 98.4934 | 0 | 0 | 153.0247 | 0 | 31.3571 | 0 | 0 | 231.165 | 107.4643 | 25.7104 | 32.7399 | 32.7399 | 66.3242 | 145.3572 | 191.3396 | 146.8549 | 334.6051 | 213.7981 | 122.8789 | 293.2675 | 252.2148 | 153.3108 | 159.8578 | 392.3483 | 204.9359 | 179.042 | 105.0398 | 97.3289 | 203.4368 | 203.8573 | 77.2609 | 97.3289 | 97.3289 | 145.0162 | 105.0398 | 105.0398 | 105.0398 | 167.1396 | 191.627 | 161.1669 | 137.7576 | 137.7576 | 106.4975 | 166.6612 | 490.7289 | 193.1264 | 99.8126 | 589.7391 | 197.239 | 99.8126 | 346.121 | 954.262 | 135.2823 | 540.1282 | 419.6303 | 197.239 | 109.7498 | 66.2819 | 204.5156 | 60.7067 | 60.7067 | 60.7067 | 163.2832 | 182.2313 | 67.532 | 160.7358 | 246.7713 | 249.5088 | 141.7446 | 141.7446 | 135.1607 | 460.9566 | 60.7067 | 417.4907 | 258.6799 | 432.7373 | 164.7366 | 131.3323 | 311.7445 | 103.3185 | 226.5052 | 103.3185 | 259.8107 | 83.2206 | 127.5333 | 76.8176 | 76.8176 | 83.2206 | 411.2929 | 337.6235 | 161.1047 | 210.667 | 142.8526 | 83.2206 | 1012.0667 | 214.9414 | 208.6711 | 485.5003 | 764.6414 | 103.5983 | 115.5168 | 157.5243 | 361.1438 | 115.5168 | 62.6782 | 141.5357 | 123.466 | 104.3042 | 113.5262 | 63.3489 | 63.3489 | 105.945 | 56.5181 | 168.9587 | 270.3213 | 117.7919 | 226.5052 | 110.8959 | 226.2171 | 208.7316 | 117.7919 | 110.8959 | 82.154 | 249.1418 | 207.8209 | 64.5176 | 29.7445 | 413.4684 | 82.4608 | 271.6173 | 82.0703 | 410.0356 | 1017.7549 | 47.7807 | 284.1588 | 249.1418 | 364.9224 | 82.0703 | 31.3571 | 506.3186 | 275.241 | 237.9741 | 268.1376 | 0 | 97.3289 | 169.925 | 467.9591 | 0 | 103.5983 | 131.3342 | 203.4368 | 88.3109 | 115.4715 | 212.753 | 79.3567 | 0 | 0 | 0 | 0 | 0 | 0 | 0 | 0 | 107.4643 | 0 | 186.0996 | 281.6787 | 236.9061 | 163.7339 | 0 | 164.7164 | 42.9295 | 44.6647 | 21.965 | 657.3806 | 43.1688 | 111.8269 | 46.7857 | 46.7857 | 75.5938 | 30.7406 | 42.9295 | 43.1688 | 34.5806 | 34.5806 | 59.5046 | 0 | 0 | 0 | 0 | 30.7406 | 30.7406 | 30.7406 | 53.5916 | 34.5806 | 116.2727 | 0 | 0 | 22.8214 | 0 | 0 | 0 | 99.4408 | 54.3579 | 127.199 | 73.6583 | 57.0145 | 22.8214 | 143.5694 | 150.8608 | 36.4974 | 188.4046 | 141.3649 | 628.4956 | 126.5379 | 123.132 | 146.3961 | 23.9926 | 29.4996 | 29.4996 | 23.9926 | 44.8467 | 82.2432 | 187.1411 | 1746.8223 | 120.8838 | 82.2432 | 79.3957 | 147.001 | 98.6376 | 83.566 | 80.3896 | 79.3957 | 149.9202 | 70.7127 | 54.3579 | 54.3579 | 154.6114 | 99.9004 | 0 | 0 | 0 | 29.4996 | 29.4996 | 28.9961 | 0 | 0 | 0 | 0 | 0 | 0 | 23.9926 | 54.3579 | 148.4293 | 29.4996 | 36.5838 | 64.6653 | 0 | 0 | 0 | 0 | 0 | 0 | 0 | 0 | 0 | 0 | 0 | 0 | 0 | 0 | 0 | 0 | 0 | 0 | 0 | 0 | 0 | 0 | 0 | 0 | 0 | 0 | 0 | 0 | 0 | 0 | 0 | 0 | 0 | 0 | 0 | 0 | 0 | 0 | 0 | 0 | 0 | 0 | 0 | 0 | 0 | 0 | 0 | 0 | 0 | 0 | 0 | 0 | 0 | 0 | 0 | 0 | 0 | 0 | 0 | 0 | 0 | 0 | 0 | 0 | 0 | 0 | 0 | 0 | 0 | 0 | 0 | 0 | 0 | 0 | 0 | 0 | 0 | 0 | 0 | 0 | 0 | 0 | 0 | 0 | 0 | 0 | 0 | 0 | 0 | 0 | 0 | 0 | 0 | 0 | 0 | 0 | 0 | 0 | 0 | 0 | 0 | 0 | 0 | 0 | 0 | 0 | 0 | 0 | 0 | 2017-01-17 05:00
t0391 | 0 | 171.7047 | 408.9823 | 200.1404 | 44.2781 | 315.1235 | 44.2781 | 937.3221 | 75.611 | 75.611 | 2516.1468 | 74.3074 | 109.1866 | 480.2863 | 565.5766 | 83.8669 | 96.0419 | 459.4197 | 281.1361 | 522.7805 | 0 | 0 | 514.6043 | 47.4869 | 47.4869 | 47.4869 | 116.3122 | 218.6621 | 402.1363 | 155.9915 | 438.9272 | 109.6341 | 346.9336 | 319.4235 | 364.9588 | 342.3935 | 193.0177 | 923.2712 | 531.4248 | 132.5981 | 327.8831 | 363.0298 | 153.5798 | 325.1595 | 632.9059 | 153.5798 | 60.7631 | 395.9419 | 1091.3623 | 236.791 | 237.5949 | 123.5588 | 256.8968 | 60.7631 | 232.9161 | 418.3824 | 137.4047 | 443.803 | 44.3156 | 265.0074 | 44.3156 | 153.5798 | 218.6621 | 84.6671 | 632.9059 | 0 | 0 | 0 | 0 | 0 | 0 | 0 | 0 | 217.5813 | 0 | 0 | 0 | 0 | 338.3991 | 369.387 | 35.764 | 36.7621 | 266.8301 | 194.2532 | 14.4477 | 98.6529 | 111.8698 | 337.1009 | 201.3401 | 275.3062 | 107.2635 | 35.764 | 312.6326 | 53.4806 | 317.0281 | 149.002 | 199.6785 | 58.2054 | 110.2818 | 578.9175 | 24.4977 | 191.1543 | 178.9847 | 14.4477 | 14.4477 | 72.612 | 156.7308 | 78.3825 | 154.4785 | 197.8416 | 88.4407 | 73.3123 | 658.2394 | 119.652 | 98.6529 | 95.9701 | 95.9701 | 39.659 | 50.1905 | 658.2394 | 419.1877 | 186.9308 | 0 | 0 | 0 | 97.311 | 111.8698 | 94.2586 | 421.3743 | 110.2818 | 0 | 83.3132 | 50.1905 | 14.4477 | 71.1361 | 28.5837 | 0 | 0 | 0 | 108.7784 | 0 | 0 | 169.17 | 0 | 34.8751 | 0 | 0 | 255.1898 | 118.1626 | 28.5837 | 36.2031 | 36.2031 | 73.8479 | 161.1461 | 212.2715 | 162.596 | 369.1082 | 235.7092 | 135.8095 | 323.8559 | 278.7886 | 170.0673 | 176.7262 | 433.6851 | 226.1767 | 199.0084 | 115.7252 | 107.3466 | 224.7995 | 226.3164 | 85.6271 | 107.3466 | 107.3466 | 160.9456 | 115.7252 | 115.7252 | 115.7252 | 185.4049 | 211.3248 | 179.0476 | 152.6404 | 152.6404 | 118.0179 | 184.9848 | 541.5921 | 212.2771 | 110.9685 | 650.9913 | 217.6552 | 110.9685 | 385.0916 | 1053.1101 | 150.5079 | 598.2987 | 463.9223 | 217.6552 | 121.4935 | 73.3822 | 227.4992 | 67.0345 | 67.0345 | 67.0345 | 181.2907 | 202.7217 | 75.2906 | 176.6097 | 272.5229 | 274.8683 | 155.9917 | 155.9917 | 149.3863 | 506.7705 | 67.0345 | 462.6589 | 285.1817 | 477.2027 | 181.5714 | 145.0364 | 345.9807 | 114.2029 | 248.8139 | 114.2029 | 286.9515 | 92.1991 | 140.5229 | 84.6671 | 84.6671 | 92.1991 | 451.4177 | 371.2153 | 178.0384 | 233.2747 | 157.1321 | 92.1991 | 1109.8346 | 237.1034 | 230.8078 | 536.6254 | 844.0299 | 114.2757 | 127.3223 | 174.9887 | 399.2034 | 127.3223 | 69.3484 | 156.5134 | 135.9809 | 115.2184 | 125.8793 | 69.9046 | 69.9046 | 116.7901 | 62.5847 | 186.469 | 298.0898 | 130.2671 | 248.8139 | 122.5327 | 250.3315 | 230.2027 | 130.2671 | 122.5327 | 91.22 | 275.9525 | 229.017 | 70.9788 | 33.0253 | 456.7403 | 91.3218 | 301.05 | 90.9448 | 452.9729 | 1120.5576 | 52.8459 | 315.2772 | 275.9525 | 404.0622 | 90.9448 | 34.8751 | 553.1105 | 305.0259 | 261.8618 | 294.3698 | 0 | 107.3466 | 187.7051 | 515.0598 | 0 | 114.2757 | 145.1511 | 224.7995 | 97.5387 | 128.6751 | 234.8291 | 88.0515 | 0 | 0 | 0 | 0 | 0 | 0 | 0 | 0 | 118.1626 | 0 | 205.0614 | 308.7318 | 262.2067 | 180.9003 | 0 | 182.7964 | 48.0935 | 49.5218 | 24.4977 | 731.8585 | 47.7009 | 124.2261 | 52.1479 | 52.1479 | 84.8545 | 34.2223 | 48.0935 | 47.7009 | 38.4477 | 38.4477 | 66.091 | 0 | 0 | 0 | 0 | 34.2223 | 34.2223 | 34.2223 | 59.4821 | 38.4477 | 128.9562 | 0 | 0 | 25.311 | 0 | 0 | 0 | 110.4383 | 59.818 | 141.0706 | 80.8403 | 63.1929 | 25.311 | 158.2364 | 167.6913 | 40.4621 | 207.4251 | 156.2969 | 693.2421 | 139.7918 | 136 | 161.9121 | 26.5064 | 32.5817 | 32.5817 | 26.5064 | 49.9003 | 91.1022 | 207.2846 | 1930.4098 | 134.7722 | 91.1022 | 87.8489 | 163.1576 | 109.7752 | 93.1479 | 89.5899 | 87.8489 | 166.8128 | 78.2896 | 59.818 | 59.818 | 171.5344 | 110.9607 | 0 | 0 | 0 | 32.5817 | 32.5817 | 32.2247 | 0 | 0 | 0 | 0 | 0 | 0 | 26.5064 | 59.818 | 164.6878 | 32.5817 | 40.451 | 71.9905 | 0 | 0 | 0 | 0 | 0 | 0 | 0 | 0 | 0 | 0 | 0 | 0 | 0 | 0 | 0 | 0 | 0 | 0 | 0 | 0 | 0 | 0 | 0 | 0 | 0 | 0 | 0 | 0 | 0 | 0 | 0 | 0 | 0 | 0 | 0 | 0 | 0 | 0 | 0 | 0 | 0 | 0 | 0 | 0 | 0 | 0 | 0 | 0 | 0 | 0 | 0 | 0 | 0 | 0 | 0 | 0 | 0 | 0 | 0 | 0 | 0 | 0 | 0 | 0 | 0 | 0 | 0 | 0 | 0 | 0 | 0 | 0 | 0 | 0 | 0 | 0 | 0 | 0 | 0 | 0 | 0 | 0 | 0 | 0 | 0 | 0 | 0 | 0 | 0 | 0 | 0 | 0 | 0 | 0 | 0 | 0 | 0 | 0 | 0 | 0 | 0 | 0 | 0 | 0 | 0 | 0 | 0 | 0 | 0 | 2017-01-17 06:00
t0392 | 0 | 170.1996 | 426.8743 | 197.5837 | 47.0013 | 331.6064 | 47.0013 | 865.7343 | 79.5995 | 79.5995 | 2613.7681 | 81.2144 | 108.4962 | 469.2054 | 554.5103 | 81.7997 | 97.7973 | 463.4427 | 286.3931 | 502.5588 | 0 | 0 | 534.6148 | 47.7623 | 47.7623 | 47.7623 | 114.5744 | 217.2504 | 387.6154 | 167.1185 | 447.2899 | 113.042 | 337.2982 | 308.9624 | 364.9118 | 348.9082 | 190.0692 | 866.311 | 516.0845 | 131.3833 | 314.1314 | 364.9157 | 151.0088 | 320.0718 | 622.7406 | 151.0088 | 59.816 | 392.5423 | 1074.5354 | 229.6724 | 241.1603 | 125.2942 | 251.1752 | 59.816 | 230.6636 | 404.0076 | 135.0865 | 452.735 | 45.5159 | 255.7152 | 45.5159 | 151.0088 | 217.2504 | 84.6988 | 622.7406 | 0 | 0 | 0 | 0 | 0 | 0 | 0 | 0 | 216.7971 | 0 | 0 | 0 | 0 | 338.1395 | 371.7884 | 35.6091 | 38.8647 | 284.9872 | 196.7521 | 15.0046 | 102.0893 | 114.6311 | 344.2672 | 201.7411 | 274.9256 | 114.9365 | 35.6091 | 336.4573 | 55.2461 | 326.4245 | 154.0517 | 201.2866 | 59.5598 | 112.7782 | 604.7144 | 26.4754 | 193.7897 | 186.3337 | 15.0046 | 15.0046 | 77.1201 | 156.0339 | 80.3494 | 158.8556 | 198.7245 | 99.6166 | 90.1825 | 740.5987 | 129.6914 | 102.0893 | 97.3161 | 97.3161 | 40.85 | 55.3701 | 740.5987 | 450.1763 | 187.0013 | 0 | 0 | 0 | 98.1448 | 114.6311 | 95.2589 | 436.6375 | 112.7782 | 0 | 84.1554 | 55.3701 | 15.0046 | 76.5863 | 30.7131 | 0 | 0 | 0 | 110.2623 | 0 | 0 | 173.3189 | 0 | 36.9821 | 0 | 0 | 257.5133 | 114.7904 | 30.7131 | 36.9081 | 36.9081 | 78.6409 | 168.6717 | 225.5048 | 167.5118 | 377.7823 | 235.7149 | 139.0791 | 328.0908 | 294.5859 | 179.8918 | 180.6737 | 474.9633 | 229.0055 | 213.7679 | 116.5292 | 108.3503 | 232.6623 | 239.3023 | 89.6324 | 108.3503 | 108.3503 | 173.5625 | 116.5292 | 116.5292 | 116.5292 | 196.1227 | 213.732 | 192.4708 | 159.2971 | 159.2971 | 123.7716 | 202.3512 | 550.088 | 208.1659 | 120.5066 | 721.7705 | 222.5863 | 120.5066 | 449.4536 | 1126.0263 | 162.5142 | 642.8853 | 480.422 | 222.5863 | 127.869 | 76.122 | 244.1886 | 67.693 | 67.693 | 67.693 | 191.7498 | 224.4675 | 82.5166 | 170.021 | 276.6866 | 272.7617 | 153.8312 | 153.8312 | 154.0596 | 491.0229 | 67.693 | 490.6311 | 285.2957 | 478.5903 | 180.9307 | 146.2079 | 385.9474 | 117.0173 | 241.9833 | 117.0173 | 296.3654 | 97.5012 | 141.6542 | 84.6988 | 84.6988 | 97.5012 | 436.9763 | 363.4219 | 184.6793 | 246.6828 | 154.8518 | 97.5012 | 1065.9964 | 238.2661 | 246.4544 | 567.6919 | 918.9128 | 114.8512 | 127.0403 | 187.9735 | 413.2912 | 127.0403 | 70.8422 | 161.7964 | 134.857 | 117.1324 | 132.3651 | 70.8926 | 70.8926 | 117.6125 | 65.2997 | 195.8682 | 302.7018 | 133.7243 | 241.9833 | 126.0916 | 265.5604 | 230.6038 | 133.7243 | 126.0916 | 96.214 | 298.6205 | 229.4701 | 69.0059 | 34.5412 | 463.3842 | 94.6125 | 318.0731 | 94.8716 | 457.0847 | 1134.8895 | 53.6731 | 327.8741 | 298.6205 | 430.7583 | 94.8716 | 36.9821 | 509.5492 | 321.2491 | 260.2432 | 283.8308 | 0 | 108.3503 | 189.2728 | 551.1449 | 0 | 114.8512 | 149.2765 | 232.6623 | 101.9931 | 138.5322 | 236.1705 | 93.168 | 0 | 0 | 0 | 0 | 0 | 0 | 0 | 0 | 114.7904 | 0 | 203.9658 | 291.6826 | 279.7714 | 189.1883 | 0 | 194.0244 | 54.964 | 51.7285 | 26.4754 | 823.3246 | 48.468 | 136.8214 | 56.9205 | 56.9205 | 98.74 | 37.285 | 54.964 | 48.468 | 40.7038 | 40.7038 | 69.7957 | 0 | 0 | 0 | 0 | 37.285 | 37.285 | 37.285 | 62.7931 | 40.7038 | 135.3033 | 0 | 0 | 27.58 | 0 | 0 | 0 | 117.5221 | 58.9467 | 150.0758 | 78.6548 | 66.07 | 27.58 | 157.3943 | 186.8141 | 41.9598 | 206.1568 | 161.8535 | 713.3466 | 142.3235 | 138.2821 | 167.0518 | 27.0627 | 33.0553 | 33.0553 | 27.0627 | 54.235 | 95.649 | 215.5455 | 2090.9096 | 150.8249 | 95.649 | 91.539 | 183.2741 | 119.7484 | 101.1257 | 98.8301 | 91.539 | 183.0722 | 83.19 | 58.9467 | 58.9467 | 180.7439 | 121.5056 | 0 | 0 | 0 | 33.0553 | 33.0553 | 34.5226 | 0 | 0 | 0 | 0 | 0 | 0 | 27.0627 | 58.9467 | 176.7506 | 33.0553 | 41.514 | 77.5655 | 0 | 0 | 0 | 0 | 0 | 0 | 0 | 0 | 0 | 0 | 0 | 0 | 0 | 0 | 0 | 0 | 0 | 0 | 0 | 0 | 0 | 0 | 0 | 0 | 0 | 0 | 0 | 0 | 0 | 0 | 0 | 0 | 0 | 0 | 0 | 0 | 0 | 0 | 0 | 0 | 0 | 0 | 0 | 0 | 0 | 0 | 0 | 0 | 0 | 0 | 0 | 0 | 0 | 0 | 0 | 0 | 0 | 0 | 0 | 0 | 0 | 0 | 0 | 0 | 0 | 0 | 0 | 0 | 0 | 0 | 0 | 0 | 0 | 0 | 0 | 0 | 0 | 0 | 0 | 0 | 0 | 0 | 0 | 0 | 0 | 0 | 0 | 0 | 0 | 0 | 0 | 0 | 0 | 0 | 0 | 0 | 0 | 0 | 0 | 0 | 0 | 0 | 0 | 0 | 0 | 0 | 0 | 0 | 0 | 2017-01-17 07:00
t0393 | 0 | 159.464 | 438.9926 | 183.2347 | 49.5777 | 345.4601 | 49.5777 | 694.1999 | 83.3928 | 83.3928 | 2690.643 | 89.8587 | 101.7533 | 427.2272 | 507.1682 | 73.9149 | 96.1318 | 448.1177 | 281.8311 | 441.2346 | 0 | 0 | 545.9105 | 45.8587 | 45.8587 | 45.8587 | 105.8303 | 204.1363 | 342.4187 | 180.8961 | 442.1189 | 113.7715 | 303.2857 | 274.8089 | 346.715 | 343.6439 | 175.2001 | 721.7361 | 464.6235 | 122.7086 | 273.9097 | 351.06 | 139.0545 | 295.3637 | 577.9941 | 139.0545 | 55.0208 | 367.1432 | 991.9637 | 205.4987 | 236.3604 | 122.1705 | 228.4877 | 55.0208 | 215.1005 | 358.0802 | 124.1337 | 447.8268 | 45.3939 | 226.338 | 45.3939 | 139.0545 | 204.1363 | 80.63 | 577.9941 | 0 | 0 | 0 | 0 | 0 | 0 | 0 | 0 | 204.6557 | 0 | 0 | 0 | 0 | 321.3171 | 357.6541 | 33.4902 | 40.5453 | 304.0931 | 191.0758 | 15.2304 | 102.9969 | 113.4746 | 340.7924 | 192.6287 | 260.661 | 122.9604 | 33.4902 | 364.4002 | 55.5187 | 327.5519 | 155.1392 | 193.792 | 58.879 | 111.4603 | 622.6059 | 28.6151 | 188.6529 | 190.0212 | 15.2304 | 15.2304 | 81.3936 | 147.0207 | 79.7518 | 158.5643 | 190.5146 | 115.474 | 117.3539 | 857.839 | 140.9587 | 102.9969 | 94.6912 | 94.6912 | 40.8756 | 61.9524 | 857.839 | 485.5356 | 177.3771 | 0 | 0 | 0 | 94.515 | 113.4746 | 92.1592 | 442.4236 | 111.4603 | 0 | 81.3163 | 61.9524 | 15.2304 | 82.7939 | 33.0249 | 0 | 0 | 0 | 107.4495 | 0 | 0 | 172.2348 | 0 | 38.8212 | 0 | 0 | 248.8637 | 102.9625 | 33.0249 | 36.3037 | 36.3037 | 83.0331 | 173.7901 | 238.4534 | 167.8343 | 376.121 | 224.1097 | 138.1507 | 319.424 | 310.3329 | 188.7769 | 178.7832 | 532.0255 | 222.9445 | 229.8126 | 112.5373 | 104.9394 | 235.9849 | 250.6351 | 92.4113 | 104.9394 | 104.9394 | 188.2994 | 112.5373 | 112.5373 | 112.5373 | 205.8279 | 207.9041 | 207.3525 | 163.3705 | 163.3705 | 128.0779 | 224.8445 | 538.9291 | 190.8496 | 131.9586 | 826.2022 | 221.1079 | 131.9586 | 549.6286 | 1214.3781 | 176.0442 | 695.2354 | 487.4019 | 221.1079 | 133.4146 | 77.2916 | 261.8573 | 65.4815 | 65.4815 | 65.4815 | 200.9052 | 253.5928 | 91.38 | 149.5554 | 270.5404 | 255.4911 | 142.4369 | 142.4369 | 155.1332 | 437.9275 | 65.4815 | 518.0601 | 271.48 | 457.5684 | 170.8209 | 140.9022 | 442.68 | 116.3415 | 218.0396 | 116.3415 | 299.6479 | 102.4814 | 137.0801 | 80.63 | 80.63 | 102.4814 | 390.2376 | 331.7586 | 188.0877 | 259.4876 | 143.3142 | 102.4814 | 936.5956 | 228.6065 | 264.2259 | 599.3374 | 1021.4498 | 110.2329 | 120.276 | 202.2783 | 419.1892 | 120.276 | 69.8911 | 163.5292 | 126.2149 | 114.78 | 137.5081 | 69.2592 | 69.2592 | 113.4831 | 67.0125 | 204.6509 | 296.8859 | 133.3158 | 218.0396 | 126.5003 | 281.2316 | 219.898 | 133.3158 | 126.5003 | 100.2868 | 326.9044 | 219.2522 | 61.9344 | 35.449 | 452.2064 | 95.7867 | 333.5404 | 97.2078 | 441.1253 | 1110.3197 | 52.3771 | 333.2886 | 326.9044 | 459.7447 | 97.2078 | 38.8212 | 406.5786 | 334.9957 | 245.088 | 251.0327 | 0 | 104.9394 | 182.4189 | 597.6589 | 0 | 110.2329 | 149.5207 | 235.9849 | 105.5497 | 148.9336 | 226.7215 | 97.788 | 0 | 0 | 0 | 0 | 0 | 0 | 0 | 0 | 102.9625 | 0 | 191.9242 | 246.5089 | 299.2469 | 195.7331 | 0 | 204.7391 | 64.6073 | 53.0847 | 28.6151 | 952.7327 | 47.4179 | 153.5583 | 62.6299 | 62.6299 | 118.894 | 40.9708 | 64.6073 | 47.4179 | 42.6236 | 42.6236 | 72.8794 | 0 | 0 | 0 | 0 | 40.9708 | 40.9708 | 40.9708 | 65.5974 | 42.6236 | 139.936 | 0 | 0 | 30.4836 | 0 | 0 | 0 | 124.433 | 54.5005 | 159.1696 | 71.0729 | 67.9591 | 30.4836 | 148.0391 | 213.3557 | 42.4804 | 193.9826 | 164.1811 | 717.7707 | 139.8539 | 135.5797 | 168.1664 | 26.7419 | 32.2666 | 32.2666 | 26.7419 | 59.4001 | 99.2461 | 219.6928 | 2300.4216 | 172.7689 | 99.2461 | 93.8321 | 212.4791 | 131.9232 | 110.2497 | 110.6917 | 93.8321 | 203.7887 | 88.2889 | 54.5005 | 54.5005 | 188.2977 | 135.1094 | 0 | 0 | 0 | 32.2666 | 32.2666 | 36.9499 | 0 | 0 | 0 | 0 | 0 | 0 | 26.7419 | 54.5005 | 190.26 | 32.2666 | 41.3797 | 83.6254 | 0 | 0 | 0 | 0 | 0 | 0 | 0 | 0 | 0 | 0 | 0 | 0 | 0 | 0 | 0 | 0 | 0 | 0 | 0 | 0 | 0 | 0 | 0 | 0 | 0 | 0 | 0 | 0 | 0 | 0 | 0 | 0 | 0 | 0 | 0 | 0 | 0 | 0 | 0 | 0 | 0 | 0 | 0 | 0 | 0 | 0 | 0 | 0 | 0 | 0 | 0 | 0 | 0 | 0 | 0 | 0 | 0 | 0 | 0 | 0 | 0 | 0 | 0 | 0 | 0 | 0 | 0 | 0 | 0 | 0 | 0 | 0 | 0 | 0 | 0 | 0 | 0 | 0 | 0 | 0 | 0 | 0 | 0 | 0 | 0 | 0 | 0 | 0 | 0 | 0 | 0 | 0 | 0 | 0 | 0 | 0 | 0 | 0 | 0 | 0 | 0 | 0 | 0 | 0 | 0 | 0 | 0 | 0 | 0 | 2017-01-17 08:00
t0394 | 0 | 153.1251 | 449.0013 | 174.9025 | 51.5788 | 356.3219 | 51.5788 | 585.4907 | 86.0435 | 86.0435 | 2737.9723 | 95.9517 | 98.0293 | 401.4653 | 479.131 | 69.2576 | 95.6197 | 440.5585 | 280.4719 | 403.6369 | 0 | 0 | 555.5846 | 44.9123 | 44.9123 | 44.9123 | 100.694 | 196.65 | 314.7085 | 189.7643 | 440.1999 | 114.8304 | 282.7591 | 254.0509 | 336.9148 | 342.121 | 166.5978 | 630.51 | 432.5236 | 117.7482 | 249.0807 | 343.5819 | 131.9503 | 280.7382 | 549.2688 | 131.9503 | 52.2896 | 352.5992 | 943.1651 | 190.8549 | 234.1937 | 120.8995 | 214.9406 | 52.2896 | 206.2473 | 330.1047 | 117.7538 | 446.4368 | 45.6135 | 208.3998 | 45.6135 | 131.9503 | 196.65 | 78.4072 | 549.2688 | 0 | 0 | 0 | 0 | 0 | 0 | 0 | 0 | 197.9296 | 0 | 0 | 0 | 0 | 311.9831 | 350.5977 | 32.3532 | 42.0193 | 318.2007 | 188.8046 | 15.4953 | 104.377 | 113.7096 | 340.1776 | 187.7235 | 252.8656 | 129.0647 | 32.3532 | 383.9255 | 56.1524 | 330.0762 | 157.0588 | 190.3348 | 58.9058 | 111.4311 | 637.3224 | 30.2716 | 186.626 | 193.829 | 15.4953 | 15.4953 | 84.7244 | 142.0208 | 79.9561 | 159.5525 | 186.2648 | 126.1857 | 135.1336 | 936.6128 | 149.4949 | 104.377 | 93.6992 | 93.6992 | 41.2077 | 66.6672 | 936.6128 | 510.5921 | 172.4619 | 0 | 0 | 0 | 92.888 | 113.7096 | 90.8094 | 449.014 | 111.4311 | 0 | 80.0739 | 66.6672 | 15.4953 | 87.2681 | 34.7508 | 0 | 0 | 0 | 106.2793 | 0 | 0 | 172.5682 | 0 | 40.3514 | 0 | 0 | 244.765 | 95.8644 | 34.7508 | 36.1607 | 36.1607 | 86.6597 | 178.2837 | 248.259 | 169.2363 | 376.4239 | 217.8234 | 138.3474 | 315.7267 | 321.3802 | 195.7221 | 178.6784 | 568.7801 | 220.2147 | 241.7532 | 110.3914 | 103.2484 | 239.183 | 259.7701 | 94.8071 | 103.2484 | 103.2484 | 198.7589 | 110.3914 | 110.3914 | 110.3914 | 213.4079 | 205.0811 | 218.2664 | 167.0761 | 167.0761 | 131.6538 | 240.2224 | 534.4098 | 180.3809 | 140.1487 | 891.7245 | 221.0693 | 140.1487 | 614.6691 | 1271.6628 | 186.0601 | 731.4319 | 494.3165 | 221.0693 | 137.6287 | 78.5351 | 275.2889 | 64.4608 | 64.4608 | 64.4608 | 208.2887 | 273.6145 | 97.8159 | 137.1355 | 268.1319 | 245.6898 | 135.7476 | 135.7476 | 156.6112 | 405.9821 | 64.4608 | 538.4234 | 264 | 446.4511 | 165.2239 | 138.3968 | 480.2126 | 116.5829 | 203.4155 | 116.5829 | 303.0038 | 106.221 | 134.6557 | 78.4072 | 78.4072 | 106.221 | 361.3143 | 312.7411 | 191.1046 | 268.9442 | 136.456 | 106.221 | 855.746 | 223.6354 | 276.377 | 621.3746 | 1086.6212 | 107.8548 | 116.5471 | 212.788 | 425.0114 | 116.5471 | 69.7839 | 165.5289 | 121.2711 | 113.9411 | 141.7291 | 68.549 | 68.549 | 111.3289 | 68.5159 | 210.6797 | 294.3293 | 133.8787 | 203.4155 | 127.392 | 292.3681 | 214.2201 | 133.8787 | 127.392 | 103.6871 | 346.0639 | 213.6711 | 57.7316 | 36.3378 | 447.7751 | 97.1942 | 345.4092 | 99.3694 | 433.8278 | 1097.229 | 51.9313 | 339.5829 | 346.0639 | 480.1923 | 99.3694 | 40.3514 | 340.8966 | 345.8217 | 236.2123 | 230.8559 | 0 | 103.2484 | 179.2358 | 626.2035 | 0 | 107.8548 | 150.4703 | 239.183 | 108.16 | 157.0144 | 222.0173 | 101.4183 | 0 | 0 | 0 | 0 | 0 | 0 | 0 | 0 | 95.8644 | 0 | 185.1685 | 218.3348 | 312.8007 | 200.6043 | 0 | 212.985 | 71.3547 | 54.3413 | 30.2716 | 1040.185 | 47.0406 | 164.9758 | 66.8157 | 66.8157 | 132.8608 | 43.6374 | 71.3547 | 47.0406 | 44.2328 | 44.2328 | 75.4437 | 0 | 0 | 0 | 0 | 43.6374 | 43.6374 | 43.6374 | 67.8791 | 44.2328 | 143.9112 | 0 | 0 | 32.4626 | 0 | 0 | 0 | 129.7649 | 51.8854 | 165.9339 | 66.3627 | 69.6349 | 32.4626 | 142.8291 | 231.2501 | 43.1496 | 186.9656 | 166.5078 | 722.8083 | 139.0812 | 134.6167 | 169.8532 | 26.6847 | 31.9502 | 31.9502 | 26.6847 | 63.1356 | 102.1306 | 223.8143 | 2436.8109 | 187.9424 | 102.1306 | 95.8025 | 231.6652 | 140.6526 | 117.0854 | 119.1028 | 95.8025 | 218.3481 | 91.9321 | 51.8854 | 51.8854 | 194.4824 | 144.4817 | 0 | 0 | 0 | 31.9502 | 31.9502 | 38.7756 | 0 | 0 | 0 | 0 | 0 | 0 | 26.6847 | 51.8854 | 199.9709 | 31.9502 | 41.5423 | 88.2186 | 0 | 0 | 0 | 0 | 0 | 0 | 0 | 0 | 0 | 0 | 0 | 0 | 0 | 0 | 0 | 0 | 0 | 0 | 0 | 0 | 0 | 0 | 0 | 0 | 0 | 0 | 0 | 0 | 0 | 0 | 0 | 0 | 0 | 0 | 0 | 0 | 0 | 0 | 0 | 0 | 0 | 0 | 0 | 0 | 0 | 0 | 0 | 0 | 0 | 0 | 0 | 0 | 0 | 0 | 0 | 0 | 0 | 0 | 0 | 0 | 0 | 0 | 0 | 0 | 0 | 0 | 0 | 0 | 0 | 0 | 0 | 0 | 0 | 0 | 0 | 0 | 0 | 0 | 0 | 0 | 0 | 0 | 0 | 0 | 0 | 0 | 0 | 0 | 0 | 0 | 0 | 0 | 0 | 0 | 0 | 0 | 0 | 0 | 0 | 0 | 0 | 0 | 0 | 0 | 0 | 0 | 0 | 0 | 0 | 2017-01-17 09:00
t0395 | 0 | 151.3054 | 452.4641 | 172.4228 | 52.221 | 359.935 | 52.221 | 552.2788 | 86.9872 | 86.9872 | 2758.5624 | 97.9124 | 96.9084 | 393.8978 | 470.7207 | 67.8374 | 95.5104 | 438.4975 | 280.2114 | 392.2306 | 0 | 0 | 559.1024 | 44.6368 | 44.6368 | 44.6368 | 99.1672 | 194.4641 | 306.3353 | 192.9 | 440.1141 | 115.2416 | 276.5703 | 247.7681 | 334.048 | 341.8595 | 164.0021 | 602.8116 | 423.0939 | 116.2779 | 241.557 | 341.5663 | 129.8461 | 276.4087 | 541.346 | 129.8461 | 51.4528 | 348.3078 | 928.7117 | 186.4328 | 233.7488 | 120.559 | 210.8738 | 51.4528 | 203.603 | 321.6291 | 115.829 | 446.4417 | 45.6987 | 202.97 | 45.6987 | 129.8461 | 194.4641 | 77.7699 | 541.346 | 0 | 0 | 0 | 0 | 0 | 0 | 0 | 0 | 195.9513 | 0 | 0 | 0 | 0 | 309.3141 | 348.583 | 32.0064 | 42.4666 | 322.7857 | 188.1288 | 15.5792 | 104.8186 | 113.7677 | 340.2543 | 186.3248 | 250.5884 | 130.9944 | 32.0064 | 390.3939 | 56.3488 | 331.0709 | 157.669 | 189.2956 | 58.9165 | 111.4408 | 642.381 | 30.7802 | 186.0471 | 195.0482 | 15.5792 | 15.5792 | 85.7888 | 140.5422 | 80.0331 | 159.8873 | 185.05 | 129.6525 | 140.8757 | 962.2212 | 152.1406 | 104.8186 | 93.4033 | 93.4033 | 41.3153 | 68.1532 | 962.2212 | 518.8504 | 170.9538 | 0 | 0 | 0 | 92.3894 | 113.7677 | 90.4087 | 451.2518 | 111.4408 | 0 | 79.7004 | 68.1532 | 15.5792 | 88.7188 | 35.2997 | 0 | 0 | 0 | 105.9659 | 0 | 0 | 172.7585 | 0 | 40.824 | 0 | 0 | 243.6063 | 93.7104 | 35.2997 | 36.1269 | 36.1269 | 87.7675 | 179.7435 | 251.4471 | 169.7145 | 376.9172 | 215.9981 | 138.4858 | 314.7316 | 325.2318 | 197.9744 | 178.7243 | 581.3484 | 219.5072 | 245.5611 | 109.8334 | 102.7991 | 240.3897 | 262.6823 | 95.5927 | 102.7991 | 102.7991 | 202.1748 | 109.8334 | 109.8334 | 109.8334 | 215.8669 | 204.3737 | 221.7751 | 168.2959 | 168.2959 | 132.8317 | 245.2717 | 533.3933 | 177.2992 | 142.78 | 914.312 | 221.2657 | 142.78 | 636.0276 | 1291.9064 | 189.2329 | 743.5462 | 496.8498 | 221.2657 | 139.0557 | 78.9574 | 279.52 | 64.1702 | 64.1702 | 64.1702 | 210.6387 | 280.088 | 99.8388 | 133.3427 | 267.5271 | 242.7896 | 133.7672 | 133.7672 | 157.1866 | 396.2595 | 64.1702 | 545.1716 | 261.8365 | 443.2647 | 163.5778 | 137.6639 | 492.6146 | 116.7213 | 199.0547 | 116.7213 | 304.3392 | 107.4656 | 134.0345 | 77.7699 | 77.7699 | 107.4656 | 352.7055 | 307.0821 | 192.2185 | 272.125 | 134.4426 | 107.4656 | 831.5764 | 222.2169 | 280.534 | 629.0557 | 1109.2676 | 107.1783 | 115.4584 | 216.1678 | 427.1647 | 115.4584 | 69.7642 | 166.2611 | 119.8137 | 113.7375 | 143.1023 | 68.378 | 68.378 | 110.7508 | 69.0215 | 212.8791 | 293.8156 | 134.1151 | 199.0547 | 127.7659 | 296.1583 | 212.5708 | 134.1151 | 127.7659 | 104.7622 | 352.4854 | 212.1031 | 56.4475 | 36.6124 | 446.5944 | 97.6651 | 349.3232 | 100.0785 | 431.6745 | 1094.6112 | 51.7993 | 341.5301 | 352.4854 | 487.0747 | 100.0785 | 40.824 | 320.9087 | 349.3954 | 233.6875 | 224.7796 | 0 | 102.7991 | 178.2938 | 636.6612 | 0 | 107.1783 | 150.8675 | 240.3897 | 109.1071 | 159.5079 | 220.6475 | 102.5901 | 0 | 0 | 0 | 0 | 0 | 0 | 0 | 0 | 93.7104 | 0 | 183.1788 | 209.7453 | 317.3925 | 202.3549 | 0 | 215.6472 | 73.4693 | 54.7466 | 30.7802 | 1068.4996 | 46.9421 | 168.7045 | 68.129 | 68.129 | 137.2391 | 44.4837 | 73.4693 | 46.9421 | 44.731 | 44.731 | 76.251 | 0 | 0 | 0 | 0 | 44.4837 | 44.4837 | 44.4837 | 68.6082 | 44.731 | 145.192 | 0 | 0 | 33.1168 | 0 | 0 | 0 | 131.4682 | 51.1101 | 168.1478 | 64.9799 | 70.1823 | 33.1168 | 141.2841 | 237.0891 | 43.3618 | 184.9401 | 167.3573 | 725.2535 | 138.9128 | 134.39 | 170.4756 | 26.6826 | 31.8673 | 31.8673 | 26.6826 | 64.3251 | 103.092 | 225.1852 | 2483.735 | 192.7909 | 103.092 | 96.4842 | 238.0098 | 143.4354 | 119.2146 | 121.7726 | 96.4842 | 223.0215 | 93.1605 | 51.1101 | 51.1101 | 196.4717 | 147.5391 | 0 | 0 | 0 | 31.8673 | 31.8673 | 39.3574 | 0 | 0 | 0 | 0 | 0 | 0 | 26.6826 | 51.1101 | 203.1455 | 31.8673 | 41.6136 | 89.6568 | 0 | 0 | 0 | 0 | 0 | 0 | 0 | 0 | 0 | 0 | 0 | 0 | 0 | 0 | 0 | 0 | 0 | 0 | 0 | 0 | 0 | 0 | 0 | 0 | 0 | 0 | 0 | 0 | 0 | 0 | 0 | 0 | 0 | 0 | 0 | 0 | 0 | 0 | 0 | 0 | 0 | 0 | 0 | 0 | 0 | 0 | 0 | 0 | 0 | 0 | 0 | 0 | 0 | 0 | 0 | 0 | 0 | 0 | 0 | 0 | 0 | 0 | 0 | 0 | 0 | 0 | 0 | 0 | 0 | 0 | 0 | 0 | 0 | 0 | 0 | 0 | 0 | 0 | 0 | 0 | 0 | 0 | 0 | 0 | 0 | 0 | 0 | 0 | 0 | 0 | 0 | 0 | 0 | 0 | 0 | 0 | 0 | 0 | 0 | 0 | 0 | 0 | 0 | 0 | 0 | 0 | 0 | 0 | 0 | 2017-01-17 10:00
t0396 | 0 | 148.6843 | 451.911 | 169.1613 | 52.3711 | 360.2267 | 52.3711 | 521.206 | 87.06 | 87.06 | 2751.5047 | 98.7803 | 95.318 | 384.7442 | 460.4872 | 66.2087 | 94.7356 | 433.6279 | 277.9734 | 380.1244 | 0 | 0 | 557.7371 | 44.0974 | 44.0974 | 44.0974 | 97.2045 | 191.2648 | 297.2945 | 193.8054 | 436.6363 | 114.7267 | 269.5382 | 240.8731 | 329.3254 | 339.1622 | 160.7316 | 575.7869 | 412.144 | 114.2441 | 233.6792 | 337.3681 | 127.1802 | 270.8589 | 530.4181 | 127.1802 | 50.4194 | 342.2939 | 910.1517 | 181.4897 | 231.6162 | 119.4247 | 206.0408 | 50.4194 | 200.0009 | 312.42 | 113.4425 | 443.0592 | 45.4452 | 197.0867 | 45.4452 | 127.1802 | 191.2648 | 76.6844 | 530.4181 | 0 | 0 | 0 | 0 | 0 | 0 | 0 | 0 | 192.9349 | 0 | 0 | 0 | 0 | 304.8716 | 344.4521 | 31.5049 | 42.5519 | 324.1455 | 186.29 | 15.5408 | 104.4592 | 113.0621 | 337.7923 | 183.8299 | 246.9334 | 131.6447 | 31.5049 | 392.6469 | 56.1289 | 329.4633 | 157.0894 | 187.1506 | 58.5266 | 110.6823 | 641.7242 | 30.9897 | 184.2823 | 194.6901 | 15.5408 | 15.5408 | 86.0465 | 138.335 | 79.545 | 159.0577 | 182.7297 | 131.4627 | 144.3814 | 975.4671 | 153.2623 | 104.4592 | 92.5246 | 92.5246 | 41.1204 | 68.878 | 975.4671 | 521.6242 | 168.5669 | 0 | 0 | 0 | 91.3583 | 113.0621 | 89.4598 | 449.8586 | 110.6823 | 0 | 78.851 | 68.878 | 15.5408 | 89.2421 | 35.4951 | 0 | 0 | 0 | 104.9554 | 0 | 0 | 171.6739 | 0 | 40.934 | 0 | 0 | 240.9293 | 91.2926 | 35.4951 | 35.8472 | 35.8472 | 88.0894 | 179.6589 | 252.2097 | 168.9219 | 374.4304 | 212.9563 | 137.5981 | 311.6742 | 325.7918 | 198.3812 | 177.49 | 586.597 | 217.3347 | 246.9028 | 108.5478 | 101.6773 | 239.5616 | 263.2053 | 95.5487 | 101.6773 | 101.6773 | 203.4318 | 108.5478 | 108.5478 | 108.5478 | 216.3122 | 202.2777 | 223.0175 | 168.09 | 168.09 | 132.832 | 247.4677 | 528.6425 | 173.464 | 143.8716 | 924.4781 | 219.7532 | 143.8716 | 648.0165 | 1297.4471 | 190.4724 | 747.5815 | 495.2184 | 219.7532 | 139.1711 | 78.7362 | 281.0104 | 63.4801 | 63.4801 | 63.4801 | 211.073 | 283.2179 | 100.7827 | 129.3198 | 265.112 | 238.683 | 131.1795 | 131.1795 | 156.4926 | 385.5514 | 63.4801 | 546.5923 | 258.1841 | 437.4701 | 161.0643 | 136.1048 | 498.6827 | 115.9923 | 194.028 | 115.9923 | 303.1151 | 107.6767 | 132.5145 | 76.6844 | 76.6844 | 107.6767 | 343.0385 | 300.2199 | 191.6715 | 272.6541 | 131.8066 | 107.6767 | 805.5998 | 219.4639 | 281.6745 | 630.3054 | 1118.0225 | 105.8553 | 113.7398 | 217.3467 | 425.7304 | 113.7398 | 69.2669 | 165.6374 | 117.7598 | 112.7574 | 143.1959 | 67.736 | 67.736 | 109.4581 | 68.9323 | 212.9401 | 291.1773 | 133.35 | 194.028 | 127.1237 | 296.9421 | 209.7058 | 133.35 | 127.1237 | 104.9104 | 354.8973 | 209.2622 | 55.01 | 36.5895 | 442.4624 | 97.3594 | 349.94 | 99.9457 | 426.928 | 1083.8596 | 51.3383 | 340.8139 | 354.8973 | 488.9005 | 99.9457 | 40.934 | 302.2154 | 349.7508 | 229.869 | 218.1837 | 0 | 101.6773 | 176.2909 | 639.4454 | 0 | 105.8553 | 150.0841 | 239.5616 | 109.0199 | 160.4663 | 217.9743 | 102.8091 | 0 | 0 | 0 | 0 | 0 | 0 | 0 | 0 | 91.2926 | 0 | 180.2411 | 201.2427 | 318.6376 | 202.2016 | 0 | 216.2616 | 74.6693 | 54.6929 | 30.9897 | 1083.2106 | 46.5301 | 170.4265 | 68.7216 | 68.7216 | 139.8228 | 44.8533 | 74.6693 | 46.5301 | 44.8344 | 44.8344 | 76.3816 | 0 | 0 | 0 | 0 | 44.8533 | 44.8533 | 44.8533 | 68.7185 | 44.8344 | 145.2109 | 0 | 0 | 33.3886 | 0 | 0 | 0 | 131.9203 | 50.1065 | 168.7087 | 63.3536 | 70.1293 | 33.3886 | 139.0192 | 239.972 | 43.2378 | 181.922 | 166.8074 | 721.5807 | 137.779 | 133.2388 | 169.7457 | 26.4876 | 31.5723 | 31.5723 | 26.4876 | 64.8291 | 103.1188 | 224.6996 | 2500.9958 | 195.2977 | 103.1188 | 96.3255 | 241.2043 | 144.6591 | 120.1298 | 123.0631 | 96.3255 | 225.1695 | 93.4427 | 50.1065 | 50.1065 | 196.6992 | 148.8919 | 0 | 0 | 0 | 31.5723 | 31.5723 | 39.5504 | 0 | 0 | 0 | 0 | 0 | 0 | 26.4876 | 50.1065 | 204.2084 | 31.5723 | 41.3731 | 90.207 | 0 | 0 | 0 | 0 | 0 | 0 | 0 | 0 | 0 | 0 | 0 | 0 | 0 | 0 | 0 | 0 | 0 | 0 | 0 | 0 | 0 | 0 | 0 | 0 | 0 | 0 | 0 | 0 | 0 | 0 | 0 | 0 | 0 | 0 | 0 | 0 | 0 | 0 | 0 | 0 | 0 | 0 | 0 | 0 | 0 | 0 | 0 | 0 | 0 | 0 | 0 | 0 | 0 | 0 | 0 | 0 | 0 | 0 | 0 | 0 | 0 | 0 | 0 | 0 | 0 | 0 | 0 | 0 | 0 | 0 | 0 | 0 | 0 | 0 | 0 | 0 | 0 | 0 | 0 | 0 | 0 | 0 | 0 | 0 | 0 | 0 | 0 | 0 | 0 | 0 | 0 | 0 | 0 | 0 | 0 | 0 | 0 | 0 | 0 | 0 | 0 | 0 | 0 | 0 | 0 | 0 | 0 | 0 | 0 | 2017-01-17 11:00
t0397 | 0 | 147.0819 | 450.8895 | 167.9478 | 52.5672 | 360.1745 | 52.5672 | 507.2642 | 86.3236 | 86.3236 | 2700.7004 | 99.0238 | 95.0156 | 379.175 | 456.6501 | 65.7915 | 94.5652 | 431.6786 | 277.3028 | 375.3278 | 0 | 0 | 555.3473 | 44.0077 | 44.0077 | 44.0077 | 96.4007 | 189.8734 | 293.4542 | 191.1281 | 432.6299 | 114.4189 | 266.7708 | 238.2042 | 327.9442 | 338.1921 | 159.8241 | 562.7502 | 404.8872 | 113.5181 | 230.3262 | 334.7311 | 125.9472 | 268.3346 | 518.715 | 125.9472 | 50.2753 | 339.9711 | 901.8512 | 179.5441 | 229.879 | 119.25 | 204.1435 | 50.2753 | 198.9185 | 308.8584 | 112.7381 | 439.9855 | 45.4859 | 194.732 | 45.4859 | 125.9472 | 189.8734 | 76.2313 | 518.715 | 0 | 0 | 0 | 0 | 0 | 0 | 0 | 0 | 191.9527 | 0 | 0 | 0 | 0 | 302.8008 | 343.3983 | 31.4779 | 43.0144 | 324.6406 | 186.6284 | 15.62 | 104.9361 | 113.7975 | 336.2468 | 182.8087 | 245.7261 | 132.4471 | 31.4779 | 391.6407 | 56.4612 | 328.8297 | 157.8568 | 187.3279 | 58.7826 | 110.991 | 640.4956 | 31.3591 | 184.3908 | 195.5496 | 15.62 | 15.62 | 86.4193 | 137.6735 | 79.7875 | 159.587 | 181.992 | 131.4579 | 144.1623 | 974.1574 | 154.8491 | 104.9361 | 92.7346 | 92.7346 | 41.2963 | 69.3918 | 974.1574 | 520.9119 | 168.7051 | 0 | 0 | 0 | 91.5671 | 113.7975 | 89.5486 | 450.4072 | 110.991 | 0 | 78.9693 | 69.3918 | 15.62 | 89.3749 | 35.6754 | 0 | 0 | 0 | 104.7699 | 0 | 0 | 171.5204 | 0 | 41.3027 | 0 | 0 | 240.3782 | 90.4887 | 35.6754 | 35.882 | 35.882 | 89.0622 | 180.1905 | 252.6681 | 169.3637 | 371.6186 | 211.9196 | 137.3791 | 311.0479 | 323.4933 | 198.8676 | 177.4198 | 579.4228 | 216.4946 | 248.0363 | 107.611 | 101.1273 | 238.5277 | 264.4384 | 95.7472 | 101.1273 | 101.1273 | 203.4308 | 107.611 | 107.611 | 107.611 | 216.8324 | 201.02 | 223.7128 | 168.4381 | 168.4381 | 133.0175 | 246.9034 | 526.2642 | 171.3584 | 144.3016 | 908.9951 | 218.3838 | 144.3016 | 643.6896 | 1280.4989 | 191.5907 | 744.3832 | 493.7522 | 218.3838 | 138.8552 | 78.8094 | 282.9064 | 63.3842 | 63.3842 | 63.3842 | 212.1074 | 283.4638 | 101.5819 | 128.041 | 264.4968 | 237.2507 | 130.0628 | 130.0628 | 156.0283 | 382.1378 | 63.3842 | 546.1742 | 256.8776 | 435.4472 | 160.2495 | 135.9993 | 495.8938 | 115.8331 | 191.5044 | 115.8331 | 301.4762 | 107.5722 | 131.3952 | 76.2313 | 76.2313 | 107.5722 | 337.6664 | 297.0297 | 190.8158 | 272.0057 | 130.4505 | 107.5722 | 791.0722 | 218.6004 | 279.7012 | 625.6501 | 1101.4858 | 105.422 | 113.1345 | 218.0163 | 424.3033 | 113.1345 | 69.4312 | 165.327 | 116.9601 | 112.559 | 143.5496 | 67.4194 | 67.4194 | 108.7273 | 68.9526 | 210.7222 | 289.0823 | 133.3263 | 191.5044 | 126.6902 | 295.5477 | 208.8618 | 133.3263 | 126.6902 | 105.507 | 352.902 | 207.8301 | 54.639 | 36.8631 | 441.9027 | 97.5642 | 350.0697 | 100.1867 | 426.9848 | 1071.0384 | 51.4679 | 343.1165 | 352.902 | 486.9606 | 100.1867 | 41.3027 | 292.817 | 349.9738 | 227.4605 | 215.1578 | 0 | 101.1273 | 176.2995 | 626.6684 | 0 | 105.422 | 149.7032 | 238.5277 | 108.2012 | 162.1693 | 217.5259 | 103.1225 | 0 | 0 | 0 | 0 | 0 | 0 | 0 | 0 | 90.4887 | 0 | 179.2212 | 197.7379 | 316.9795 | 200.8611 | 0 | 216.8854 | 75.4294 | 54.8968 | 31.3591 | 1083.0918 | 46.5011 | 170.1789 | 69.2842 | 69.2842 | 141.3132 | 45.1055 | 75.4294 | 46.5011 | 45.2157 | 45.2157 | 76.8583 | 0 | 0 | 0 | 0 | 45.1055 | 45.1055 | 45.1055 | 69.0208 | 45.2157 | 145.7376 | 0 | 0 | 33.2725 | 0 | 0 | 0 | 132.4951 | 49.6758 | 168.8295 | 62.2928 | 70.3072 | 33.2725 | 138.3551 | 239.5103 | 43.4567 | 180.36 | 166.349 | 715.2832 | 137.5356 | 132.9473 | 169.5712 | 26.4275 | 31.5158 | 31.5158 | 26.4275 | 65.1435 | 103.1192 | 225.1023 | 2472.6118 | 196.0581 | 103.1192 | 96.1595 | 239.6568 | 145.3279 | 121.2656 | 123.7631 | 96.1595 | 225.8357 | 93.1018 | 49.6758 | 49.6758 | 197.4178 | 148.7705 | 0 | 0 | 0 | 31.5158 | 31.5158 | 39.738 | 0 | 0 | 0 | 0 | 0 | 0 | 26.4275 | 49.6758 | 204.2442 | 31.5158 | 41.3447 | 90.9281 | 0 | 0 | 0 | 0 | 0 | 0 | 0 | 0 | 0 | 0 | 0 | 0 | 0 | 0 | 0 | 0 | 0 | 0 | 0 | 0 | 0 | 0 | 0 | 0 | 0 | 0 | 0 | 0 | 0 | 0 | 0 | 0 | 0 | 0 | 0 | 0 | 0 | 0 | 0 | 0 | 0 | 0 | 0 | 0 | 0 | 0 | 0 | 0 | 0 | 0 | 0 | 0 | 0 | 0 | 0 | 0 | 0 | 0 | 0 | 0 | 0 | 0 | 0 | 0 | 0 | 0 | 0 | 0 | 0 | 0 | 0 | 0 | 0 | 0 | 0 | 0 | 0 | 0 | 0 | 0 | 0 | 0 | 0 | 0 | 0 | 0 | 0 | 0 | 0 | 0 | 0 | 0 | 0 | 0 | 0 | 0 | 0 | 0 | 0 | 0 | 0 | 0 | 0 | 0 | 0 | 0 | 0 | 0 | 0 | 2017-01-17 12:00
t0398 | 0 | 146.2888 | 443.6394 | 168.1896 | 51.8464 | 354.404 | 51.8464 | 522.6414 | 84.0034 | 84.0034 | 2604.5813 | 96.7344 | 95.313 | 378.4262 | 458.4099 | 66.4227 | 93.9671 | 429.1901 | 275.2841 | 379.5133 | 0 | 0 | 545.8577 | 43.9512 | 43.9512 | 43.9512 | 96.5204 | 189.4802 | 296.0524 | 183.6628 | 425.6454 | 113.0088 | 268.5062 | 240.308 | 327.5274 | 335.4915 | 160.5925 | 573.1535 | 403.944 | 113.5785 | 232.9564 | 331.9055 | 126.0016 | 268.4115 | 510.3284 | 126.0016 | 50.7053 | 339.8601 | 902.2252 | 180.8814 | 227.047 | 118.7544 | 205.0349 | 50.7053 | 199.3196 | 311.8097 | 113.3019 | 433.9699 | 45.1997 | 196.5533 | 45.1997 | 126.0016 | 189.4802 | 75.9479 | 510.3284 | 0 | 0 | 0 | 0 | 0 | 0 | 0 | 0 | 191.816 | 0 | 0 | 0 | 0 | 301.498 | 342.3974 | 31.6374 | 42.8633 | 318.6965 | 186.7252 | 15.5419 | 104.4736 | 113.9923 | 332.5238 | 182.0714 | 245.3443 | 130.6707 | 31.6374 | 381.5968 | 56.3447 | 325.2688 | 157.2763 | 187.6092 | 58.7569 | 110.7468 | 630.3143 | 31.0968 | 184.1271 | 194.2402 | 15.5419 | 15.5419 | 85.2846 | 137.6885 | 79.5633 | 159.0026 | 181.4028 | 127.1304 | 137.142 | 940.6675 | 153.1332 | 104.4736 | 92.7907 | 92.7907 | 41.1693 | 68.0766 | 940.6675 | 508.6529 | 169.5292 | 0 | 0 | 0 | 91.8393 | 113.9923 | 89.5877 | 446.293 | 110.7468 | 0 | 79.0721 | 68.0766 | 15.5419 | 87.5379 | 35.1243 | 0 | 0 | 0 | 104.3115 | 0 | 0 | 170.2145 | 0 | 41.0235 | 0 | 0 | 239.636 | 91.2939 | 35.1243 | 35.7647 | 35.7647 | 88.5777 | 178.3255 | 248.5245 | 168.4736 | 365.773 | 211.4513 | 136.2344 | 309.665 | 315.0156 | 196.0226 | 176.3313 | 554.7147 | 215.0694 | 244.0705 | 106.5036 | 100.3989 | 234.76 | 261.4348 | 94.6465 | 100.3989 | 100.3989 | 198.7724 | 106.5036 | 106.5036 | 106.5036 | 213.715 | 199.1846 | 219.6717 | 166.6695 | 166.6695 | 131.2916 | 239.642 | 521.6697 | 171.1539 | 141.2897 | 862.2416 | 215.3807 | 141.2897 | 612.8433 | 1232.4492 | 188.5733 | 723.9601 | 486.7132 | 215.3807 | 136.2452 | 78.0305 | 279.213 | 63.2314 | 63.2314 | 63.2314 | 209.7373 | 275.4794 | 99.871 | 129.7891 | 262.9715 | 237.2977 | 130.1034 | 130.1034 | 154.0375 | 386.1681 | 63.2314 | 535.7002 | 256.2001 | 434.024 | 160.136 | 135.9039 | 476.9965 | 114.8752 | 192.0297 | 114.8752 | 296.5191 | 105.5709 | 130.0091 | 75.9479 | 75.9479 | 105.5709 | 338.4597 | 297.5493 | 187.613 | 266.4563 | 130.2403 | 105.5709 | 794.803 | 217.877 | 271.526 | 608.7635 | 1052.3856 | 105.0452 | 112.9422 | 214.1098 | 418.0814 | 112.9422 | 69.2714 | 163.3046 | 116.9013 | 111.9288 | 141.7623 | 66.8592 | 66.8592 | 107.8784 | 68.0776 | 204.6698 | 285.5792 | 132.3323 | 192.0297 | 125.104 | 288.354 | 208.4546 | 132.3323 | 125.104 | 104.5228 | 341.9464 | 206.6482 | 55.2432 | 36.7016 | 440.0854 | 96.789 | 344.2552 | 99.192 | 426.9905 | 1052.8205 | 51.4808 | 341.9587 | 341.9464 | 474.8665 | 99.192 | 41.0235 | 300.9468 | 344.6247 | 226.0148 | 216.7488 | 0 | 100.3989 | 176.3395 | 597.2778 | 0 | 105.0452 | 148.0305 | 234.76 | 105.6622 | 160.7098 | 217.2486 | 101.7154 | 0 | 0 | 0 | 0 | 0 | 0 | 0 | 0 | 91.2939 | 0 | 179.1206 | 201.475 | 308.5228 | 196.3673 | 0 | 213.6786 | 73.718 | 54.4192 | 31.0968 | 1047.6027 | 46.3185 | 165.0825 | 68.2072 | 68.2072 | 137.7512 | 44.2787 | 73.718 | 46.3185 | 44.9034 | 44.9034 | 76.1661 | 0 | 0 | 0 | 0 | 44.2787 | 44.2787 | 44.2787 | 68.246 | 44.9034 | 144.2393 | 0 | 0 | 32.2739 | 0 | 0 | 0 | 130.685 | 49.7059 | 165.7544 | 62.1427 | 69.5677 | 32.2739 | 138.4326 | 231.5874 | 43.2599 | 179.6494 | 164.0236 | 701.426 | 136.6807 | 132.1211 | 167.801 | 26.2158 | 31.3652 | 31.3652 | 26.2158 | 63.9242 | 101.5614 | 222.9351 | 2376.8024 | 190.8473 | 101.5614 | 94.7338 | 229.9223 | 142.4348 | 119.7358 | 121.1413 | 94.7338 | 220.5352 | 90.916 | 49.7059 | 49.7059 | 195.1293 | 144.6381 | 0 | 0 | 0 | 31.3652 | 31.3652 | 39.1393 | 0 | 0 | 0 | 0 | 0 | 0 | 26.2158 | 49.7059 | 199.8763 | 31.3652 | 41.0136 | 89.7917 | 0 | 0 | 0 | 0 | 0 | 0 | 0 | 0 | 0 | 0 | 0 | 0 | 0 | 0 | 0 | 0 | 0 | 0 | 0 | 0 | 0 | 0 | 0 | 0 | 0 | 0 | 0 | 0 | 0 | 0 | 0 | 0 | 0 | 0 | 0 | 0 | 0 | 0 | 0 | 0 | 0 | 0 | 0 | 0 | 0 | 0 | 0 | 0 | 0 | 0 | 0 | 0 | 0 | 0 | 0 | 0 | 0 | 0 | 0 | 0 | 0 | 0 | 0 | 0 | 0 | 0 | 0 | 0 | 0 | 0 | 0 | 0 | 0 | 0 | 0 | 0 | 0 | 0 | 0 | 0 | 0 | 0 | 0 | 0 | 0 | 0 | 0 | 0 | 0 | 0 | 0 | 0 | 0 | 0 | 0 | 0 | 0 | 0 | 0 | 0 | 0 | 0 | 0 | 0 | 0 | 0 | 0 | 0 | 0 | 2017-01-17 13:00
t0399 | 0 | 151.3912 | 435.5128 | 175.9301 | 50.5033 | 346.1199 | 50.5033 | 614.5025 | 80.9899 | 80.9899 | 2507.7854 | 91.7416 | 99.2365 | 398.9233 | 484.0373 | 70.9082 | 94.898 | 437.0023 | 277.6417 | 412.7064 | 0 | 0 | 536.932 | 45.0688 | 45.0688 | 45.0688 | 101.1671 | 196.2976 | 320.2195 | 172.6131 | 425.1122 | 112.3416 | 286.8561 | 258.8211 | 337.6 | 338.0274 | 168.9581 | 649.3806 | 428.5843 | 118.2758 | 254.5035 | 338.0325 | 132.2129 | 281.2805 | 526.4034 | 132.2129 | 53.5533 | 353.4195 | 945.3743 | 193.9365 | 228.4261 | 120.5995 | 217.2444 | 53.5533 | 207.9669 | 336.7233 | 119.4235 | 434.2303 | 45.3541 | 212.4089 | 45.3541 | 132.2129 | 196.2976 | 78.0557 | 526.4034 | 0 | 0 | 0 | 0 | 0 | 0 | 0 | 0 | 198.4526 | 0 | 0 | 0 | 0 | 310.0015 | 350.3144 | 32.9409 | 42.3349 | 307.7057 | 190.7203 | 15.4964 | 104.4875 | 115.5475 | 333.3706 | 186.7955 | 253.104 | 126.6567 | 32.9409 | 363.692 | 56.562 | 324.2034 | 157.519 | 192.5606 | 59.4856 | 111.9648 | 618.5799 | 30.1813 | 187.5542 | 193.0071 | 15.4964 | 15.4964 | 83.1044 | 142.68 | 80.2445 | 159.8534 | 185.859 | 117.4702 | 120.3073 | 867.9509 | 147.9389 | 104.4875 | 94.698 | 94.698 | 41.3669 | 64.604 | 867.9509 | 486.5879 | 175.7367 | 0 | 0 | 0 | 94.3633 | 115.5475 | 91.6614 | 443.6632 | 111.9648 | 0 | 81.0065 | 64.604 | 15.4964 | 83.9249 | 33.914 | 0 | 0 | 0 | 105.942 | 0 | 0 | 170.8685 | 0 | 40.3007 | 0 | 0 | 244.6015 | 97.8345 | 33.914 | 36.2022 | 36.2022 | 86.9372 | 175.8647 | 241.2279 | 168.8657 | 364.2436 | 217.7189 | 136.6975 | 314.6233 | 303.249 | 191.2119 | 177.5717 | 512.7576 | 218.1269 | 235.5506 | 108.0979 | 102.0237 | 231.8603 | 255.9314 | 93.217 | 102.0237 | 102.0237 | 189.8661 | 108.0979 | 108.0979 | 108.0979 | 208.4486 | 201.6607 | 211.4016 | 164.6555 | 164.6555 | 128.9394 | 225.4221 | 526.5588 | 179.8167 | 134.7956 | 782.9332 | 215.0791 | 134.7956 | 547.2894 | 1161.8607 | 181.5394 | 689.0884 | 481.3339 | 215.0791 | 132.6243 | 77.4504 | 270.498 | 64.5484 | 64.5484 | 64.5484 | 205.3289 | 258.0307 | 95.3109 | 141.1966 | 266.3503 | 246.6724 | 136.0916 | 136.0916 | 153.0338 | 415.7073 | 64.5484 | 518.8391 | 263.5918 | 445.2725 | 165.6655 | 139.1768 | 439.636 | 115.2258 | 204.3649 | 115.2258 | 293.0808 | 102.4873 | 131.7959 | 78.0557 | 78.0557 | 102.4873 | 362.0542 | 314.0474 | 184.8021 | 258.1378 | 136.0734 | 102.4873 | 860.359 | 223.1283 | 258.8071 | 585.0596 | 973.3318 | 107.5359 | 116.5857 | 206.1641 | 413.3502 | 116.5857 | 70.0821 | 162.0592 | 121.5064 | 113.269 | 139.0748 | 67.599 | 67.599 | 109.7679 | 67.1009 | 197.1798 | 287.269 | 132.6708 | 204.3649 | 124.5166 | 277.5309 | 214.362 | 132.6708 | 124.5166 | 102.7098 | 322.7928 | 211.6556 | 59.2656 | 36.4518 | 446.7667 | 96.3556 | 335.154 | 98.0821 | 437.2312 | 1055.7931 | 52.4536 | 341.2537 | 322.7928 | 455.4482 | 98.0821 | 40.3007 | 355.0329 | 336.6781 | 233.0851 | 234.0449 | 0 | 102.0237 | 180.7156 | 556.1532 | 0 | 107.5359 | 147.617 | 231.8603 | 102.729 | 156.173 | 222.7918 | 99.2753 | 0 | 0 | 0 | 0 | 0 | 0 | 0 | 0 | 97.8345 | 0 | 185.6468 | 225.8898 | 295.1065 | 191.14 | 0 | 207.8961 | 68.6163 | 53.8373 | 30.1813 | 968.6961 | 46.9743 | 154.6659 | 65.3217 | 65.3217 | 126.9752 | 42.3034 | 68.6163 | 46.9743 | 44.1468 | 44.1468 | 74.8165 | 0 | 0 | 0 | 0 | 42.3034 | 42.3034 | 42.3034 | 66.8842 | 44.1468 | 142.044 | 0 | 0 | 30.3954 | 0 | 0 | 0 | 127.1247 | 52.0468 | 160.418 | 65.7837 | 68.6441 | 30.3954 | 143.6327 | 214.973 | 43.1982 | 185.7065 | 162.2622 | 692.8879 | 138.0681 | 133.5992 | 167.0782 | 26.3741 | 31.8195 | 31.8195 | 26.3741 | 61.1179 | 99.4327 | 220.9786 | 2220.9592 | 178.2716 | 99.4327 | 93.2328 | 210.5629 | 135.7393 | 115.3743 | 114.6525 | 93.2328 | 208.6444 | 87.5067 | 52.0468 | 52.0468 | 191.3735 | 136.2614 | 0 | 0 | 0 | 31.8195 | 31.8195 | 37.8687 | 0 | 0 | 0 | 0 | 0 | 0 | 26.3741 | 52.0468 | 191.7638 | 31.8195 | 41.1018 | 86.8698 | 0 | 0 | 0 | 0 | 0 | 0 | 0 | 0 | 0 | 0 | 0 | 0 | 0 | 0 | 0 | 0 | 0 | 0 | 0 | 0 | 0 | 0 | 0 | 0 | 0 | 0 | 0 | 0 | 0 | 0 | 0 | 0 | 0 | 0 | 0 | 0 | 0 | 0 | 0 | 0 | 0 | 0 | 0 | 0 | 0 | 0 | 0 | 0 | 0 | 0 | 0 | 0 | 0 | 0 | 0 | 0 | 0 | 0 | 0 | 0 | 0 | 0 | 0 | 0 | 0 | 0 | 0 | 0 | 0 | 0 | 0 | 0 | 0 | 0 | 0 | 0 | 0 | 0 | 0 | 0 | 0 | 0 | 0 | 0 | 0 | 0 | 0 | 0 | 0 | 0 | 0 | 0 | 0 | 0 | 0 | 0 | 0 | 0 | 0 | 0 | 0 | 0 | 0 | 0 | 0 | 0 | 0 | 0 | 0 | 2017-01-17 14:00
t0400 | 0 | 156.9314 | 428.5234 | 184.1926 | 49.2908 | 338.7316 | 49.2908 | 708.5351 | 78.1769 | 78.1769 | 2417.0707 | 86.9707 | 103.4533 | 420.6105 | 511.1243 | 75.6124 | 96.0929 | 446.0471 | 280.7689 | 447.2058 | 0 | 0 | 529.4105 | 46.3158 | 46.3158 | 46.3158 | 106.1146 | 203.6864 | 345.3903 | 161.9589 | 425.7217 | 111.9761 | 306.088 | 278.141 | 348.6493 | 341.4978 | 177.8314 | 727.785 | 454.5141 | 123.3213 | 276.861 | 345.1091 | 138.8176 | 294.9846 | 543.9674 | 138.8176 | 56.5639 | 368.0158 | 991.3302 | 207.5914 | 230.4305 | 122.7842 | 230.1126 | 56.5639 | 217.2296 | 362.6911 | 125.905 | 435.6665 | 45.6335 | 228.9299 | 45.6335 | 138.8176 | 203.6864 | 80.3875 | 543.9674 | 0 | 0 | 0 | 0 | 0 | 0 | 0 | 0 | 205.6669 | 0 | 0 | 0 | 0 | 319.3942 | 359.2312 | 34.3421 | 41.9208 | 297.4917 | 195.2613 | 15.4933 | 104.7886 | 117.4303 | 335.1269 | 192.054 | 261.5964 | 122.9677 | 34.3421 | 346.6701 | 56.9364 | 324.0147 | 158.1961 | 198.0681 | 60.382 | 113.4971 | 608.4603 | 29.3442 | 191.5143 | 192.297 | 15.4933 | 15.4933 | 81.1396 | 148.0883 | 81.1498 | 161.1479 | 190.8464 | 108.0734 | 103.7003 | 797.1674 | 143.1236 | 104.7886 | 96.876 | 96.876 | 41.6794 | 61.2892 | 797.1674 | 465.7179 | 182.4616 | 0 | 0 | 0 | 97.1607 | 117.4303 | 93.998 | 442.2315 | 113.4971 | 0 | 83.1741 | 61.2892 | 15.4933 | 80.5201 | 32.7898 | 0 | 0 | 0 | 107.8708 | 0 | 0 | 171.9925 | 0 | 39.685 | 0 | 0 | 250.2624 | 104.6782 | 32.7898 | 36.7413 | 36.7413 | 85.5281 | 173.8716 | 234.5483 | 169.7229 | 363.6893 | 224.6143 | 137.5359 | 320.468 | 292.2319 | 186.8966 | 179.3042 | 471.9243 | 221.795 | 227.6277 | 109.9933 | 103.9347 | 229.5727 | 251.0988 | 92.0343 | 103.9347 | 103.9347 | 181.4252 | 109.9933 | 109.9933 | 109.9933 | 203.7222 | 204.6975 | 203.6623 | 163.0806 | 163.0806 | 126.926 | 211.7312 | 532.906 | 189.014 | 128.6326 | 705.233 | 215.358 | 128.6326 | 482.8241 | 1093.9615 | 174.9638 | 655.8793 | 477.2315 | 215.358 | 129.3429 | 77.0785 | 262.477 | 66.0491 | 66.0491 | 66.0491 | 201.459 | 241.184 | 90.9871 | 153.0526 | 270.4743 | 256.771 | 142.4828 | 142.4828 | 152.4403 | 446.5445 | 66.0491 | 503.2931 | 271.7423 | 457.7963 | 171.6773 | 142.8488 | 403.2435 | 115.8925 | 217.322 | 115.8925 | 290.4162 | 99.6648 | 133.949 | 80.3875 | 80.3875 | 99.6648 | 386.7574 | 331.4892 | 182.4759 | 250.4724 | 142.3076 | 99.6648 | 928.5993 | 229.017 | 246.7119 | 562.795 | 896.4037 | 110.3333 | 120.567 | 198.7368 | 409.7144 | 120.567 | 71.0896 | 161.2479 | 126.4677 | 114.9258 | 136.7524 | 68.5265 | 68.5265 | 111.9657 | 66.3017 | 190.1753 | 289.7454 | 133.3735 | 217.322 | 124.2641 | 267.396 | 220.8867 | 133.3735 | 124.2641 | 101.1688 | 304.3993 | 217.2655 | 63.4724 | 36.3011 | 454.7056 | 96.1836 | 326.9145 | 97.2343 | 448.727 | 1061.6182 | 53.576 | 341.485 | 304.3993 | 437.151 | 97.2343 | 39.685 | 410.3746 | 329.6045 | 240.8249 | 252.0715 | 0 | 103.9347 | 185.6112 | 516.2547 | 0 | 110.3333 | 147.6027 | 229.5727 | 100.0558 | 152.0422 | 228.9747 | 97.0929 | 0 | 0 | 0 | 0 | 0 | 0 | 0 | 0 | 104.6782 | 0 | 192.7149 | 251.0534 | 282.41 | 186.3986 | 0 | 202.6493 | 63.6745 | 53.3996 | 29.3442 | 891.9655 | 47.7623 | 144.6089 | 62.5996 | 62.5996 | 116.4876 | 40.4327 | 63.6745 | 47.7623 | 43.5078 | 43.5078 | 73.6649 | 0 | 0 | 0 | 0 | 40.4327 | 40.4327 | 40.4327 | 65.6982 | 43.5078 | 140.2255 | 0 | 0 | 28.5883 | 0 | 0 | 0 | 123.8926 | 54.5421 | 155.4885 | 69.6219 | 67.9031 | 28.5883 | 149.2535 | 198.845 | 43.2549 | 192.3009 | 160.9318 | 686.1675 | 139.84 | 135.4498 | 166.8067 | 26.6052 | 32.3632 | 32.3632 | 26.6052 | 58.463 | 97.5628 | 219.6154 | 2070.1475 | 166.1109 | 97.5628 | 91.977 | 191.6577 | 129.3773 | 111.3062 | 108.441 | 91.977 | 197.2551 | 84.3148 | 54.5421 | 54.5421 | 188.1207 | 128.2065 | 0 | 0 | 0 | 32.3632 | 32.3632 | 36.6946 | 0 | 0 | 0 | 0 | 0 | 0 | 26.6052 | 54.5421 | 184.127 | 32.3632 | 41.3026 | 84.1704 | 0 | 0 | 0 | 0 | 0 | 0 | 0 | 0 | 0 | 0 | 0 | 0 | 0 | 0 | 0 | 0 | 0 | 0 | 0 | 0 | 0 | 0 | 0 | 0 | 0 | 0 | 0 | 0 | 0 | 0 | 0 | 0 | 0 | 0 | 0 | 0 | 0 | 0 | 0 | 0 | 0 | 0 | 0 | 0 | 0 | 0 | 0 | 0 | 0 | 0 | 0 | 0 | 0 | 0 | 0 | 0 | 0 | 0 | 0 | 0 | 0 | 0 | 0 | 0 | 0 | 0 | 0 | 0 | 0 | 0 | 0 | 0 | 0 | 0 | 0 | 0 | 0 | 0 | 0 | 0 | 0 | 0 | 0 | 0 | 0 | 0 | 0 | 0 | 0 | 0 | 0 | 0 | 0 | 0 | 0 | 0 | 0 | 0 | 0 | 0 | 0 | 0 | 0 | 0 | 0 | 0 | 0 | 0 | 0 | 2017-01-17 15:00
t0401 | 0 | 167.775 | 444.0502 | 197.7458 | 50.7373 | 349.6691 | 50.7373 | 800.2554 | 80.2774 | 80.2774 | 2488.6575 | 88.0054 | 110.6962 | 454.1033 | 551.3313 | 81.9234 | 101.1828 | 472.0991 | 295.4809 | 489.1988 | 0 | 0 | 549.6043 | 49.1666 | 49.1666 | 49.1666 | 114.0661 | 217.6601 | 376.9975 | 163.8317 | 446.539 | 116.9065 | 332.0873 | 302.9009 | 371.3112 | 359.2444 | 191.3609 | 810.8842 | 492.5664 | 132.0817 | 303.568 | 365.6682 | 149.3548 | 317.1513 | 582.5293 | 149.3548 | 60.9326 | 393.937 | 1065.7081 | 225.6062 | 242.5484 | 129.6617 | 248.6642 | 60.9326 | 232.8199 | 395.4598 | 135.6207 | 457.1246 | 47.8426 | 249.7237 | 47.8426 | 149.3548 | 217.6601 | 85.5281 | 582.5293 | 0 | 0 | 0 | 0 | 0 | 0 | 0 | 0 | 219.4981 | 0 | 0 | 0 | 0 | 339.9793 | 381.0111 | 36.7241 | 43.421 | 304.7331 | 206.6323 | 16.1651 | 109.5399 | 123.6015 | 351.7584 | 204.1319 | 278.7729 | 126.0861 | 36.7241 | 352.5935 | 59.619 | 338.712 | 165.4852 | 210.1856 | 63.5515 | 119.4191 | 630.3216 | 30.0576 | 202.4467 | 200.2774 | 16.1651 | 16.1651 | 83.5231 | 158.1588 | 85.2652 | 169.0087 | 202.6208 | 107.4138 | 98.665 | 791.8375 | 146.24 | 109.5399 | 102.4601 | 102.4601 | 43.687 | 61.9383 | 791.8375 | 474.6497 | 194.6047 | 0 | 0 | 0 | 103.1228 | 123.6015 | 99.584 | 461.1537 | 119.4191 | 0 | 88.1632 | 61.9383 | 16.1651 | 82.1035 | 33.5492 | 0 | 0 | 0 | 113.9286 | 0 | 0 | 180.4573 | 0 | 40.9953 | 0 | 0 | 265.0533 | 113.6816 | 33.5492 | 38.7043 | 38.7043 | 88.2474 | 180.3692 | 241.0449 | 177.7403 | 380.6474 | 239.1292 | 144.2997 | 338.5562 | 299.6449 | 192.6283 | 188.4307 | 471.4187 | 234.2202 | 232.867 | 116.3644 | 109.9196 | 238.9023 | 259.1848 | 95.4246 | 109.9196 | 109.9196 | 184.6345 | 116.3644 | 116.3644 | 116.3644 | 209.9596 | 216.1117 | 208.0676 | 169.3959 | 169.3959 | 131.4044 | 213.3929 | 561.4209 | 203.6167 | 130.667 | 696.1577 | 225.6639 | 130.667 | 467.9947 | 1108.6465 | 178.6268 | 666.9026 | 496.7948 | 225.6639 | 133.3418 | 80.3116 | 268.9892 | 69.9411 | 69.9411 | 69.9411 | 207.9365 | 242.0593 | 92.2908 | 167.3387 | 285.2916 | 274.7469 | 153.0229 | 153.0229 | 159.1102 | 485.9145 | 69.9411 | 516.9614 | 289.2062 | 486.4501 | 183.215 | 151.4851 | 400.8727 | 121.5604 | 235.5469 | 121.5604 | 302.458 | 102.5291 | 141.6094 | 85.5281 | 85.5281 | 102.5291 | 420.4377 | 357.7128 | 189.6032 | 257.4556 | 152.823 | 102.5291 | 1015.2373 | 243.0827 | 251.335 | 576.5267 | 896.7346 | 117.092 | 128.5385 | 203.1118 | 426.496 | 128.5385 | 74.8362 | 168.1381 | 135.3436 | 121.1456 | 141.4388 | 72.2622 | 72.2622 | 118.5387 | 68.814 | 195.3245 | 304.9283 | 139.808 | 235.5469 | 129.8547 | 273.9235 | 234.9543 | 139.808 | 129.8547 | 104.6344 | 307.9212 | 230.8167 | 68.9285 | 37.7626 | 480.0584 | 100.3542 | 336.7607 | 101.0429 | 475.7103 | 1116.9588 | 56.6115 | 356.2908 | 307.9212 | 446.6973 | 101.0429 | 40.9953 | 464.4332 | 340.229 | 257.0008 | 275.0071 | 0 | 109.9196 | 196.86 | 520.0665 | 0 | 117.092 | 154.3694 | 238.9023 | 103.251 | 155.9271 | 243.0809 | 100.0863 | 0 | 0 | 0 | 0 | 0 | 0 | 0 | 0 | 113.6816 | 0 | 205.8879 | 278.2972 | 288.1891 | 192.4333 | 0 | 208.4993 | 63.3952 | 55.4851 | 30.0576 | 887.0316 | 50.3888 | 145.2843 | 63.6414 | 63.6414 | 115.093 | 41.0745 | 63.3952 | 50.3888 | 44.9727 | 44.9727 | 76.1575 | 0 | 0 | 0 | 0 | 41.0745 | 41.0745 | 41.0745 | 67.8664 | 44.9727 | 145.3106 | 0 | 0 | 28.8497 | 0 | 0 | 0 | 127.3937 | 58.6066 | 159.5578 | 75.356 | 70.472 | 28.8497 | 159.5023 | 198.4582 | 45.1695 | 205.3474 | 167.5487 | 715.1337 | 147.2651 | 142.7386 | 174.2226 | 27.9598 | 34.1604 | 34.1604 | 27.9598 | 59.4361 | 100.8603 | 228.5871 | 2083.6266 | 166.1988 | 100.8603 | 95.4366 | 189.6538 | 131.2528 | 113.5704 | 109.4513 | 95.4366 | 199.2312 | 86.3441 | 58.6066 | 58.6066 | 194.46 | 129.2816 | 0 | 0 | 0 | 34.1604 | 34.1604 | 37.5984 | 0 | 0 | 0 | 0 | 0 | 0 | 27.9598 | 58.6066 | 187.9199 | 34.1604 | 43.2921 | 86.1481 | 0 | 0 | 0 | 0 | 0 | 0 | 0 | 0 | 0 | 0 | 0 | 0 | 0 | 0 | 0 | 0 | 0 | 0 | 0 | 0 | 0 | 0 | 0 | 0 | 0 | 0 | 0 | 0 | 0 | 0 | 0 | 0 | 0 | 0 | 0 | 0 | 0 | 0 | 0 | 0 | 0 | 0 | 0 | 0 | 0 | 0 | 0 | 0 | 0 | 0 | 0 | 0 | 0 | 0 | 0 | 0 | 0 | 0 | 0 | 0 | 0 | 0 | 0 | 0 | 0 | 0 | 0 | 0 | 0 | 0 | 0 | 0 | 0 | 0 | 0 | 0 | 0 | 0 | 0 | 0 | 0 | 0 | 0 | 0 | 0 | 0 | 0 | 0 | 0 | 0 | 0 | 0 | 0 | 0 | 0 | 0 | 0 | 0 | 0 | 0 | 0 | 0 | 0 | 0 | 0 | 0 | 0 | 0 | 0 | 2017-01-17 16:00
t0402 | 0 | 164.29 | 449.1545 | 194.2428 | 52.0662 | 355.822 | 52.0662 | 745.9421 | 80.7571 | 80.7571 | 2452.3443 | 91.1496 | 109.5994 | 439.797 | 539.1635 | 80.1427 | 101.3965 | 469.602 | 295.9191 | 471.7853 | 0 | 0 | 553.3769 | 49.0027 | 49.0027 | 49.0027 | 111.7811 | 214.3524 | 363.8495 | 164.4852 | 443.1563 | 117.6133 | 322.786 | 293.4649 | 368.1272 | 359.6133 | 188.1365 | 764.3531 | 473.8451 | 130.0817 | 291.6921 | 361.5909 | 145.9758 | 310.2747 | 559.5411 | 145.9758 | 60.107 | 387.8496 | 1042.9786 | 218.9387 | 240.895 | 129.7677 | 242.6141 | 60.107 | 229.5239 | 382.711 | 133.1468 | 455.2807 | 48.2806 | 241.4277 | 48.2806 | 145.9758 | 214.3524 | 84.6228 | 559.5411 | 0 | 0 | 0 | 0 | 0 | 0 | 0 | 0 | 217.0434 | 0 | 0 | 0 | 0 | 335.8273 | 379.3524 | 36.497 | 44.8731 | 312.5545 | 207.5539 | 16.4732 | 111.3929 | 125.4723 | 351.6295 | 202.2019 | 275.9871 | 130.2388 | 36.497 | 360.6691 | 60.6835 | 340.9115 | 168.2873 | 210.4698 | 64.3115 | 120.582 | 638.0589 | 31.3659 | 203.1181 | 204.1242 | 16.4732 | 16.4732 | 85.7926 | 156.3965 | 86.2091 | 171.1622 | 201.312 | 112.0515 | 105.573 | 824.2119 | 152.4935 | 111.3929 | 103.0245 | 103.0245 | 44.3256 | 64.7777 | 824.2119 | 485.9445 | 194.1973 | 0 | 0 | 0 | 103.4546 | 125.4723 | 99.832 | 467.2474 | 120.582 | 0 | 88.4195 | 64.7777 | 16.4732 | 84.4593 | 34.6465 | 0 | 0 | 0 | 113.9581 | 0 | 0 | 181.5062 | 0 | 42.3246 | 0 | 0 | 264.4485 | 110.6674 | 34.6465 | 38.9425 | 38.9425 | 91.4771 | 183.8961 | 246.8214 | 179.9825 | 379.3078 | 236.8865 | 144.9809 | 338.4598 | 302.4786 | 197.0788 | 189.4815 | 478.1865 | 233.5332 | 240.3067 | 115.0199 | 109.2322 | 240.1758 | 265.8868 | 97.1841 | 109.2322 | 109.2322 | 189.6699 | 115.0199 | 115.0199 | 115.0199 | 214.8006 | 214.7051 | 214.3714 | 172.3108 | 172.3108 | 133.8098 | 219.6606 | 560.0254 | 198.1387 | 135.1118 | 703.6299 | 225.196 | 135.1118 | 489.1157 | 1113.6577 | 184.9914 | 680.1333 | 500.4763 | 225.196 | 135.3098 | 81.3778 | 278.2517 | 69.8718 | 69.8718 | 69.8718 | 213.3955 | 251.3363 | 96.3492 | 162.0406 | 285.3527 | 270.8848 | 149.9798 | 149.9798 | 160.0238 | 472.4667 | 69.8718 | 527.1863 | 286.4673 | 482.6245 | 181.1795 | 151.3656 | 413.4845 | 122.1969 | 228.1585 | 122.1969 | 303.3621 | 104.4166 | 140.0707 | 84.6228 | 84.6228 | 104.4166 | 405.0179 | 348.5533 | 190.7431 | 261.6918 | 149.3884 | 104.4166 | 971.7966 | 241.5891 | 254.7183 | 581.9494 | 903.8973 | 116.3549 | 127.1377 | 209.1995 | 429.3841 | 127.1377 | 75.4923 | 169.5122 | 133.2695 | 121.3255 | 144.3764 | 72.0206 | 72.0206 | 117.4866 | 69.8317 | 195.7527 | 303.0335 | 140.8639 | 228.1585 | 130.409 | 277.8651 | 233.1744 | 140.8639 | 130.409 | 107.3686 | 314.2271 | 228.242 | 67.2976 | 38.7039 | 480.6714 | 101.7872 | 343.4541 | 102.8092 | 476.0775 | 1101.5959 | 56.9799 | 364.0147 | 314.2271 | 454.4293 | 102.8092 | 42.3246 | 430.1635 | 346.6856 | 252.0344 | 265.1226 | 0 | 109.2322 | 196.9312 | 516.4334 | 0 | 116.3549 | 155.1712 | 240.1758 | 103.7477 | 162.2317 | 242.254 | 102.4897 | 0 | 0 | 0 | 0 | 0 | 0 | 0 | 0 | 110.6674 | 0 | 203.2851 | 264.8154 | 292.7552 | 193.6148 | 0 | 213.7195 | 67.3339 | 56.5786 | 31.3659 | 924.8495 | 50.5265 | 150.0897 | 66.3623 | 66.3623 | 123.0306 | 42.666 | 67.3339 | 50.5265 | 46.3734 | 46.3734 | 78.239 | 0 | 0 | 0 | 0 | 42.666 | 42.666 | 42.666 | 69.5522 | 46.3734 | 148.4183 | 0 | 0 | 29.6055 | 0 | 0 | 0 | 130.957 | 57.4172 | 163.2331 | 72.6338 | 71.7797 | 29.6055 | 157.6672 | 205.7046 | 46.001 | 201.9028 | 168.8377 | 712.8838 | 147.5723 | 142.8811 | 175.705 | 28.0322 | 34.1808 | 34.1808 | 28.0322 | 61.6242 | 102.5641 | 232.1033 | 2108.4335 | 173.9062 | 102.5641 | 96.54 | 195.838 | 136.2276 | 118.3714 | 114.2138 | 96.54 | 206.7902 | 87.7706 | 57.4172 | 57.4172 | 198.9579 | 133.4011 | 0 | 0 | 0 | 34.1808 | 34.1808 | 38.7681 | 0 | 0 | 0 | 0 | 0 | 0 | 28.0322 | 57.4172 | 192.7489 | 34.1808 | 43.5858 | 89.3785 | 0 | 0 | 0 | 0 | 0 | 0 | 0 | 0 | 0 | 0 | 0 | 0 | 0 | 0 | 0 | 0 | 0 | 0 | 0 | 0 | 0 | 0 | 0 | 0 | 0 | 0 | 0 | 0 | 0 | 0 | 0 | 0 | 0 | 0 | 0 | 0 | 0 | 0 | 0 | 0 | 0 | 0 | 0 | 0 | 0 | 0 | 0 | 0 | 0 | 0 | 0 | 0 | 0 | 0 | 0 | 0 | 0 | 0 | 0 | 0 | 0 | 0 | 0 | 0 | 0 | 0 | 0 | 0 | 0 | 0 | 0 | 0 | 0 | 0 | 0 | 0 | 0 | 0 | 0 | 0 | 0 | 0 | 0 | 0 | 0 | 0 | 0 | 0 | 0 | 0 | 0 | 0 | 0 | 0 | 0 | 0 | 0 | 0 | 0 | 0 | 0 | 0 | 0 | 0 | 0 | 0 | 0 | 0 | 0 | 2017-01-17 17:00
t0403 | 0 | 155.1995 | 449.0658 | 184.1105 | 53.188 | 359.1039 | 53.188 | 637.7986 | 80.3597 | 80.3597 | 2367.52 | 94.7263 | 105.2274 | 407.1481 | 506.8282 | 75.2666 | 99.5685 | 455.5206 | 290.3739 | 431.9485 | 0 | 0 | 549.4498 | 47.624 | 47.624 | 47.624 | 105.5297 | 204.2591 | 333.767 | 164.007 | 429.6693 | 116.441 | 300.0203 | 271.0519 | 354.6714 | 352.6915 | 178.425 | 669.6531 | 433.4672 | 123.8759 | 265.2898 | 347.6125 | 137.217 | 292.1541 | 512.7042 | 137.217 | 57.2717 | 369.2393 | 982.6429 | 202.8792 | 233.5605 | 127.0793 | 227.1219 | 57.2717 | 218.8526 | 352.7152 | 125.9635 | 443.6535 | 47.9437 | 222.1157 | 47.9437 | 137.217 | 204.2591 | 81.3127 | 512.7042 | 0 | 0 | 0 | 0 | 0 | 0 | 0 | 0 | 208.1611 | 0 | 0 | 0 | 0 | 321.8589 | 368.2347 | 35.2415 | 46.1813 | 319.5385 | 204.1725 | 16.6039 | 111.8903 | 125.4688 | 344.4184 | 194.6805 | 265.2885 | 134.3499 | 35.2415 | 368.2033 | 60.9999 | 337.5905 | 169.0066 | 205.9534 | 64.0331 | 119.7049 | 638.6671 | 32.7934 | 199.5539 | 205.8931 | 16.6039 | 16.6039 | 87.751 | 149.9714 | 85.7757 | 170.7876 | 194.7504 | 118.1392 | 116.2398 | 866.7445 | 159.4005 | 111.8903 | 101.5132 | 101.5132 | 44.3493 | 68.1824 | 866.7445 | 496.3602 | 188.7945 | 0 | 0 | 0 | 101.4979 | 125.4688 | 97.8982 | 467.3414 | 119.7049 | 0 | 86.744 | 68.1824 | 16.6039 | 86.8018 | 35.7526 | 0 | 0 | 0 | 111.5037 | 0 | 0 | 179.3625 | 0 | 43.5368 | 0 | 0 | 257.5863 | 103.0745 | 35.7526 | 38.4532 | 38.4532 | 94.6256 | 185.7982 | 251.5329 | 179.6381 | 370.1894 | 227.9823 | 143.0518 | 330.8848 | 302.5691 | 200.4414 | 187.0892 | 485.4402 | 227.4678 | 247.7515 | 110.5624 | 105.8339 | 237.7864 | 271.2724 | 98.0593 | 105.8339 | 105.8339 | 194.6903 | 110.5624 | 110.5624 | 110.5624 | 218.4552 | 208.0618 | 220.6396 | 173.4813 | 173.4813 | 135.0523 | 226.7411 | 546.2425 | 184.9223 | 139.9536 | 713.5644 | 220.1575 | 139.9536 | 520.7629 | 1110.5822 | 191.722 | 691.6304 | 496.8767 | 220.1575 | 136.0964 | 81.421 | 287.6223 | 68.1889 | 68.1889 | 68.1889 | 217.8322 | 262.6761 | 101.0764 | 149.3451 | 279.3027 | 258.466 | 141.6648 | 141.6648 | 158.3749 | 438.949 | 68.1889 | 534.3995 | 275.6913 | 465.8066 | 173.7861 | 147.6957 | 429.7135 | 120.6676 | 210.9925 | 120.6676 | 299.2884 | 105.6043 | 134.8103 | 81.3127 | 81.3127 | 105.6043 | 370.9351 | 325.7893 | 189.1142 | 264.0495 | 140.544 | 105.6043 | 879.2416 | 233.842 | 256.6944 | 582.2549 | 909.4202 | 112.6042 | 122.028 | 215.2036 | 425.9231 | 122.028 | 74.8311 | 168.3832 | 126.909 | 118.9916 | 146.2366 | 70.1402 | 70.1402 | 113.3559 | 70.0955 | 193.757 | 294.0819 | 139.5778 | 210.9925 | 128.7525 | 279.8874 | 225.0711 | 139.5778 | 128.7525 | 109.5171 | 320.3135 | 219.2317 | 62.9653 | 39.3485 | 471.0574 | 101.9378 | 347.8932 | 103.5319 | 465.6187 | 1057.3082 | 56.2386 | 368.1762 | 320.3135 | 459.8764 | 103.5319 | 43.5368 | 363.3525 | 350.5309 | 238.7619 | 242.8138 | 0 | 105.8339 | 192.4653 | 507.753 | 0 | 112.6042 | 153.3597 | 237.7864 | 102.9118 | 168.9151 | 235.4111 | 104.357 | 0 | 0 | 0 | 0 | 0 | 0 | 0 | 0 | 103.0745 | 0 | 194.4759 | 236.1491 | 295.8114 | 192.3828 | 0 | 218.028 | 72.5442 | 57.1475 | 32.7934 | 974.2947 | 49.6293 | 155.7981 | 69.469 | 69.469 | 133.8596 | 44.4546 | 72.5442 | 49.6293 | 47.615 | 47.615 | 79.938 | 0 | 0 | 0 | 0 | 44.4546 | 44.4546 | 44.4546 | 70.8509 | 47.615 | 150.3653 | 0 | 0 | 30.4249 | 0 | 0 | 0 | 134.1275 | 54.1908 | 166.2223 | 66.68 | 72.4162 | 30.4249 | 151.0779 | 214.8642 | 46.3133 | 191.9789 | 167.6827 | 697.0556 | 144.9009 | 140.0485 | 174.5263 | 27.5622 | 33.4669 | 33.4669 | 27.5622 | 64.0398 | 103.3672 | 232.9637 | 2128.3891 | 183.6985 | 103.3672 | 96.49 | 204.1004 | 141.8471 | 123.7094 | 119.9238 | 96.49 | 215.6122 | 88.6704 | 54.1908 | 54.1908 | 202.1807 | 138.112 | 0 | 0 | 0 | 33.4669 | 33.4669 | 39.908 | 0 | 0 | 0 | 0 | 0 | 0 | 27.5622 | 54.1908 | 197.2812 | 33.4669 | 43.1429 | 92.7775 | 0 | 0 | 0 | 0 | 0 | 0 | 0 | 0 | 0 | 0 | 0 | 0 | 0 | 0 | 0 | 0 | 0 | 0 | 0 | 0 | 0 | 0 | 0 | 0 | 0 | 0 | 0 | 0 | 0 | 0 | 0 | 0 | 0 | 0 | 0 | 0 | 0 | 0 | 0 | 0 | 0 | 0 | 0 | 0 | 0 | 0 | 0 | 0 | 0 | 0 | 0 | 0 | 0 | 0 | 0 | 0 | 0 | 0 | 0 | 0 | 0 | 0 | 0 | 0 | 0 | 0 | 0 | 0 | 0 | 0 | 0 | 0 | 0 | 0 | 0 | 0 | 0 | 0 | 0 | 0 | 0 | 0 | 0 | 0 | 0 | 0 | 0 | 0 | 0 | 0 | 0 | 0 | 0 | 0 | 0 | 0 | 0 | 0 | 0 | 0 | 0 | 0 | 0 | 0 | 0 | 0 | 0 | 0 | 0 | 2017-01-17 18:00
t0404 | 0 | 144.8912 | 429.971 | 172.14 | 51.3875 | 345.2026 | 51.3875 | 566.4218 | 76.7939 | 76.7939 | 2232.8075 | 92.171 | 98.9638 | 376.5046 | 472.0547 | 70.0699 | 94.59 | 430.4086 | 275.7693 | 397.2832 | 0 | 0 | 524.5323 | 45.0353 | 45.0353 | 45.0353 | 98.4874 | 191.4514 | 307.2708 | 156.8834 | 405.9298 | 111.0177 | 277.952 | 250.3576 | 334.0918 | 334.8781 | 166.8647 | 602.4408 | 398.5506 | 116.072 | 243.2089 | 327.136 | 127.8036 | 272.3273 | 471.8298 | 127.8036 | 53.6749 | 345.9341 | 916.2057 | 187.6837 | 220.6483 | 120.5784 | 211.1294 | 53.6749 | 205.1829 | 325.4458 | 117.6685 | 420.0715 | 45.7682 | 204.771 | 45.7682 | 127.8036 | 191.4514 | 76.5039 | 471.8298 | 0 | 0 | 0 | 0 | 0 | 0 | 0 | 0 | 195.68 | 0 | 0 | 0 | 0 | 302.4721 | 348.0362 | 33.2286 | 44.7513 | 308.8328 | 194.1047 | 15.9513 | 107.3356 | 120.1277 | 326.8458 | 183.3324 | 249.637 | 130.3234 | 33.2286 | 355.679 | 58.5344 | 321.895 | 162.1131 | 195.3454 | 61.1952 | 114.2553 | 611.8091 | 31.9825 | 189.6104 | 197.8635 | 15.9513 | 15.9513 | 84.8242 | 140.968 | 81.9507 | 163.3719 | 183.7901 | 115.626 | 115.6944 | 847.4486 | 155.4488 | 107.3356 | 96.5769 | 96.5769 | 42.4728 | 66.6798 | 847.4486 | 479.5739 | 178.551 | 0 | 0 | 0 | 96.379 | 120.1277 | 92.9433 | 447.5228 | 114.2553 | 0 | 82.3687 | 66.6798 | 15.9513 | 84.0768 | 34.6865 | 0 | 0 | 0 | 105.7608 | 0 | 0 | 170.8648 | 0 | 42.181 | 0 | 0 | 243.8308 | 95.5845 | 34.6865 | 36.6182 | 36.6182 | 91.8877 | 178.6815 | 242.7812 | 171.8602 | 350.756 | 214.6511 | 136.1855 | 313.7239 | 289.7888 | 193.3043 | 178.1597 | 467.9109 | 215.3236 | 240.275 | 104.0464 | 99.9487 | 226.719 | 261.9483 | 94.2516 | 99.9487 | 99.9487 | 188.4867 | 104.0464 | 104.0464 | 104.0464 | 210.6727 | 196.51 | 213.8371 | 166.5896 | 166.5896 | 129.8247 | 220.032 | 517.4063 | 171.6615 | 135.995 | 687.5699 | 208.7538 | 135.995 | 511.7275 | 1062.3942 | 186.3317 | 667.0314 | 474.3134 | 208.7538 | 130.6442 | 77.9796 | 279.2336 | 64.6017 | 64.6017 | 64.6017 | 210.3905 | 256.1811 | 98.7165 | 137.7976 | 264.9599 | 242.3999 | 132.2433 | 132.2433 | 150.9766 | 406.5659 | 64.6017 | 514.6756 | 259.5676 | 439.1329 | 163.3751 | 139.9144 | 418.1797 | 114.9156 | 195.0056 | 114.9156 | 284.9247 | 101.6092 | 126.9367 | 76.5039 | 76.5039 | 101.6092 | 341.2369 | 302.6333 | 180.4243 | 253.814 | 130.9558 | 101.6092 | 804.0317 | 220.7354 | 246.6336 | 557.7183 | 873.3075 | 106.2849 | 114.7518 | 208.5237 | 406.4299 | 114.7518 | 71.3784 | 160.7715 | 118.9138 | 112.9804 | 140.7857 | 66.3921 | 66.3921 | 106.8526 | 67.2266 | 184.7389 | 277.9392 | 133.1207 | 195.0056 | 122.6089 | 268.8521 | 212.1903 | 133.1207 | 122.6089 | 105.7408 | 309.2419 | 206.2342 | 58.514 | 37.9384 | 447.1031 | 97.6671 | 334.9416 | 99.4284 | 441.5388 | 994.3678 | 53.5432 | 354.2172 | 309.2419 | 442.6133 | 99.4284 | 42.181 | 320.5704 | 337.2216 | 223.1957 | 223.3669 | 0 | 99.9487 | 182.4533 | 482.8023 | 0 | 106.2849 | 146.1064 | 226.719 | 98.2088 | 164.4656 | 222.6039 | 100.6883 | 0 | 0 | 0 | 0 | 0 | 0 | 0 | 0 | 95.5845 | 0 | 182.6066 | 214.3768 | 284.5289 | 183.7244 | 0 | 210.5312 | 71.5955 | 54.9513 | 31.9825 | 953.2574 | 47.1528 | 151.533 | 67.7884 | 67.7884 | 132.6076 | 43.2987 | 71.5955 | 47.1528 | 46.0979 | 46.0979 | 77.2349 | 0 | 0 | 0 | 0 | 43.2987 | 43.2987 | 43.2987 | 68.3716 | 46.0979 | 144.7722 | 0 | 0 | 29.4715 | 0 | 0 | 0 | 129.7266 | 50.5681 | 160.3904 | 61.4139 | 69.5998 | 29.4715 | 141.96 | 209.5134 | 44.4715 | 179.765 | 160.0922 | 661.0296 | 137.6511 | 132.9392 | 166.6313 | 26.1991 | 31.7526 | 31.7526 | 26.1991 | 62.3091 | 99.3072 | 223.4171 | 2046.6136 | 179.9139 | 99.3072 | 92.3736 | 198.8535 | 138.1246 | 120.6347 | 117.1691 | 92.3736 | 210.0743 | 85.2795 | 50.5681 | 50.5681 | 194.9089 | 134.1859 | 0 | 0 | 0 | 31.7526 | 31.7526 | 38.6793 | 0 | 0 | 0 | 0 | 0 | 0 | 26.1991 | 50.5681 | 190.7661 | 31.7526 | 41.1287 | 90.2249 | 0 | 0 | 0 | 0 | 0 | 0 | 0 | 0 | 0 | 0 | 0 | 0 | 0 | 0 | 0 | 0 | 0 | 0 | 0 | 0 | 0 | 0 | 0 | 0 | 0 | 0 | 0 | 0 | 0 | 0 | 0 | 0 | 0 | 0 | 0 | 0 | 0 | 0 | 0 | 0 | 0 | 0 | 0 | 0 | 0 | 0 | 0 | 0 | 0 | 0 | 0 | 0 | 0 | 0 | 0 | 0 | 0 | 0 | 0 | 0 | 0 | 0 | 0 | 0 | 0 | 0 | 0 | 0 | 0 | 0 | 0 | 0 | 0 | 0 | 0 | 0 | 0 | 0 | 0 | 0 | 0 | 0 | 0 | 0 | 0 | 0 | 0 | 0 | 0 | 0 | 0 | 0 | 0 | 0 | 0 | 0 | 0 | 0 | 0 | 0 | 0 | 0 | 0 | 0 | 0 | 0 | 0 | 0 | 0 | 2017-01-17 19:00
t0405 | 0 | 139.4422 | 406.4014 | 164.998 | 48.1285 | 325.1117 | 48.1285 | 563.1514 | 73.0955 | 73.0955 | 2161.0263 | 86.1587 | 94.301 | 364.9525 | 453.6221 | 67.2227 | 89.6549 | 409.8417 | 261.5574 | 385.0936 | 0 | 0 | 497.3274 | 42.7753 | 42.7753 | 42.7753 | 94.5639 | 183.3509 | 297.8304 | 150.2249 | 388.3242 | 105.1546 | 268.1164 | 241.9516 | 318.4309 | 317.7769 | 159.7056 | 594.2056 | 388.3721 | 111.0796 | 236.4122 | 312.9734 | 122.9713 | 261.8588 | 462.1466 | 122.9713 | 51.2053 | 331.2025 | 880.7277 | 181.2165 | 210.7219 | 114.3111 | 203.1996 | 51.2053 | 196.1461 | 314.7334 | 112.7268 | 400.6042 | 43.1914 | 198.1943 | 43.1914 | 122.9713 | 183.3509 | 73.0659 | 462.1466 | 0 | 0 | 0 | 0 | 0 | 0 | 0 | 0 | 186.8106 | 0 | 0 | 0 | 0 | 289.2491 | 330.938 | 31.568 | 41.6227 | 289.7611 | 183.3594 | 14.9602 | 100.7738 | 112.7114 | 310.7143 | 174.9744 | 238.182 | 121.6048 | 31.568 | 335.0755 | 54.8901 | 304.6726 | 152.1696 | 184.8448 | 57.5584 | 107.6605 | 577.9699 | 29.6349 | 179.3363 | 185.6448 | 14.9602 | 14.9602 | 79.3874 | 134.5454 | 77.1716 | 153.7279 | 175.0201 | 108.0752 | 107.569 | 793.4796 | 144.2131 | 100.7738 | 91.1689 | 91.1689 | 39.9148 | 61.9236 | 793.4796 | 451.2292 | 169.1798 | 0 | 0 | 0 | 91.0556 | 112.7114 | 87.9087 | 421.6536 | 107.6605 | 0 | 77.8685 | 61.9236 | 14.9602 | 78.8147 | 32.391 | 0 | 0 | 0 | 100.3055 | 0 | 0 | 161.6367 | 0 | 39.29 | 0 | 0 | 231.5495 | 92.044 | 32.391 | 34.5905 | 34.5905 | 85.3698 | 167.7962 | 227.8591 | 161.8002 | 334.6039 | 204.7523 | 128.9445 | 297.6511 | 275.1846 | 181.3879 | 168.4902 | 445.9827 | 204.7656 | 224.5032 | 99.6234 | 95.2726 | 215.0735 | 245.2001 | 88.597 | 95.2726 | 95.2726 | 176.9694 | 99.6234 | 99.6234 | 99.6234 | 197.6953 | 187.4528 | 200.113 | 156.6586 | 156.6586 | 122.1011 | 206.8456 | 492.1991 | 165.7715 | 127.1377 | 659.4722 | 198.8312 | 127.1377 | 481.0363 | 1016.3186 | 173.7511 | 629.8835 | 449.1576 | 198.8312 | 123.3549 | 73.4857 | 260.3185 | 61.2852 | 61.2852 | 61.2852 | 196.8849 | 239.5928 | 91.695 | 133.0751 | 251.3988 | 231.8179 | 126.9925 | 126.9925 | 143.0492 | 391.7003 | 61.2852 | 484.6201 | 247.6416 | 418.5753 | 155.962 | 132.6528 | 394.0596 | 108.7688 | 188.7713 | 108.7688 | 270.739 | 95.7318 | 121.4927 | 73.0659 | 73.0659 | 95.7318 | 331.7606 | 291.7391 | 171.1391 | 239.5457 | 126.0583 | 95.7318 | 785.211 | 210.1626 | 233.9095 | 529.7783 | 836.236 | 101.2116 | 109.5582 | 195.1651 | 385.0741 | 109.5582 | 67.2999 | 152.0786 | 113.8449 | 107.1061 | 132.203 | 63.185 | 63.185 | 102.0501 | 63.3503 | 176.373 | 265.3131 | 125.7908 | 188.7713 | 116.2684 | 254.3894 | 202.1447 | 125.7908 | 116.2684 | 98.9041 | 292.3125 | 197.1513 | 56.197 | 35.4577 | 423.7351 | 91.9313 | 315.0977 | 93.4703 | 418.1241 | 955.5087 | 50.5186 | 331.5619 | 292.3125 | 418.1705 | 93.4703 | 39.29 | 320.8539 | 317.2691 | 214.6345 | 216.7659 | 0 | 95.2726 | 172.8133 | 467.1629 | 0 | 101.2116 | 138.4144 | 215.0735 | 93.4326 | 152.6601 | 211.4414 | 94.4138 | 0 | 0 | 0 | 0 | 0 | 0 | 0 | 0 | 92.044 | 0 | 174.4982 | 209.7083 | 269.2219 | 174.5805 | 0 | 197.3715 | 66.0669 | 51.5736 | 29.6349 | 891.1911 | 44.6449 | 142.202 | 62.9782 | 62.9782 | 122.1092 | 40.3449 | 66.0669 | 44.6449 | 42.9696 | 42.9696 | 72.1868 | 0 | 0 | 0 | 0 | 40.3449 | 40.3449 | 40.3449 | 64.0334 | 42.9696 | 135.8087 | 0 | 0 | 27.7591 | 0 | 0 | 0 | 121.3795 | 48.5709 | 150.6999 | 59.7553 | 65.4004 | 27.7591 | 135.5098 | 196.503 | 41.7183 | 172.4387 | 151.5622 | 631.1788 | 130.4674 | 126.0882 | 157.5036 | 24.8368 | 30.1117 | 30.1117 | 24.8368 | 58.1236 | 93.5379 | 210.2657 | 1950.186 | 167.4901 | 93.5379 | 87.2716 | 187.4747 | 128.8263 | 111.9965 | 109.0205 | 87.2716 | 196.1722 | 80.5677 | 48.5709 | 48.5709 | 182.7358 | 125.8997 | 0 | 0 | 0 | 30.1117 | 30.1117 | 36.1457 | 0 | 0 | 0 | 0 | 0 | 0 | 24.8368 | 48.5709 | 179.1691 | 30.1117 | 38.8886 | 83.9647 | 0 | 0 | 0 | 0 | 0 | 0 | 0 | 0 | 0 | 0 | 0 | 0 | 0 | 0 | 0 | 0 | 0 | 0 | 0 | 0 | 0 | 0 | 0 | 0 | 0 | 0 | 0 | 0 | 0 | 0 | 0 | 0 | 0 | 0 | 0 | 0 | 0 | 0 | 0 | 0 | 0 | 0 | 0 | 0 | 0 | 0 | 0 | 0 | 0 | 0 | 0 | 0 | 0 | 0 | 0 | 0 | 0 | 0 | 0 | 0 | 0 | 0 | 0 | 0 | 0 | 0 | 0 | 0 | 0 | 0 | 0 | 0 | 0 | 0 | 0 | 0 | 0 | 0 | 0 | 0 | 0 | 0 | 0 | 0 | 0 | 0 | 0 | 0 | 0 | 0 | 0 | 0 | 0 | 0 | 0 | 0 | 0 | 0 | 0 | 0 | 0 | 0 | 0 | 0 | 0 | 0 | 0 | 0 | 0 | 2017-01-17 20:00
t0406 | 0 | 139.4939 | 384.4119 | 164.1682 | 44.4759 | 304.5233 | 44.4759 | 621.7736 | 69.7685 | 69.7685 | 2135.6092 | 78.5048 | 92.5167 | 372.6075 | 455.0234 | 67.4005 | 86.1323 | 398.7727 | 251.5473 | 396.5627 | 0 | 0 | 473.9971 | 41.4813 | 41.4813 | 41.4813 | 94.4898 | 181.5769 | 306.2333 | 143.8497 | 379.2766 | 100.3575 | 272.0049 | 246.9744 | 311.6431 | 305.8502 | 158.6655 | 640.4095 | 401.5823 | 110.0014 | 245.1709 | 307.658 | 123.4647 | 262.4477 | 478.845 | 123.4647 | 50.5715 | 328.1651 | 882.1313 | 184.3976 | 205.555 | 110.0629 | 204.6965 | 50.5715 | 193.9028 | 321.9556 | 112.2795 | 388.8952 | 41.0091 | 203.1299 | 41.0091 | 123.4647 | 181.5769 | 71.76 | 478.845 | 0 | 0 | 0 | 0 | 0 | 0 | 0 | 0 | 183.679 | 0 | 0 | 0 | 0 | 284.9015 | 321.489 | 30.7682 | 38.0286 | 268.0199 | 175.4625 | 13.9778 | 94.4797 | 105.969 | 299.7544 | 171.5023 | 233.6898 | 111.225 | 30.7682 | 311.3157 | 51.3829 | 290.5575 | 142.6604 | 177.8193 | 54.3973 | 102.1211 | 546.0057 | 26.6776 | 171.9434 | 173.4193 | 13.9778 | 13.9778 | 73.2508 | 132.2826 | 73.0408 | 145.1025 | 170.6477 | 97.4594 | 93.664 | 717.9538 | 129.9817 | 94.4797 | 87.0887 | 87.0887 | 37.5604 | 55.5854 | 717.9538 | 418.6337 | 163.7206 | 0 | 0 | 0 | 87.318 | 105.969 | 84.4035 | 397.7072 | 102.1211 | 0 | 74.711 | 55.5854 | 13.9778 | 72.5687 | 29.6384 | 0 | 0 | 0 | 96.6695 | 0 | 0 | 154.3233 | 0 | 35.9563 | 0 | 0 | 224.1329 | 93.1212 | 29.6384 | 33.0066 | 33.0066 | 77.6329 | 156.669 | 211.3078 | 152.7553 | 324.5278 | 200.6692 | 123.3348 | 287.1279 | 261.172 | 168.4297 | 160.9302 | 420.0454 | 198.4221 | 205.6642 | 97.9974 | 92.8533 | 205.5049 | 226.6956 | 82.8698 | 92.8533 | 92.8533 | 163.3094 | 97.9974 | 97.9974 | 97.9974 | 183.5859 | 182.7684 | 183.7919 | 146.8173 | 146.8173 | 114.2349 | 190.3133 | 476.5722 | 167.7717 | 116.1282 | 624.7199 | 192.3717 | 116.1282 | 433.0115 | 972.35 | 158.2925 | 588.033 | 427.7002 | 192.3717 | 116.0712 | 69.3059 | 237.5595 | 59.1911 | 59.1911 | 59.1911 | 181.9146 | 217.5245 | 82.5228 | 135.9984 | 242.3019 | 229.1154 | 126.8555 | 126.8555 | 136.5922 | 397.1879 | 59.1911 | 452.3918 | 242.7407 | 409.1255 | 153.3276 | 128.0774 | 361.5563 | 103.9473 | 192.7205 | 103.9473 | 259.7048 | 89.5576 | 119.3634 | 71.76 | 71.76 | 89.5576 | 342.2271 | 294.5684 | 163.3404 | 224.7975 | 126.5199 | 89.5576 | 820.0558 | 204.7991 | 220.5801 | 502.8447 | 795.5892 | 98.6542 | 107.6647 | 179.3349 | 367.0653 | 107.6647 | 63.9399 | 144.6312 | 112.7742 | 103.0077 | 123.2039 | 61.2696 | 61.2696 | 99.9156 | 59.6027 | 169.3981 | 258.5374 | 119.7524 | 192.7205 | 111.2931 | 239.5251 | 197.4851 | 119.7524 | 111.2931 | 91.3969 | 272.6401 | 193.8162 | 56.5522 | 32.8241 | 407.6686 | 86.5599 | 294.0844 | 87.5596 | 402.6273 | 943.4356 | 48.177 | 308.4993 | 272.6401 | 391.92 | 87.5596 | 35.9563 | 359.0653 | 296.5244 | 214.1361 | 223.336 | 0 | 92.8533 | 166.5253 | 455.5001 | 0 | 98.6542 | 132.2873 | 205.5049 | 89.3514 | 138.054 | 205.0694 | 87.5436 | 0 | 0 | 0 | 0 | 0 | 0 | 0 | 0 | 93.1212 | 0 | 172.0221 | 221.7566 | 252.9134 | 166.5895 | 0 | 182.7237 | 57.9854 | 48.1404 | 26.6776 | 804.2694 | 42.8464 | 130.1165 | 56.7756 | 56.7756 | 106.2166 | 36.5899 | 57.9854 | 42.8464 | 39.4006 | 39.4006 | 66.5835 | 0 | 0 | 0 | 0 | 36.5899 | 36.5899 | 36.5899 | 59.2943 | 39.4006 | 126.4363 | 0 | 0 | 25.6639 | 0 | 0 | 0 | 111.8612 | 48.5555 | 139.9612 | 61.5586 | 61.1604 | 25.6639 | 133.3184 | 178.9186 | 39.0194 | 171.2514 | 144.2544 | 611.7506 | 125.3469 | 121.3632 | 149.7069 | 23.8415 | 29.0034 | 29.0034 | 23.8415 | 52.8656 | 87.7113 | 197.6319 | 1843.7873 | 150.2953 | 87.7113 | 82.54 | 171.7393 | 116.9896 | 101.0233 | 98.202 | 82.54 | 178.1653 | 75.6026 | 48.5555 | 48.5555 | 169.6645 | 115.3979 | 0 | 0 | 0 | 29.0034 | 29.0034 | 33.1535 | 0 | 0 | 0 | 0 | 0 | 0 | 23.8415 | 48.5555 | 165.7314 | 29.0034 | 37.0689 | 76.2726 | 0 | 0 | 0 | 0 | 0 | 0 | 0 | 0 | 0 | 0 | 0 | 0 | 0 | 0 | 0 | 0 | 0 | 0 | 0 | 0 | 0 | 0 | 0 | 0 | 0 | 0 | 0 | 0 | 0 | 0 | 0 | 0 | 0 | 0 | 0 | 0 | 0 | 0 | 0 | 0 | 0 | 0 | 0 | 0 | 0 | 0 | 0 | 0 | 0 | 0 | 0 | 0 | 0 | 0 | 0 | 0 | 0 | 0 | 0 | 0 | 0 | 0 | 0 | 0 | 0 | 0 | 0 | 0 | 0 | 0 | 0 | 0 | 0 | 0 | 0 | 0 | 0 | 0 | 0 | 0 | 0 | 0 | 0 | 0 | 0 | 0 | 0 | 0 | 0 | 0 | 0 | 0 | 0 | 0 | 0 | 0 | 0 | 0 | 0 | 0 | 0 | 0 | 0 | 0 | 0 | 0 | 0 | 0 | 0 | 2017-01-17 21:00
t0407 | 0 | 133.3901 | 362.2 | 156.9685 | 41.6901 | 286.2571 | 41.6901 | 609.599 | 65.7306 | 65.7306 | 2024.4305 | 73.1857 | 88.2059 | 358.0837 | 436.005 | 64.631 | 81.6001 | 378.9327 | 238.3301 | 382.5287 | 0 | 0 | 447.3245 | 39.417 | 39.417 | 39.417 | 90.4279 | 173.3375 | 295.2083 | 135.236 | 360.046 | 94.8273 | 261.377 | 237.7151 | 296.7521 | 289.7953 | 151.7348 | 624.098 | 386.9523 | 105.0526 | 236.8516 | 292.8976 | 118.2666 | 251.2956 | 460.5426 | 118.2666 | 48.3259 | 313.3967 | 844.543 | 177.3308 | 195.2159 | 104.3639 | 196.3376 | 48.3259 | 185.1502 | 310.0575 | 107.4387 | 368.8322 | 38.7448 | 195.6969 | 38.7448 | 118.2666 | 173.3375 | 68.358 | 460.5426 | 0 | 0 | 0 | 0 | 0 | 0 | 0 | 0 | 175.101 | 0 | 0 | 0 | 0 | 271.5449 | 305.5299 | 29.3 | 35.6153 | 251.0559 | 166.2697 | 13.1587 | 89.0255 | 100.022 | 284.0162 | 163.289 | 222.6392 | 104.0002 | 29.3 | 291.4687 | 48.4185 | 274.5748 | 134.4408 | 168.7353 | 51.3893 | 96.5287 | 514.3199 | 24.8701 | 162.9555 | 163.1995 | 13.1587 | 13.1587 | 68.6449 | 126.1198 | 68.9982 | 136.9631 | 162.3034 | 90.4057 | 85.69 | 666.32 | 121.149 | 89.0255 | 82.4934 | 82.4934 | 35.4315 | 51.6705 | 666.32 | 391.9907 | 155.6513 | 0 | 0 | 0 | 82.8163 | 100.022 | 80.0421 | 374.9683 | 96.5287 | 0 | 70.8488 | 51.6705 | 13.1587 | 67.8669 | 27.7047 | 0 | 0 | 0 | 91.6807 | 0 | 0 | 145.9583 | 0 | 33.6682 | 0 | 0 | 212.8259 | 89.46 | 27.7047 | 31.2369 | 31.2369 | 72.5966 | 147.3197 | 198.1364 | 144.1541 | 307.6012 | 191.1122 | 116.6842 | 272.3651 | 245.7591 | 158.0468 | 152.2607 | 392.9303 | 188.3471 | 192.2802 | 93.2798 | 88.2452 | 194.1062 | 212.6175 | 77.9412 | 88.2452 | 88.2452 | 152.7354 | 93.2798 | 93.2798 | 93.2798 | 172.2695 | 173.6559 | 171.8671 | 138.1761 | 138.1761 | 107.4166 | 177.595 | 452.1213 | 160.9472 | 108.3803 | 583.7405 | 182.3029 | 108.3803 | 399.8005 | 914.2933 | 147.7948 | 550.9703 | 403.7692 | 182.3029 | 109.1677 | 65.3329 | 222.019 | 56.1828 | 56.1828 | 56.1828 | 170.5978 | 202.3666 | 76.7959 | 131.0187 | 229.7462 | 218.7003 | 121.377 | 121.377 | 129.0702 | 381.8465 | 56.1828 | 424.6339 | 231.1719 | 389.3358 | 146.1629 | 121.5931 | 336.4214 | 98.3235 | 185.3391 | 98.3235 | 245.4938 | 84.1163 | 113.5804 | 68.358 | 68.358 | 84.1163 | 329.8255 | 282.5705 | 154.2095 | 211.2205 | 121.1451 | 84.1163 | 792.6584 | 194.7581 | 207.1008 | 473.0973 | 745.6801 | 93.8187 | 102.6081 | 167.7247 | 346.5862 | 102.6081 | 60.4601 | 136.5505 | 107.6903 | 97.6241 | 115.7526 | 58.1502 | 58.1502 | 95.0461 | 56.1239 | 159.7652 | 245.4838 | 113.1876 | 185.3391 | 105.2296 | 225.051 | 187.9526 | 113.1876 | 105.2296 | 85.7442 | 255.1833 | 184.6073 | 54.2827 | 30.8351 | 386.4927 | 81.5948 | 276.1715 | 82.4062 | 382.0533 | 897.6712 | 45.6145 | 290.213 | 255.1833 | 367.7843 | 82.4062 | 33.6682 | 352.8419 | 278.6308 | 204.6115 | 215.3442 | 0 | 88.2452 | 158.047 | 429.1808 | 0 | 93.8187 | 125.0661 | 194.1062 | 84.2809 | 128.8326 | 194.8696 | 82.1291 | 0 | 0 | 0 | 0 | 0 | 0 | 0 | 0 | 89.46 | 0 | 164.0885 | 215.2971 | 237.376 | 157.0905 | 0 | 171.3182 | 53.543 | 45.2786 | 24.8701 | 746.236 | 40.5989 | 121.2373 | 52.8727 | 52.8727 | 97.788 | 34.1063 | 53.543 | 40.5989 | 36.9101 | 36.9101 | 62.4408 | 0 | 0 | 0 | 0 | 34.1063 | 34.1063 | 34.1063 | 55.6348 | 36.9101 | 118.8095 | 0 | 0 | 23.9742 | 0 | 0 | 0 | 104.7853 | 46.4684 | 131.2361 | 59.2686 | 57.5308 | 23.9742 | 127.1352 | 166.3728 | 36.745 | 163.5332 | 136.1752 | 579.3387 | 118.7548 | 115.0298 | 141.3712 | 22.576 | 27.5011 | 27.5011 | 22.576 | 49.3088 | 82.487 | 186.16 | 1728.1736 | 139.4571 | 82.487 | 77.7877 | 159.6276 | 109.0479 | 94.1483 | 91.3219 | 77.7877 | 165.9447 | 70.9889 | 46.4684 | 46.4684 | 159.2857 | 107.6251 | 0 | 0 | 0 | 27.5011 | 27.5011 | 31.0113 | 0 | 0 | 0 | 0 | 0 | 0 | 22.576 | 46.4684 | 155.1421 | 27.5011 | 35.0438 | 71.2093 | 0 | 0 | 0 | 0 | 0 | 0 | 0 | 0 | 0 | 0 | 0 | 0 | 0 | 0 | 0 | 0 | 0 | 0 | 0 | 0 | 0 | 0 | 0 | 0 | 0 | 0 | 0 | 0 | 0 | 0 | 0 | 0 | 0 | 0 | 0 | 0 | 0 | 0 | 0 | 0 | 0 | 0 | 0 | 0 | 0 | 0 | 0 | 0 | 0 | 0 | 0 | 0 | 0 | 0 | 0 | 0 | 0 | 0 | 0 | 0 | 0 | 0 | 0 | 0 | 0 | 0 | 0 | 0 | 0 | 0 | 0 | 0 | 0 | 0 | 0 | 0 | 0 | 0 | 0 | 0 | 0 | 0 | 0 | 0 | 0 | 0 | 0 | 0 | 0 | 0 | 0 | 0 | 0 | 0 | 0 | 0 | 0 | 0 | 0 | 0 | 0 | 0 | 0 | 0 | 0 | 0 | 0 | 0 | 0 | 2017-01-17 22:00
t0408 | 0 | 127.9503 | 341.3501 | 150.5463 | 39.0425 | 269.0105 | 39.0425 | 601.6775 | 61.9414 | 61.9414 | 1922.0185 | 68.077 | 84.3104 | 345.4883 | 419.2223 | 62.1962 | 77.4105 | 360.7791 | 226.1154 | 370.6631 | 0 | 0 | 422.3961 | 37.5276 | 37.5276 | 37.5276 | 86.8209 | 165.935 | 285.8425 | 127.1152 | 342.3969 | 89.6756 | 252.15 | 229.7614 | 283.2303 | 274.9611 | 145.557 | 611.8439 | 374.4918 | 100.6139 | 229.9043 | 279.4885 | 113.6726 | 241.4188 | 444.7661 | 113.6726 | 46.3165 | 300.1504 | 811.2317 | 171.2255 | 185.7395 | 99.1101 | 189.0017 | 46.3165 | 177.2936 | 299.8761 | 103.1361 | 350.3578 | 36.6342 | 189.3536 | 36.6342 | 113.6726 | 165.935 | 65.274 | 444.7661 | 0 | 0 | 0 | 0 | 0 | 0 | 0 | 0 | 167.3475 | 0 | 0 | 0 | 0 | 259.4646 | 290.9314 | 27.9667 | 33.3164 | 234.9124 | 157.7755 | 12.3877 | 83.9037 | 94.4615 | 269.4763 | 155.8286 | 212.6257 | 97.0979 | 27.9667 | 272.5684 | 45.6349 | 259.6892 | 126.7243 | 160.3793 | 48.5839 | 91.322 | 484.5563 | 23.1331 | 154.6546 | 153.5724 | 12.3877 | 12.3877 | 64.2649 | 120.5519 | 65.2277 | 129.355 | 154.6927 | 83.5763 | 77.8316 | 616.3715 | 112.658 | 83.9037 | 78.2418 | 78.2418 | 33.438 | 47.8908 | 616.3715 | 366.6224 | 148.2773 | 0 | 0 | 0 | 78.6682 | 94.4615 | 76.022 | 353.6529 | 91.322 | 0 | 67.2885 | 47.8908 | 12.3877 | 63.3781 | 25.8564 | 0 | 0 | 0 | 87.0845 | 0 | 0 | 138.1857 | 0 | 31.488 | 0 | 0 | 202.4516 | 86.276 | 25.8564 | 29.5954 | 29.5954 | 67.7844 | 138.4969 | 185.6287 | 136.11 | 291.9857 | 182.44 | 110.5104 | 258.7734 | 231.2506 | 148.2024 | 144.2133 | 367.0862 | 179.0936 | 179.492 | 88.9916 | 84.0311 | 183.4776 | 199.2531 | 73.2929 | 84.0311 | 84.0311 | 142.6423 | 88.9916 | 88.9916 | 88.9916 | 161.5401 | 165.316 | 160.479 | 130.039 | 130.039 | 100.9828 | 165.406 | 429.6235 | 154.9655 | 100.9535 | 544.6144 | 173.0072 | 100.9535 | 367.4445 | 859.5775 | 137.7381 | 515.7368 | 381.4208 | 173.0072 | 102.6589 | 61.6072 | 207.1577 | 53.4188 | 53.4188 | 53.4188 | 159.8519 | 187.7578 | 71.2766 | 126.7671 | 218.1708 | 209.3383 | 116.507 | 116.507 | 122.0637 | 368.5632 | 53.4188 | 398.3394 | 220.6729 | 371.3241 | 139.686 | 115.639 | 312.2164 | 93.0998 | 178.9648 | 93.0998 | 232.2736 | 78.9694 | 108.3174 | 65.274 | 65.274 | 78.9694 | 319.2752 | 272.0491 | 145.6848 | 198.3906 | 116.3858 | 78.9694 | 769.8992 | 185.5952 | 194.3462 | 445.0856 | 698.3116 | 89.4064 | 98.0325 | 156.6403 | 327.4711 | 98.0325 | 57.2238 | 129.0053 | 103.1288 | 92.6531 | 108.7073 | 55.2841 | 55.2841 | 90.6086 | 52.8527 | 150.7522 | 233.5105 | 107.076 | 178.9648 | 99.5919 | 211.3749 | 179.2796 | 107.076 | 99.5919 | 80.3808 | 238.5535 | 176.2566 | 52.2986 | 28.9532 | 366.9601 | 76.9379 | 259.2194 | 77.5532 | 363.1286 | 856.0263 | 43.2404 | 272.9693 | 238.5535 | 344.9148 | 77.5532 | 31.488 | 349.1478 | 261.7198 | 196.0929 | 208.5673 | 0 | 84.0311 | 150.2535 | 404.5187 | 0 | 89.4064 | 118.3493 | 183.4776 | 79.5369 | 119.9876 | 185.5352 | 76.9926 | 0 | 0 | 0 | 0 | 0 | 0 | 0 | 0 | 86.276 | 0 | 156.9359 | 210.1704 | 222.6605 | 148.1958 | 0 | 160.4844 | 49.2106 | 42.5793 | 23.1331 | 690.0692 | 38.5222 | 112.704 | 49.1158 | 49.1158 | 89.5358 | 31.7198 | 49.2106 | 38.5222 | 34.5393 | 34.5393 | 58.5067 | 0 | 0 | 0 | 0 | 31.7198 | 31.7198 | 31.7198 | 52.164 | 34.5393 | 111.6005 | 0 | 0 | 22.3582 | 0 | 0 | 0 | 98.0508 | 44.6151 | 122.9511 | 57.3069 | 54.1085 | 22.3582 | 121.5538 | 154.2747 | 34.6061 | 156.6097 | 128.6291 | 549.3596 | 112.6614 | 109.1836 | 133.5916 | 21.4045 | 26.1161 | 26.1161 | 21.4045 | 45.8952 | 77.5595 | 175.3806 | 1618.4146 | 128.9654 | 77.5595 | 73.329 | 147.9438 | 101.4174 | 87.5385 | 84.6845 | 73.329 | 154.1886 | 66.623 | 44.6151 | 44.6151 | 149.4552 | 100.1672 | 0 | 0 | 0 | 26.1161 | 26.1161 | 28.9664 | 0 | 0 | 0 | 0 | 0 | 0 | 21.4045 | 44.6151 | 145.0529 | 26.1161 | 33.1597 | 66.3574 | 0 | 0 | 0 | 0 | 0 | 0 | 0 | 0 | 0 | 0 | 0 | 0 | 0 | 0 | 0 | 0 | 0 | 0 | 0 | 0 | 0 | 0 | 0 | 0 | 0 | 0 | 0 | 0 | 0 | 0 | 0 | 0 | 0 | 0 | 0 | 0 | 0 | 0 | 0 | 0 | 0 | 0 | 0 | 0 | 0 | 0 | 0 | 0 | 0 | 0 | 0 | 0 | 0 | 0 | 0 | 0 | 0 | 0 | 0 | 0 | 0 | 0 | 0 | 0 | 0 | 0 | 0 | 0 | 0 | 0 | 0 | 0 | 0 | 0 | 0 | 0 | 0 | 0 | 0 | 0 | 0 | 0 | 0 | 0 | 0 | 0 | 0 | 0 | 0 | 0 | 0 | 0 | 0 | 0 | 0 | 0 | 0 | 0 | 0 | 0 | 0 | 0 | 0 | 0 | 0 | 0 | 0 | 0 | 0 | 2017-01-17 23:00
t0409 | 0 | 126.9991 | 325.3765 | 149.1337 | 36.5915 | 254.5684 | 36.5915 | 633.6487 | 59.238 | 59.238 | 1877.8328 | 62.8914 | 82.8019 | 347.4204 | 417.5831 | 62.0023 | 74.8035 | 351.7082 | 218.61 | 375.4714 | 0 | 0 | 404.7319 | 36.5397 | 36.5397 | 36.5397 | 86.2315 | 163.7738 | 289.1879 | 121.3391 | 333.7846 | 86.122 | 253.008 | 231.4737 | 277.4602 | 265.9294 | 144.1525 | 635.8332 | 379.3414 | 99.3555 | 233.8233 | 274.1444 | 113.2166 | 240.1838 | 449.7953 | 113.2166 | 45.7315 | 296.4456 | 806.7769 | 172.1424 | 181.0925 | 95.9689 | 188.7696 | 45.7315 | 174.9348 | 302.5249 | 102.3083 | 340.3615 | 35.1084 | 191.2308 | 35.1084 | 113.2166 | 163.7738 | 64.0569 | 449.7953 | 0 | 0 | 0 | 0 | 0 | 0 | 0 | 0 | 164.455 | 0 | 0 | 0 | 0 | 255.0719 | 283.501 | 27.3596 | 31.038 | 220.0106 | 152.2921 | 11.7369 | 79.7108 | 90.0635 | 260.8443 | 152.7115 | 208.623 | 90.2722 | 27.3596 | 255.5438 | 43.3311 | 249.3656 | 120.4111 | 155.4048 | 46.4729 | 87.5465 | 461.4772 | 21.2617 | 149.4122 | 145.4162 | 11.7369 | 11.7369 | 60.1694 | 118.4846 | 62.4235 | 123.5237 | 151.1003 | 76.2488 | 68.1989 | 563.6135 | 103.5625 | 79.7108 | 75.4312 | 75.4312 | 31.8644 | 43.7562 | 563.6135 | 343.5869 | 144.3652 | 0 | 0 | 0 | 76.0872 | 90.0635 | 73.5482 | 337.0533 | 87.5465 | 0 | 65.0799 | 43.7562 | 11.7369 | 59.1007 | 24.0313 | 0 | 0 | 0 | 84.375 | 0 | 0 | 132.9095 | 0 | 29.346 | 0 | 0 | 196.7969 | 86.4642 | 24.0313 | 28.4845 | 28.4845 | 62.8771 | 130.9612 | 174.308 | 129.9424 | 283.3259 | 178.8511 | 106.4081 | 250.8776 | 220.2906 | 139.3919 | 138.797 | 345.5843 | 174.0766 | 166.9493 | 87.2904 | 81.9815 | 176.1881 | 186.9424 | 69.3759 | 81.9815 | 81.9815 | 133.1465 | 87.2904 | 87.2904 | 87.2904 | 151.9423 | 161.2543 | 149.4716 | 123.3035 | 123.3035 | 95.5624 | 153.6701 | 417.1461 | 155.0448 | 93.525 | 513.0148 | 167.6819 | 93.525 | 332.347 | 820.4687 | 127.551 | 485.0269 | 365.5235 | 167.6819 | 97.3987 | 58.6997 | 192.2652 | 51.8568 | 51.8568 | 51.8568 | 149.912 | 172.6146 | 65.3149 | 127.9031 | 211.3223 | 206.4463 | 115.6734 | 115.6734 | 117.2549 | 369.974 | 51.8568 | 375.6234 | 216.3334 | 363.2908 | 137.2602 | 112.2761 | 288.4006 | 89.5909 | 180.1201 | 89.5909 | 223.6223 | 74.6011 | 106.155 | 64.0569 | 64.0569 | 74.6011 | 323.2456 | 271.9599 | 139.7452 | 187.7544 | 115.8466 | 74.6011 | 785.2325 | 181.2156 | 184.0688 | 423.9098 | 661.9503 | 87.3065 | 96.2846 | 145.9599 | 314.0243 | 96.2846 | 54.9196 | 123.5851 | 101.8369 | 89.6148 | 102.5845 | 53.738 | 53.738 | 88.6555 | 50.2299 | 144.7351 | 227.5204 | 102.7807 | 180.1201 | 95.841 | 200.2935 | 175.3962 | 102.7807 | 95.841 | 75.4314 | 223.9006 | 173.0034 | 52.265 | 27.2449 | 355.1421 | 73.2565 | 244.5933 | 73.5236 | 351.9844 | 840.3252 | 41.6349 | 257.9278 | 223.9006 | 325.6401 | 73.5236 | 29.346 | 369.9303 | 247.3126 | 194.2671 | 211.202 | 0 | 81.9815 | 145.7193 | 390.0073 | 0 | 87.3065 | 113.8085 | 176.1881 | 76.2525 | 110.6781 | 180.6655 | 72.35 | 0 | 0 | 0 | 0 | 0 | 0 | 0 | 0 | 86.4642 | 0 | 154.4889 | 216.2777 | 210.462 | 141.8998 | 0 | 150.573 | 44.0103 | 40.2728 | 21.2617 | 630.0241 | 37.2197 | 104.2165 | 45.0925 | 45.0925 | 79.3215 | 29.2399 | 44.0103 | 37.2197 | 32.2383 | 32.2383 | 54.8298 | 0 | 0 | 0 | 0 | 29.2399 | 29.2399 | 29.2399 | 49.0028 | 32.2383 | 105.2993 | 0 | 0 | 20.8477 | 0 | 0 | 0 | 91.7001 | 44.3195 | 115.5204 | 57.9245 | 51.2232 | 20.8477 | 119.5317 | 141.8982 | 32.8174 | 154.7846 | 123.2361 | 532.2885 | 108.8736 | 105.6475 | 127.9889 | 20.6633 | 25.2911 | 25.2911 | 20.6633 | 42.4018 | 73.4764 | 166.6969 | 1530.4663 | 117.4608 | 73.4764 | 69.9167 | 136.3303 | 93.5392 | 80.4839 | 77.5405 | 69.9167 | 142.0433 | 62.9864 | 44.3195 | 44.3195 | 140.6722 | 92.8304 | 0 | 0 | 0 | 25.2911 | 25.2911 | 26.9769 | 0 | 0 | 0 | 0 | 0 | 0 | 20.6633 | 44.3195 | 135.7191 | 25.2911 | 31.8538 | 61.368 | 0 | 0 | 0 | 0 | 0 | 0 | 0 | 0 | 0 | 0 | 0 | 0 | 0 | 0 | 0 | 0 | 0 | 0 | 0 | 0 | 0 | 0 | 0 | 0 | 0 | 0 | 0 | 0 | 0 | 0 | 0 | 0 | 0 | 0 | 0 | 0 | 0 | 0 | 0 | 0 | 0 | 0 | 0 | 0 | 0 | 0 | 0 | 0 | 0 | 0 | 0 | 0 | 0 | 0 | 0 | 0 | 0 | 0 | 0 | 0 | 0 | 0 | 0 | 0 | 0 | 0 | 0 | 0 | 0 | 0 | 0 | 0 | 0 | 0 | 0 | 0 | 0 | 0 | 0 | 0 | 0 | 0 | 0 | 0 | 0 | 0 | 0 | 0 | 0 | 0 | 0 | 0 | 0 | 0 | 0 | 0 | 0 | 0 | 0 | 0 | 0 | 0 | 0 | 0 | 0 | 0 | 0 | 0 | 0 | 2017-01-18
t0410 | 0 | 127.9116 | 314.6025 | 149.9336 | 34.7497 | 244.2627 | 34.7497 | 673.8264 | 57.4627 | 57.4627 | 1861.3287 | 58.7757 | 82.5495 | 354.3053 | 422.0684 | 62.7201 | 73.366 | 348.0253 | 214.515 | 385.5917 | 0 | 0 | 393.4513 | 36.1154 | 36.1154 | 36.1154 | 86.9131 | 164.0566 | 296.6304 | 117.4418 | 330.2339 | 83.9262 | 257.5183 | 236.5002 | 275.9087 | 261.04 | 144.894 | 668.2895 | 389.4996 | 99.5813 | 241.0175 | 272.9286 | 114.4168 | 242.4713 | 461.0627 | 114.4168 | 45.8345 | 297.164 | 814.1666 | 175.534 | 179.2015 | 94.3238 | 191.289 | 45.8345 | 175.1975 | 309.4927 | 102.9977 | 335.5822 | 34.1422 | 195.8304 | 34.1422 | 114.4168 | 164.0566 | 63.8075 | 461.0627 | 0 | 0 | 0 | 0 | 0 | 0 | 0 | 0 | 164.0454 | 0 | 0 | 0 | 0 | 254.5145 | 280.4293 | 27.1721 | 29.2887 | 208.7592 | 149.2106 | 11.2784 | 76.8165 | 87.1288 | 256.2552 | 151.9084 | 207.7796 | 84.9771 | 27.1721 | 242.7137 | 41.7356 | 242.9809 | 116.0601 | 152.8611 | 45.1098 | 85.1707 | 445.7888 | 19.762 | 146.5173 | 139.642 | 11.2784 | 11.2784 | 57.0785 | 118.2069 | 60.6207 | 119.6825 | 149.8172 | 70.238 | 59.8184 | 520.5216 | 96.2718 | 76.8165 | 73.8137 | 73.8137 | 30.8069 | 40.3879 | 520.5216 | 326.2102 | 142.6924 | 0 | 0 | 0 | 74.7031 | 87.1288 | 72.2279 | 325.8801 | 85.1707 | 0 | 63.8936 | 40.3879 | 11.2784 | 55.8111 | 22.613 | 0 | 0 | 0 | 82.9788 | 0 | 0 | 129.7313 | 0 | 27.7022 | 0 | 0 | 194.1851 | 87.9066 | 22.613 | 27.8244 | 27.8244 | 59.0499 | 125.5698 | 165.8685 | 125.8665 | 279.0116 | 177.9746 | 103.98 | 246.8806 | 212.8159 | 132.8821 | 135.5714 | 329.5748 | 171.743 | 157.2268 | 86.9014 | 81.1839 | 171.6673 | 177.7441 | 66.5908 | 81.1839 | 81.1839 | 125.865 | 86.9014 | 86.9014 | 86.9014 | 144.8519 | 159.6516 | 140.9758 | 118.5737 | 118.5737 | 91.6997 | 144.4963 | 411.1022 | 157.3639 | 87.6819 | 489.4437 | 164.9407 | 87.6819 | 302.9666 | 794.0934 | 119.5403 | 462.2055 | 355.4066 | 164.9407 | 93.7071 | 56.7371 | 180.6464 | 51.0997 | 51.0997 | 51.0997 | 142.4708 | 160.4211 | 60.4924 | 130.8702 | 207.7609 | 206.6472 | 116.5448 | 116.5448 | 114.2931 | 376.7367 | 51.0997 | 359.0388 | 215.2734 | 360.7883 | 136.907 | 110.6578 | 269.3976 | 87.4937 | 183.8479 | 87.4937 | 218.4617 | 71.4463 | 105.5911 | 63.8075 | 63.8075 | 71.4463 | 331.7634 | 275.8174 | 136.0049 | 180.1538 | 117.0016 | 71.4463 | 811.4297 | 179.6081 | 176.7312 | 409.4372 | 635.9174 | 86.5415 | 95.9911 | 137.73 | 305.5341 | 95.9911 | 53.491 | 120.125 | 102.0649 | 87.9754 | 98.1454 | 53.0189 | 53.0189 | 88.0461 | 48.418 | 140.9601 | 224.9988 | 100.1156 | 183.8479 | 93.5937 | 192.4265 | 174.1863 | 100.1156 | 93.5937 | 71.7398 | 212.889 | 172.358 | 52.9962 | 25.9902 | 348.8675 | 70.7586 | 233.9652 | 70.6911 | 346.3344 | 837.1461 | 40.6897 | 247.1448 | 212.889 | 311.6319 | 70.6911 | 27.7022 | 395.4187 | 236.9402 | 195.3029 | 216.8185 | 0 | 81.1839 | 143.4573 | 381.3292 | 0 | 86.5415 | 111.0587 | 171.6673 | 74.1607 | 103.2869 | 178.5824 | 68.9048 | 0 | 0 | 0 | 0 | 0 | 0 | 0 | 0 | 87.9066 | 0 | 154.365 | 225.3406 | 201.6509 | 137.8324 | 0 | 143.1593 | 39.6136 | 38.6264 | 19.762 | 580.8444 | 36.5006 | 97.4835 | 41.8536 | 41.8536 | 70.5802 | 27.2625 | 39.6136 | 36.5006 | 30.4827 | 30.4827 | 52.0702 | 0 | 0 | 0 | 0 | 27.2625 | 27.2625 | 27.2625 | 46.6552 | 30.4827 | 100.7308 | 0 | 0 | 19.6817 | 0 | 0 | 0 | 86.8834 | 44.6764 | 109.9929 | 59.3571 | 49.1742 | 19.6817 | 119.3133 | 131.9287 | 31.5655 | 155.2578 | 119.7937 | 523.3774 | 106.7878 | 103.7579 | 124.4195 | 20.2455 | 24.86 | 24.86 | 20.2455 | 39.6334 | 70.5854 | 160.7124 | 1466.7361 | 108.0089 | 70.5854 | 67.6224 | 126.9954 | 87.264 | 74.8293 | 71.7446 | 67.6224 | 132.3284 | 60.367 | 44.6764 | 44.6764 | 134.2137 | 87.053 | 0 | 0 | 0 | 24.86 | 24.86 | 25.4423 | 0 | 0 | 0 | 0 | 0 | 0 | 20.2455 | 44.6764 | 128.6343 | 24.86 | 31.052 | 57.4324 | 0 | 0 | 0 | 0 | 0 | 0 | 0 | 0 | 0 | 0 | 0 | 0 | 0 | 0 | 0 | 0 | 0 | 0 | 0 | 0 | 0 | 0 | 0 | 0 | 0 | 0 | 0 | 0 | 0 | 0 | 0 | 0 | 0 | 0 | 0 | 0 | 0 | 0 | 0 | 0 | 0 | 0 | 0 | 0 | 0 | 0 | 0 | 0 | 0 | 0 | 0 | 0 | 0 | 0 | 0 | 0 | 0 | 0 | 0 | 0 | 0 | 0 | 0 | 0 | 0 | 0 | 0 | 0 | 0 | 0 | 0 | 0 | 0 | 0 | 0 | 0 | 0 | 0 | 0 | 0 | 0 | 0 | 0 | 0 | 0 | 0 | 0 | 0 | 0 | 0 | 0 | 0 | 0 | 0 | 0 | 0 | 0 | 0 | 0 | 0 | 0 | 0 | 0 | 0 | 0 | 0 | 0 | 0 | 0 | 2017-01-18 01:00
t0411 | 0 | 130.1693 | 310.8332 | 152.5331 | 33.9061 | 240.0205 | 33.9061 | 711.6361 | 56.7894 | 56.7894 | 1864.5832 | 56.5567 | 83.5355 | 363.6418 | 431.0048 | 64.1246 | 73.3315 | 350.0018 | 214.4559 | 398.0827 | 0 | 0 | 390.158 | 36.3154 | 36.3154 | 36.3154 | 88.5635 | 166.4291 | 305.939 | 115.575 | 331.5438 | 83.4347 | 264.2338 | 243.3179 | 278.5694 | 261.003 | 147.446 | 700.286 | 401.4837 | 101.0918 | 249.4083 | 275.4985 | 116.7805 | 247.3048 | 473.9117 | 116.7805 | 46.5749 | 301.6682 | 830.2146 | 180.3417 | 180.0458 | 94.4467 | 195.6756 | 46.5749 | 177.7986 | 318.6985 | 104.9225 | 336.2528 | 33.9263 | 201.7778 | 33.9263 | 116.7805 | 166.4291 | 64.4748 | 473.9117 | 0 | 0 | 0 | 0 | 0 | 0 | 0 | 0 | 165.9835 | 0 | 0 | 0 | 0 | 257.4491 | 282.0667 | 27.4338 | 28.4978 | 203.3819 | 149.1847 | 11.1156 | 75.869 | 86.3693 | 256.2375 | 153.3496 | 209.9931 | 82.3828 | 27.4338 | 236.2723 | 41.2209 | 241.5991 | 114.6567 | 153.266 | 44.8068 | 84.7086 | 440.1759 | 18.9963 | 146.5386 | 137.5225 | 11.1156 | 11.1156 | 55.6546 | 119.628 | 60.2113 | 118.6692 | 150.9255 | 66.6731 | 54.2178 | 494.9133 | 92.5016 | 75.869 | 73.7395 | 73.7395 | 30.5026 | 38.5308 | 494.9133 | 317.6055 | 143.6043 | 0 | 0 | 0 | 74.822 | 86.3693 | 72.3293 | 322.3547 | 84.7086 | 0 | 63.9788 | 38.5308 | 11.1156 | 54.1566 | 21.9076 | 0 | 0 | 0 | 83.1186 | 0 | 0 | 129.216 | 0 | 26.9458 | 0 | 0 | 194.9888 | 90.1583 | 21.9076 | 27.7469 | 27.7469 | 57.2338 | 123.4521 | 161.9971 | 124.745 | 279.2447 | 179.7512 | 103.6356 | 247.3991 | 209.7333 | 130.003 | 135.1285 | 320.5102 | 172.3502 | 152.3993 | 87.6946 | 81.6693 | 170.5415 | 173.6559 | 65.5046 | 81.6693 | 81.6693 | 122.1669 | 87.6946 | 87.6946 | 87.6946 | 141.7156 | 160.5372 | 136.7403 | 116.8151 | 116.8151 | 90.1616 | 139.4869 | 412.1138 | 161.0306 | 84.6164 | 474.9701 | 165.0024 | 84.6164 | 283.8866 | 781.7317 | 115.4553 | 450.8701 | 352.6555 | 165.0024 | 92.2099 | 56.1046 | 174.8982 | 51.2693 | 51.2693 | 51.2693 | 139.1525 | 153.5236 | 57.8895 | 134.8338 | 208.0236 | 209.5936 | 118.7157 | 118.7157 | 113.6347 | 386.8416 | 51.2693 | 351.6141 | 217.4099 | 363.85 | 138.517 | 111.0662 | 258.1746 | 87.1683 | 188.9009 | 87.1683 | 217.4072 | 70.0757 | 106.4893 | 64.4748 | 64.4748 | 70.0757 | 342.0632 | 282.2057 | 134.9818 | 176.8775 | 119.34 | 70.0757 | 840.4173 | 180.8883 | 173.2849 | 403.3792 | 621.5169 | 87.1615 | 97.0762 | 133.6439 | 303.2882 | 97.0762 | 53.2426 | 119.2087 | 103.597 | 88.0006 | 96.3019 | 53.1935 | 53.1935 | 88.7369 | 47.7625 | 139.6558 | 225.9662 | 99.5773 | 188.9009 | 93.179 | 188.9509 | 175.6954 | 99.5773 | 93.179 | 70.1298 | 207.1561 | 174.1317 | 54.2746 | 25.4846 | 349.1966 | 69.9584 | 229.3624 | 69.6409 | 347.2554 | 844.3068 | 40.6108 | 243.1489 | 207.1561 | 305.1037 | 69.6409 | 26.9458 | 418.784 | 232.6021 | 198.4839 | 223.7056 | 0 | 81.6693 | 143.8955 | 377.3419 | 0 | 87.1615 | 110.5348 | 170.5415 | 73.4773 | 99.5739 | 179.5812 | 67.3731 | 0 | 0 | 0 | 0 | 0 | 0 | 0 | 0 | 90.1583 | 0 | 156.3669 | 234.8961 | 197.5241 | 136.4678 | 0 | 139.7733 | 37.0122 | 37.994 | 18.9963 | 551.7507 | 36.4939 | 93.7172 | 40.1304 | 40.1304 | 65.2789 | 26.2143 | 37.0122 | 36.4939 | 29.6854 | 29.6854 | 50.8505 | 0 | 0 | 0 | 0 | 26.2143 | 26.2143 | 26.2143 | 45.6284 | 29.6854 | 98.8687 | 0 | 0 | 19.0542 | 0 | 0 | 0 | 84.6315 | 45.5256 | 107.4344 | 61.1053 | 48.3856 | 19.0542 | 120.7963 | 126.1404 | 31.1335 | 157.6021 | 118.8502 | 522.9366 | 106.7438 | 103.8075 | 123.517 | 20.2164 | 24.8918 | 24.8918 | 20.2164 | 38.1787 | 69.4304 | 158.6404 | 1433.0445 | 102.5518 | 69.4304 | 66.8418 | 121.3583 | 83.917 | 71.8846 | 68.5388 | 66.8418 | 127.0154 | 59.1834 | 45.5256 | 45.5256 | 131.4506 | 83.895 | 0 | 0 | 0 | 24.8918 | 24.8918 | 24.6918 | 0 | 0 | 0 | 0 | 0 | 0 | 20.2164 | 45.5256 | 125.1386 | 24.8918 | 30.899 | 55.4474 | 0 | 0 | 0 | 0 | 0 | 0 | 0 | 0 | 0 | 0 | 0 | 0 | 0 | 0 | 0 | 0 | 0 | 0 | 0 | 0 | 0 | 0 | 0 | 0 | 0 | 0 | 0 | 0 | 0 | 0 | 0 | 0 | 0 | 0 | 0 | 0 | 0 | 0 | 0 | 0 | 0 | 0 | 0 | 0 | 0 | 0 | 0 | 0 | 0 | 0 | 0 | 0 | 0 | 0 | 0 | 0 | 0 | 0 | 0 | 0 | 0 | 0 | 0 | 0 | 0 | 0 | 0 | 0 | 0 | 0 | 0 | 0 | 0 | 0 | 0 | 0 | 0 | 0 | 0 | 0 | 0 | 0 | 0 | 0 | 0 | 0 | 0 | 0 | 0 | 0 | 0 | 0 | 0 | 0 | 0 | 0 | 0 | 0 | 0 | 0 | 0 | 0 | 0 | 0 | 0 | 0 | 0 | 0 | 0 | 2017-01-18 02:00
t0412 | 0 | 133.0337 | 313.0792 | 156.0326 | 33.979 | 241.1712 | 33.979 | 740.7349 | 57.0681 | 57.0681 | 1881.6301 | 56.1864 | 85.291 | 373.1205 | 441.7113 | 65.8003 | 74.375 | 355.933 | 217.4876 | 410.1077 | 0 | 0 | 393.5277 | 36.9566 | 36.9566 | 36.9566 | 90.6518 | 169.9613 | 314.9723 | 115.5529 | 336.2841 | 84.3307 | 271.4086 | 250.2614 | 283.9642 | 264.6737 | 150.9194 | 726.0746 | 412.6371 | 103.308 | 257.1807 | 280.4733 | 119.5987 | 253.195 | 485.5231 | 119.5987 | 47.6705 | 308.2397 | 849.9295 | 185.354 | 182.8091 | 95.899 | 200.6877 | 47.6705 | 181.714 | 327.9361 | 107.4422 | 340.932 | 34.3237 | 207.6699 | 34.3237 | 119.5987 | 169.9613 | 65.7191 | 485.5231 | 0 | 0 | 0 | 0 | 0 | 0 | 0 | 0 | 169.3617 | 0 | 0 | 0 | 0 | 262.5075 | 287.0048 | 27.9927 | 28.5878 | 203.4614 | 151.5083 | 11.2092 | 76.5869 | 87.4208 | 259.7004 | 156.2391 | 214.1378 | 82.3277 | 27.9927 | 235.8475 | 41.6296 | 244.2833 | 115.7701 | 155.8598 | 45.373 | 85.7985 | 443.2528 | 18.9335 | 148.7909 | 138.5896 | 11.2092 | 11.2092 | 55.7645 | 122.0888 | 60.9449 | 120.0085 | 153.6579 | 65.6117 | 51.7334 | 487.2036 | 92.1179 | 76.5869 | 74.8634 | 74.8634 | 30.8317 | 38.1673 | 487.2036 | 317.2296 | 146.3362 | 0 | 0 | 0 | 76.0738 | 87.4208 | 73.5027 | 325.3175 | 85.7985 | 0 | 65.0242 | 38.1673 | 11.2092 | 54.049 | 21.8754 | 0 | 0 | 0 | 84.4069 | 0 | 0 | 130.8287 | 0 | 27.0084 | 0 | 0 | 198.2575 | 92.6192 | 21.8754 | 28.1298 | 28.1298 | 57.2937 | 124.224 | 162.3154 | 126.091 | 282.8765 | 183.2298 | 104.9445 | 251.2745 | 210.5247 | 130.4208 | 136.8938 | 318.2594 | 175.0893 | 152.191 | 89.2389 | 83.0429 | 172.1991 | 174.2227 | 65.9145 | 83.0429 | 83.0429 | 121.867 | 89.2389 | 89.2389 | 89.2389 | 142.1696 | 163.1526 | 136.5268 | 117.648 | 117.648 | 90.6784 | 138.5443 | 418.3137 | 165.049 | 84.2265 | 469.7912 | 167.179 | 84.2265 | 276.0045 | 782.0335 | 115.116 | 450.2873 | 356.0096 | 167.179 | 92.6531 | 56.6036 | 174.6907 | 52.1171 | 52.1171 | 52.1171 | 139.5939 | 151.9053 | 57.4587 | 138.8403 | 211.1591 | 214.0997 | 121.481 | 121.481 | 114.8499 | 397.667 | 52.1171 | 352.511 | 221.5967 | 370.6006 | 141.3331 | 112.9526 | 254.8526 | 88.2548 | 194.0369 | 88.2548 | 219.659 | 70.3123 | 108.3315 | 65.7191 | 65.7191 | 70.3123 | 351.8249 | 289.3538 | 136.2077 | 177.4826 | 122.1506 | 70.3123 | 866.1959 | 184.1405 | 173.3984 | 404.7664 | 618.3232 | 88.726 | 99.0161 | 133.4637 | 306.1999 | 99.0161 | 53.9444 | 120.3977 | 105.8447 | 89.2929 | 96.7773 | 54.0168 | 54.0168 | 90.2902 | 48.1087 | 140.4409 | 229.4026 | 100.7624 | 194.0369 | 94.2344 | 189.432 | 179.0068 | 100.7624 | 94.2344 | 70.4077 | 206.4498 | 177.4226 | 55.7402 | 25.6462 | 354.5158 | 70.603 | 230.1895 | 70.1451 | 353.0462 | 857.9264 | 41.2113 | 245.0915 | 206.4498 | 305.429 | 70.1451 | 27.0084 | 436.2493 | 233.6555 | 202.7086 | 230.3019 | 0 | 83.0429 | 146.3241 | 377.4603 | 0 | 88.726 | 111.8023 | 172.1991 | 73.9811 | 99.3599 | 182.7566 | 67.5822 | 0 | 0 | 0 | 0 | 0 | 0 | 0 | 0 | 92.6192 | 0 | 159.6274 | 243.0859 | 197.6897 | 137.3941 | 0 | 140.0798 | 36.2571 | 38.2531 | 18.9335 | 543.1828 | 37.0336 | 92.8853 | 39.8809 | 39.8809 | 63.5721 | 26.0669 | 36.2571 | 37.0336 | 29.7688 | 29.7688 | 51.033 | 0 | 0 | 0 | 0 | 26.0669 | 26.0669 | 26.0669 | 45.7992 | 29.7688 | 99.4164 | 0 | 0 | 18.9484 | 0 | 0 | 0 | 84.7505 | 46.5951 | 107.6039 | 62.7701 | 48.7043 | 18.9484 | 123.3098 | 124.5708 | 31.409 | 160.941 | 119.9801 | 528.9655 | 108.2675 | 105.3288 | 124.8139 | 20.4894 | 25.2715 | 25.2715 | 20.4894 | 37.9921 | 69.809 | 159.937 | 1427.8893 | 101.1307 | 69.809 | 67.3559 | 119.5266 | 83.4144 | 71.553 | 67.8939 | 67.3559 | 126.023 | 59.3035 | 46.5951 | 46.5951 | 132.0169 | 83.2996 | 0 | 0 | 0 | 25.2715 | 25.2715 | 24.6775 | 0 | 0 | 0 | 0 | 0 | 0 | 20.4894 | 46.5951 | 125.0104 | 25.2715 | 31.2695 | 55.3181 | 0 | 0 | 0 | 0 | 0 | 0 | 0 | 0 | 0 | 0 | 0 | 0 | 0 | 0 | 0 | 0 | 0 | 0 | 0 | 0 | 0 | 0 | 0 | 0 | 0 | 0 | 0 | 0 | 0 | 0 | 0 | 0 | 0 | 0 | 0 | 0 | 0 | 0 | 0 | 0 | 0 | 0 | 0 | 0 | 0 | 0 | 0 | 0 | 0 | 0 | 0 | 0 | 0 | 0 | 0 | 0 | 0 | 0 | 0 | 0 | 0 | 0 | 0 | 0 | 0 | 0 | 0 | 0 | 0 | 0 | 0 | 0 | 0 | 0 | 0 | 0 | 0 | 0 | 0 | 0 | 0 | 0 | 0 | 0 | 0 | 0 | 0 | 0 | 0 | 0 | 0 | 0 | 0 | 0 | 0 | 0 | 0 | 0 | 0 | 0 | 0 | 0 | 0 | 0 | 0 | 0 | 0 | 0 | 0 | 2017-01-18 03:00
t0413 | 0 | 140.9637 | 328.1908 | 165.3658 | 35.463 | 252.3146 | 35.463 | 794.9629 | 59.7852 | 59.7852 | 1979.6863 | 58.2921 | 90.2407 | 396.5235 | 468.7554 | 69.8715 | 78.3277 | 375.6482 | 229.0498 | 436.8593 | 0 | 0 | 413.0346 | 39.0103 | 39.0103 | 39.0103 | 96.1246 | 179.9319 | 335.3877 | 120.7523 | 354.5096 | 88.6158 | 288.5015 | 266.2727 | 300.1562 | 278.7468 | 159.9834 | 777.1781 | 439.1204 | 109.4062 | 274.1609 | 296.3421 | 126.8827 | 268.5516 | 515.9163 | 126.8827 | 50.5175 | 326.4215 | 901.4192 | 197.1148 | 192.8062 | 101.0685 | 213.0982 | 50.5175 | 192.4326 | 349.0246 | 113.9352 | 359.2143 | 36.0743 | 221.0655 | 36.0743 | 126.8827 | 179.9319 | 69.4773 | 515.9163 | 0 | 0 | 0 | 0 | 0 | 0 | 0 | 0 | 179.1521 | 0 | 0 | 0 | 0 | 277.6106 | 302.9609 | 29.5972 | 29.8261 | 212.1588 | 159.6326 | 11.7478 | 80.3302 | 91.8421 | 273.4701 | 165.1181 | 226.4211 | 85.7207 | 29.5972 | 245.7189 | 43.6702 | 256.7338 | 121.4441 | 164.383 | 47.6957 | 90.2228 | 464.5501 | 19.6583 | 156.7712 | 145.1952 | 11.7478 | 11.7478 | 58.1876 | 129.1601 | 64.0558 | 126.0524 | 162.2829 | 67.6441 | 52.1619 | 502.5535 | 95.6088 | 80.3302 | 78.8556 | 78.8556 | 32.3694 | 39.4801 | 502.5535 | 330.5822 | 154.5568 | 0 | 0 | 0 | 80.2108 | 91.8421 | 77.4854 | 341.3086 | 90.2228 | 0 | 68.5488 | 39.4801 | 11.7478 | 56.2658 | 22.7678 | 0 | 0 | 0 | 88.9675 | 0 | 0 | 137.6046 | 0 | 28.1691 | 0 | 0 | 209.1577 | 98.4466 | 22.7678 | 29.6058 | 29.6058 | 59.6832 | 130.0357 | 169.4325 | 132.4087 | 297.891 | 193.6912 | 110.4009 | 264.888 | 220.3323 | 136.2448 | 144.0308 | 330.9683 | 184.6455 | 158.4227 | 94.2701 | 87.6453 | 180.8665 | 181.9481 | 69.0072 | 87.6453 | 87.6453 | 126.8551 | 94.2701 | 94.2701 | 94.2701 | 148.5183 | 172.1526 | 142.1313 | 123.2422 | 123.2422 | 94.908 | 143.8368 | 440.9335 | 175.2372 | 87.4965 | 487.7132 | 176.0439 | 87.4965 | 282.522 | 817.4267 | 119.6704 | 469.4327 | 373.8061 | 176.0439 | 96.9659 | 59.3763 | 181.8047 | 54.9691 | 54.9691 | 54.9691 | 145.7696 | 157.1935 | 59.517 | 147.8141 | 222.5204 | 226.6672 | 128.795 | 128.795 | 120.6868 | 422.8718 | 54.9691 | 368.2643 | 234.2394 | 391.5451 | 149.5006 | 119.1587 | 263.6177 | 92.8305 | 206.3186 | 92.8305 | 230.8484 | 73.4985 | 114.4137 | 69.4773 | 69.4773 | 73.4985 | 374.5033 | 307.2381 | 143.0056 | 185.5712 | 129.5511 | 73.4985 | 923.4332 | 194.4584 | 181.0937 | 423.55 | 644.1417 | 93.6975 | 104.7177 | 138.9643 | 321.5433 | 104.7177 | 56.7413 | 126.4366 | 112.0818 | 94.0665 | 101.2198 | 56.9552 | 56.9552 | 95.3513 | 50.4131 | 147.2416 | 241.9162 | 105.9299 | 206.3186 | 99.0715 | 198.0188 | 189.1464 | 105.9299 | 99.0715 | 73.5549 | 214.9639 | 187.5409 | 59.2243 | 26.8305 | 373.5812 | 74.0657 | 240.6099 | 73.4824 | 372.3268 | 905.8026 | 43.3943 | 256.7319 | 214.9639 | 318.9148 | 73.4824 | 28.1691 | 468.5482 | 244.3785 | 214.6871 | 245.2457 | 0 | 87.6453 | 154.3375 | 395.0029 | 0 | 93.6975 | 117.5384 | 180.8665 | 77.5926 | 103.2713 | 192.9164 | 70.5884 | 0 | 0 | 0 | 0 | 0 | 0 | 0 | 0 | 98.4466 | 0 | 168.9204 | 259.7829 | 206.4276 | 144.0757 | 0 | 146.2212 | 37.1783 | 40.0541 | 19.6583 | 560.1766 | 39.0105 | 96.2747 | 41.3448 | 41.3448 | 64.8927 | 27.047 | 37.1783 | 39.0105 | 31.0613 | 31.0613 | 53.2958 | 0 | 0 | 0 | 0 | 27.047 | 27.047 | 27.047 | 47.8481 | 31.0613 | 104.0061 | 0 | 0 | 19.6931 | 0 | 0 | 0 | 88.3974 | 49.4071 | 112.311 | 66.7711 | 50.9978 | 19.6931 | 130.472 | 128.8006 | 32.928 | 170.4037 | 125.9738 | 556.5966 | 114.0244 | 110.9634 | 131.1056 | 21.5692 | 26.6327 | 26.6327 | 21.5692 | 39.4468 | 73.066 | 167.6688 | 1488.1015 | 104.3394 | 73.066 | 70.6238 | 123.4637 | 86.543 | 74.2503 | 70.2528 | 70.6238 | 130.6162 | 61.9596 | 49.4071 | 49.4071 | 137.9926 | 86.4383 | 0 | 0 | 0 | 26.6327 | 26.6327 | 25.7017 | 0 | 0 | 0 | 0 | 0 | 0 | 21.5692 | 49.4071 | 130.2536 | 26.6327 | 32.8773 | 57.512 | 0 | 0 | 0 | 0 | 0 | 0 | 0 | 0 | 0 | 0 | 0 | 0 | 0 | 0 | 0 | 0 | 0 | 0 | 0 | 0 | 0 | 0 | 0 | 0 | 0 | 0 | 0 | 0 | 0 | 0 | 0 | 0 | 0 | 0 | 0 | 0 | 0 | 0 | 0 | 0 | 0 | 0 | 0 | 0 | 0 | 0 | 0 | 0 | 0 | 0 | 0 | 0 | 0 | 0 | 0 | 0 | 0 | 0 | 0 | 0 | 0 | 0 | 0 | 0 | 0 | 0 | 0 | 0 | 0 | 0 | 0 | 0 | 0 | 0 | 0 | 0 | 0 | 0 | 0 | 0 | 0 | 0 | 0 | 0 | 0 | 0 | 0 | 0 | 0 | 0 | 0 | 0 | 0 | 0 | 0 | 0 | 0 | 0 | 0 | 0 | 0 | 0 | 0 | 0 | 0 | 0 | 0 | 0 | 0 | 2017-01-18 04:00
t0414 | 0 | 160.4722 | 369.3588 | 188.3113 | 39.7282 | 283.3736 | 39.7282 | 917.1277 | 67.2213 | 67.2213 | 2235.5666 | 64.8692 | 102.5878 | 452.7853 | 534.5459 | 79.7347 | 88.603 | 425.8737 | 259.0968 | 500.1377 | 0 | 0 | 465.4434 | 44.2378 | 44.2378 | 44.2378 | 109.5209 | 204.6573 | 383.8049 | 135.3617 | 401.35 | 99.9957 | 329.5605 | 304.469 | 340.8615 | 315.3112 | 182.235 | 894.1556 | 502.1249 | 124.4902 | 314.1101 | 336.3389 | 144.6381 | 306.0559 | 588.9077 | 144.6381 | 57.5286 | 371.4044 | 1027.2384 | 225.2725 | 218.4046 | 114.4181 | 243.1525 | 57.5286 | 218.9599 | 399.2206 | 129.8294 | 406.4675 | 40.7199 | 252.9055 | 40.7199 | 144.6381 | 204.6573 | 78.9086 | 588.9077 | 0 | 0 | 0 | 0 | 0 | 0 | 0 | 0 | 203.6056 | 0 | 0 | 0 | 0 | 315.3986 | 343.556 | 33.6246 | 33.4099 | 237.4214 | 180.6837 | 13.222 | 90.4867 | 103.6432 | 309.2762 | 187.4655 | 257.2109 | 95.7899 | 33.6246 | 274.6676 | 49.2011 | 289.7574 | 136.8195 | 186.2586 | 53.8548 | 101.9078 | 522.7092 | 21.904 | 177.4403 | 163.3453 | 13.222 | 13.222 | 65.1723 | 146.808 | 72.3133 | 142.2029 | 184.1236 | 74.7356 | 56.1506 | 555.5233 | 106.4811 | 90.4867 | 89.2287 | 89.2287 | 36.4995 | 43.7987 | 555.5233 | 369.6419 | 175.3916 | 0 | 0 | 0 | 90.8605 | 103.6432 | 87.752 | 384.5283 | 101.9078 | 0 | 77.6341 | 43.7987 | 13.222 | 62.8495 | 25.4296 | 0 | 0 | 0 | 100.7308 | 0 | 0 | 155.443 | 0 | 31.5403 | 0 | 0 | 237.0398 | 112.4549 | 25.4296 | 33.4694 | 33.4694 | 66.7416 | 146.1486 | 189.8309 | 149.3301 | 336.8793 | 219.9703 | 124.7358 | 299.9541 | 247.484 | 152.7818 | 162.763 | 369.0214 | 209.1628 | 176.9704 | 106.9688 | 99.364 | 203.9789 | 203.9829 | 77.5666 | 99.364 | 99.364 | 141.6765 | 106.9688 | 106.9688 | 106.9688 | 166.5449 | 195.1134 | 158.7794 | 138.6201 | 138.6201 | 106.6462 | 160.1549 | 499.2102 | 199.9125 | 97.512 | 542.5939 | 199.0833 | 97.512 | 309.4574 | 916.6147 | 133.4913 | 525.0696 | 421.443 | 199.0833 | 108.9321 | 66.8825 | 203.0598 | 62.2818 | 62.2818 | 62.2818 | 163.4071 | 174.412 | 66.1307 | 169.1347 | 251.8785 | 257.834 | 146.7188 | 146.7188 | 136.1851 | 483.2692 | 62.2818 | 412.9246 | 266.0069 | 444.4074 | 169.9037 | 135.0446 | 292.2611 | 104.8689 | 235.7396 | 104.8689 | 260.5019 | 82.4658 | 129.7951 | 78.9086 | 78.9086 | 82.4658 | 428.381 | 350.5438 | 161.2073 | 208.257 | 147.6292 | 82.4658 | 1057.9481 | 220.6077 | 202.9344 | 475.6469 | 719.5247 | 106.2966 | 118.983 | 155.2681 | 362.5602 | 118.983 | 64.1078 | 142.5802 | 127.5197 | 106.4411 | 113.6551 | 64.5039 | 64.5039 | 108.1664 | 56.7205 | 165.6843 | 273.9988 | 119.6021 | 235.7396 | 111.8513 | 222.1472 | 214.7152 | 119.6021 | 111.8513 | 82.497 | 240.0976 | 212.9581 | 67.627 | 30.1411 | 422.8726 | 83.4377 | 269.9669 | 82.6549 | 421.833 | 1027.0969 | 49.0851 | 288.798 | 240.0976 | 357.3392 | 82.6549 | 31.5403 | 540.9515 | 274.3786 | 244.2714 | 280.6629 | 0 | 99.364 | 174.8857 | 443.3604 | 0 | 106.2966 | 132.7011 | 203.9789 | 87.3581 | 115.1965 | 218.7721 | 79.1437 | 0 | 0 | 0 | 0 | 0 | 0 | 0 | 0 | 112.4549 | 0 | 192.0543 | 298.4125 | 231.2981 | 162.1826 | 0 | 163.8314 | 40.8461 | 45.0325 | 21.904 | 619.1112 | 44.1405 | 107.003 | 45.9833 | 45.9833 | 70.9281 | 30.107 | 40.8461 | 44.1405 | 34.7942 | 34.7942 | 59.7536 | 0 | 0 | 0 | 0 | 30.107 | 30.107 | 30.107 | 53.6646 | 34.7942 | 116.8209 | 0 | 0 | 21.9521 | 0 | 0 | 0 | 98.9644 | 56.2909 | 125.813 | 76.3191 | 57.3345 | 21.9521 | 148.3239 | 142.7549 | 37.0719 | 193.8383 | 142.0238 | 628.8653 | 128.9863 | 125.5637 | 147.8884 | 24.3871 | 30.1489 | 30.1489 | 24.3871 | 43.9405 | 82.0995 | 188.7443 | 1663.2873 | 115.397 | 82.0995 | 79.5052 | 136.6539 | 96.32 | 82.6729 | 77.9606 | 79.5052 | 145.1954 | 69.4725 | 56.2909 | 56.2909 | 154.8485 | 96.1971 | 0 | 0 | 0 | 30.1489 | 30.1489 | 28.728 | 0 | 0 | 0 | 0 | 0 | 0 | 24.3871 | 56.2909 | 145.6303 | 30.1489 | 37.1253 | 64.1664 | 0 | 0 | 0 | 0 | 0 | 0 | 0 | 0 | 0 | 0 | 0 | 0 | 0 | 0 | 0 | 0 | 0 | 0 | 0 | 0 | 0 | 0 | 0 | 0 | 0 | 0 | 0 | 0 | 0 | 0 | 0 | 0 | 0 | 0 | 0 | 0 | 0 | 0 | 0 | 0 | 0 | 0 | 0 | 0 | 0 | 0 | 0 | 0 | 0 | 0 | 0 | 0 | 0 | 0 | 0 | 0 | 0 | 0 | 0 | 0 | 0 | 0 | 0 | 0 | 0 | 0 | 0 | 0 | 0 | 0 | 0 | 0 | 0 | 0 | 0 | 0 | 0 | 0 | 0 | 0 | 0 | 0 | 0 | 0 | 0 | 0 | 0 | 0 | 0 | 0 | 0 | 0 | 0 | 0 | 0 | 0 | 0 | 0 | 0 | 0 | 0 | 0 | 0 | 0 | 0 | 0 | 0 | 0 | 0 | 2017-01-18 05:00
t0415 | 0 | 177.6395 | 407.9965 | 208.3648 | 43.8178 | 312.8406 | 43.8178 | 1017.3245 | 74.3274 | 74.3274 | 2476.8941 | 71.5083 | 113.4396 | 501.5358 | 591.6129 | 88.2304 | 97.912 | 470.893 | 286.344 | 553.932 | 0 | 0 | 514.3639 | 48.8988 | 48.8988 | 48.8988 | 121.205 | 226.4349 | 425.0918 | 149.8009 | 444.0345 | 110.4909 | 364.8673 | 337.1383 | 376.9327 | 348.4927 | 201.6079 | 991.4863 | 556.4266 | 137.725 | 347.9725 | 372.0984 | 160.1022 | 338.7572 | 652.9508 | 160.1022 | 63.6216 | 410.9101 | 1136.9628 | 249.4264 | 241.5809 | 126.443 | 269.1499 | 63.6216 | 242.2089 | 442.0804 | 143.6451 | 449.5268 | 44.9706 | 280.0769 | 44.9706 | 160.1022 | 226.4349 | 87.2798 | 652.9508 | 0 | 0 | 0 | 0 | 0 | 0 | 0 | 0 | 225.1932 | 0 | 0 | 0 | 0 | 348.9085 | 379.8067 | 37.1682 | 36.8047 | 261.9324 | 199.5781 | 14.5881 | 99.8537 | 114.3659 | 341.9029 | 207.3375 | 284.4639 | 105.5739 | 37.1682 | 303.2219 | 54.2846 | 320.1372 | 150.9784 | 205.7838 | 59.4487 | 112.5228 | 577.3434 | 24.1065 | 196.0281 | 180.2311 | 14.5881 | 14.5881 | 71.872 | 162.3686 | 79.8378 | 156.9806 | 203.5881 | 82.3641 | 61.7413 | 612.4487 | 117.213 | 99.8537 | 98.5502 | 98.5502 | 40.2846 | 48.2138 | 612.4487 | 407.9876 | 193.8124 | 0 | 0 | 0 | 100.3644 | 114.3659 | 96.9451 | 424.5607 | 112.5228 | 0 | 85.7616 | 48.2138 | 14.5881 | 69.3243 | 28.0304 | 0 | 0 | 0 | 111.3233 | 0 | 0 | 171.7288 | 0 | 34.7536 | 0 | 0 | 262.0089 | 124.4815 | 28.0304 | 36.9689 | 36.9689 | 73.5029 | 161.2756 | 209.4452 | 164.8603 | 372.5834 | 243.2712 | 137.8211 | 331.512 | 273.5559 | 168.5661 | 179.8092 | 408.1383 | 231.2367 | 195.0909 | 118.3534 | 109.8819 | 225.4348 | 224.9647 | 85.6084 | 109.8819 | 109.8819 | 156.3141 | 118.3534 | 118.3534 | 118.3534 | 183.7525 | 215.7864 | 175.0857 | 153.0032 | 153.0032 | 117.712 | 176.7288 | 551.9186 | 221.3632 | 107.499 | 600.7023 | 220.1396 | 107.499 | 341.3692 | 1014.2499 | 147.0989 | 579.8823 | 465.6591 | 220.1396 | 120.3068 | 73.8473 | 223.76 | 68.8335 | 68.8335 | 68.8335 | 180.2065 | 192.2628 | 72.8055 | 187.2657 | 278.3803 | 285.2248 | 162.3743 | 162.3743 | 150.4852 | 534.9722 | 68.8335 | 455.8368 | 294.1908 | 491.4423 | 187.9169 | 149.2391 | 322.6204 | 115.8647 | 261.0822 | 115.8647 | 287.968 | 91.0452 | 143.6031 | 87.2798 | 87.2798 | 91.0452 | 474.6028 | 388.0878 | 178.1616 | 229.9852 | 163.4218 | 91.0452 | 1172.4737 | 243.9236 | 224.2717 | 525.7793 | 796.3258 | 117.5335 | 131.5997 | 171.2185 | 400.6277 | 131.5997 | 70.7918 | 157.5151 | 141.0832 | 117.6273 | 125.4155 | 71.3183 | 71.3183 | 119.6432 | 62.6257 | 183.2735 | 303.0579 | 132.1119 | 261.0822 | 123.6105 | 245.4195 | 237.424 | 132.1119 | 123.6105 | 90.9721 | 265.201 | 235.5766 | 74.84 | 33.2349 | 467.2961 | 92.1107 | 297.9833 | 91.2265 | 466.0996 | 1136.8948 | 54.2088 | 318.5334 | 265.201 | 394.6795 | 91.2265 | 34.7536 | 600.2694 | 302.8603 | 270.3845 | 310.8882 | 0 | 109.8819 | 193.2432 | 491.3129 | 0 | 117.5335 | 146.6327 | 225.4348 | 96.5855 | 126.8299 | 241.8238 | 87.3097 | 0 | 0 | 0 | 0 | 0 | 0 | 0 | 0 | 124.4815 | 0 | 212.4397 | 330.7172 | 255.5272 | 179.2841 | 0 | 180.7261 | 44.8757 | 49.6894 | 24.1065 | 682.3414 | 48.7712 | 118.0347 | 50.6287 | 50.6287 | 77.8571 | 33.1686 | 44.8757 | 48.7712 | 38.3445 | 38.3445 | 65.8832 | 0 | 0 | 0 | 0 | 33.1686 | 33.1686 | 33.1686 | 59.1904 | 38.3445 | 128.8889 | 0 | 0 | 24.2324 | 0 | 0 | 0 | 109.1314 | 62.2986 | 138.8375 | 84.5626 | 63.2753 | 24.2324 | 164.0473 | 157.4459 | 40.9039 | 214.5028 | 156.9186 | 695.6047 | 142.5378 | 138.7684 | 163.3625 | 26.9499 | 33.3188 | 33.3188 | 26.9499 | 48.4204 | 90.639 | 208.3564 | 1839.4863 | 127.0761 | 90.639 | 87.8167 | 150.8591 | 106.1338 | 91.0171 | 85.8538 | 87.8167 | 160.0192 | 76.7322 | 62.2986 | 62.2986 | 170.8251 | 106.1145 | 0 | 0 | 0 | 33.3188 | 33.3188 | 31.6709 | 0 | 0 | 0 | 0 | 0 | 0 | 26.9499 | 62.2986 | 160.6893 | 33.3188 | 41.012 | 70.6815 | 0 | 0 | 0 | 0 | 0 | 0 | 0 | 0 | 0 | 0 | 0 | 0 | 0 | 0 | 0 | 0 | 0 | 0 | 0 | 0 | 0 | 0 | 0 | 0 | 0 | 0 | 0 | 0 | 0 | 0 | 0 | 0 | 0 | 0 | 0 | 0 | 0 | 0 | 0 | 0 | 0 | 0 | 0 | 0 | 0 | 0 | 0 | 0 | 0 | 0 | 0 | 0 | 0 | 0 | 0 | 0 | 0 | 0 | 0 | 0 | 0 | 0 | 0 | 0 | 0 | 0 | 0 | 0 | 0 | 0 | 0 | 0 | 0 | 0 | 0 | 0 | 0 | 0 | 0 | 0 | 0 | 0 | 0 | 0 | 0 | 0 | 0 | 0 | 0 | 0 | 0 | 0 | 0 | 0 | 0 | 0 | 0 | 0 | 0 | 0 | 0 | 0 | 0 | 0 | 0 | 0 | 0 | 0 | 0 | 2017-01-18 06:00
t0416 | 0 | 181.5885 | 420.0282 | 213.0215 | 45.2574 | 322.5175 | 45.2574 | 1031.7463 | 76.5077 | 76.5077 | 2540.8087 | 74.1319 | 116.1198 | 511.7035 | 604.3214 | 90.1043 | 100.516 | 482.7015 | 293.9435 | 564.4674 | 0 | 0 | 529.0411 | 50.1283 | 50.1283 | 50.1283 | 123.8673 | 231.6424 | 433.2652 | 154.3461 | 455.322 | 113.5758 | 372.3062 | 343.8101 | 386.0348 | 357.7281 | 206.1051 | 1007.1351 | 567.1616 | 140.8719 | 354.4085 | 381.0856 | 163.5566 | 346.1224 | 665.9029 | 163.5566 | 65.0638 | 420.2978 | 1161.7417 | 254.4401 | 247.6847 | 129.7517 | 274.8246 | 65.0638 | 247.7638 | 450.7413 | 146.8137 | 461.181 | 46.2336 | 285.5251 | 46.2336 | 163.5566 | 231.6424 | 89.3689 | 665.9029 | 0 | 0 | 0 | 0 | 0 | 0 | 0 | 0 | 230.5151 | 0 | 0 | 0 | 0 | 357.1693 | 389.3237 | 38.0674 | 38.0446 | 270.6383 | 204.8804 | 15.029 | 102.8161 | 117.6548 | 350.9499 | 212.3481 | 291.2637 | 109.2304 | 38.0674 | 313.3502 | 55.8959 | 329.065 | 155.4485 | 211.1077 | 61.1266 | 115.6601 | 594.4631 | 25.0005 | 201.2179 | 185.7117 | 15.029 | 15.029 | 74.2471 | 166.1987 | 82.0907 | 161.4792 | 208.6119 | 85.712 | 65.2052 | 637.0328 | 121.5725 | 102.8161 | 101.189 | 101.189 | 41.454 | 50.1053 | 637.0328 | 421.6034 | 198.6527 | 0 | 0 | 0 | 102.9883 | 117.6548 | 99.4824 | 436.9723 | 115.6601 | 0 | 88.0083 | 50.1053 | 15.029 | 71.7041 | 29.0062 | 0 | 0 | 0 | 114.2255 | 0 | 0 | 176.4465 | 0 | 35.9267 | 0 | 0 | 268.683 | 127.0342 | 29.0062 | 37.9745 | 37.9745 | 76.0572 | 166.249 | 216.2674 | 169.6019 | 382.3449 | 249.1243 | 141.5834 | 340.1203 | 281.7833 | 173.9809 | 184.7185 | 421.8236 | 237.1557 | 201.8541 | 121.2185 | 112.6282 | 231.7638 | 232.2793 | 88.2349 | 112.6282 | 112.6282 | 161.6655 | 121.2185 | 121.2185 | 121.2185 | 189.6543 | 221.1994 | 181.1194 | 157.6376 | 157.6376 | 121.3368 | 183.0424 | 566.1842 | 226.0039 | 111.3555 | 621.1499 | 225.9358 | 111.3555 | 356.5956 | 1044.9482 | 152.3472 | 598.9137 | 478.8803 | 225.9358 | 123.9805 | 76.0122 | 231.5938 | 70.6011 | 70.6011 | 70.6011 | 186.0806 | 199.6159 | 75.5963 | 190.9166 | 285.6643 | 291.8024 | 165.9535 | 165.9535 | 154.6825 | 545.8031 | 70.6011 | 470.3389 | 301.2723 | 503.4397 | 192.3604 | 153.0595 | 334.8022 | 119.0398 | 266.3171 | 119.0398 | 295.9231 | 93.9047 | 147.1008 | 89.3689 | 89.3689 | 93.9047 | 483.7444 | 396.2435 | 183.2065 | 237.1428 | 166.9709 | 93.9047 | 1193.883 | 249.9585 | 231.3161 | 541.6328 | 821.9203 | 120.4402 | 134.7249 | 177.1005 | 411.9608 | 134.7249 | 72.7513 | 161.9852 | 144.3111 | 120.734 | 129.3465 | 73.1472 | 73.1472 | 122.5787 | 64.5 | 188.528 | 310.7462 | 135.7889 | 266.3171 | 127.0164 | 253.0415 | 243.2121 | 135.7889 | 127.0164 | 93.9172 | 274.0771 | 241.2216 | 76.4008 | 34.2846 | 479.5659 | 94.8161 | 307.3868 | 93.9906 | 478.1523 | 1164.5172 | 55.6729 | 328.3117 | 274.0771 | 407.2479 | 93.9906 | 35.9267 | 608.4185 | 312.3078 | 276.4792 | 316.8371 | 0 | 112.6282 | 198.2216 | 505.4696 | 0 | 120.4402 | 150.6851 | 231.7638 | 99.3579 | 131.4271 | 247.9005 | 90.1284 | 0 | 0 | 0 | 0 | 0 | 0 | 0 | 0 | 127.0342 | 0 | 217.4023 | 336.3131 | 263.6264 | 184.464 | 0 | 186.6308 | 46.9252 | 51.2156 | 25.0005 | 709.9326 | 50.0656 | 122.3907 | 52.5411 | 52.5411 | 81.6727 | 34.3936 | 46.9252 | 50.0656 | 39.6263 | 39.6263 | 68.0342 | 0 | 0 | 0 | 0 | 34.3936 | 34.3936 | 34.3936 | 61.0986 | 39.6263 | 132.9203 | 0 | 0 | 25.0782 | 0 | 0 | 0 | 112.7673 | 63.6665 | 143.3549 | 86.2185 | 65.2124 | 25.0782 | 167.9017 | 163.5044 | 42.1321 | 219.4011 | 161.3798 | 714.1017 | 146.3267 | 142.4261 | 167.9848 | 27.6729 | 34.1907 | 34.1907 | 27.6729 | 50.1833 | 93.4187 | 214.561 | 1898.8771 | 132.2375 | 93.4187 | 90.397 | 156.6794 | 110.0494 | 94.4066 | 89.1861 | 90.397 | 166.0054 | 79.1482 | 63.6665 | 63.6665 | 176.2649 | 109.9574 | 0 | 0 | 0 | 34.1907 | 34.1907 | 32.758 | 0 | 0 | 0 | 0 | 0 | 0 | 27.6729 | 63.6665 | 166.0909 | 34.1907 | 42.1486 | 73.213 | 0 | 0 | 0 | 0 | 0 | 0 | 0 | 0 | 0 | 0 | 0 | 0 | 0 | 0 | 0 | 0 | 0 | 0 | 0 | 0 | 0 | 0 | 0 | 0 | 0 | 0 | 0 | 0 | 0 | 0 | 0 | 0 | 0 | 0 | 0 | 0 | 0 | 0 | 0 | 0 | 0 | 0 | 0 | 0 | 0 | 0 | 0 | 0 | 0 | 0 | 0 | 0 | 0 | 0 | 0 | 0 | 0 | 0 | 0 | 0 | 0 | 0 | 0 | 0 | 0 | 0 | 0 | 0 | 0 | 0 | 0 | 0 | 0 | 0 | 0 | 0 | 0 | 0 | 0 | 0 | 0 | 0 | 0 | 0 | 0 | 0 | 0 | 0 | 0 | 0 | 0 | 0 | 0 | 0 | 0 | 0 | 0 | 0 | 0 | 0 | 0 | 0 | 0 | 0 | 0 | 0 | 0 | 0 | 0 | 2017-01-18 07:00
t0417 | 0 | 178.8389 | 426.288 | 210.7376 | 46.7811 | 329.6577 | 46.7811 | 984.5737 | 76.8973 | 76.8973 | 2492.7522 | 77.3637 | 115.7884 | 499.5588 | 595.7463 | 88.9609 | 101.2425 | 482.5261 | 295.7957 | 550.675 | 0 | 0 | 533.9884 | 50.2665 | 50.2665 | 50.2665 | 122.2684 | 229.5184 | 422.7462 | 154.0465 | 452.8094 | 114.6965 | 365.2686 | 336.5408 | 385.0489 | 359.7409 | 204.2154 | 966.7833 | 550.6072 | 139.6732 | 344.7413 | 378.4633 | 161.0304 | 341.0592 | 643.4285 | 161.0304 | 64.7234 | 416.5143 | 1145.1544 | 249.3388 | 246.7782 | 130.5823 | 270.3971 | 64.7234 | 245.9719 | 440.8589 | 145.2828 | 460.6131 | 46.9281 | 279.0165 | 46.9281 | 161.0304 | 229.5184 | 88.9105 | 643.4285 | 0 | 0 | 0 | 0 | 0 | 0 | 0 | 0 | 229.365 | 0 | 0 | 0 | 0 | 354.7205 | 389.8332 | 38.1172 | 39.8062 | 279.1757 | 207.2354 | 15.436 | 105.3472 | 120.4792 | 352.1105 | 211.4781 | 290.0917 | 113.9088 | 38.1172 | 321.3354 | 57.3693 | 332.6156 | 159.3079 | 212.8716 | 62.3332 | 117.5962 | 603.8927 | 26.4927 | 203.1841 | 190.6903 | 15.436 | 15.436 | 76.8552 | 165.4081 | 83.578 | 164.6834 | 208.4214 | 90.0678 | 71.1291 | 666.8097 | 128.5946 | 105.3472 | 102.4713 | 102.4713 | 42.3744 | 53.1159 | 666.8097 | 433.1443 | 199.7416 | 0 | 0 | 0 | 104.0917 | 120.4792 | 100.4104 | 445.2456 | 117.5962 | 0 | 88.8871 | 53.1159 | 15.436 | 74.1987 | 30.2214 | 0 | 0 | 0 | 114.8826 | 0 | 0 | 178.3733 | 0 | 37.5086 | 0 | 0 | 269.5981 | 124.8608 | 30.2214 | 38.4466 | 38.4466 | 79.879 | 170.6083 | 222.7466 | 172.8719 | 381.845 | 248.2335 | 142.9319 | 341.8749 | 284.378 | 179.1146 | 186.7602 | 425.1724 | 237.5922 | 210.0652 | 120.2774 | 112.4355 | 233.6306 | 240.1602 | 90.3985 | 112.4355 | 112.4355 | 166.8556 | 120.2774 | 120.2774 | 120.2774 | 195.235 | 220.6513 | 187.9595 | 161.3118 | 161.3118 | 124.2398 | 188.9893 | 567.167 | 221.5729 | 116.0275 | 620.622 | 226.1081 | 116.0275 | 373.2121 | 1044.2184 | 159.3394 | 611.4886 | 484.0614 | 226.1081 | 126.1949 | 77.4409 | 242.0223 | 70.9488 | 70.9488 | 70.9488 | 192.4999 | 208.6947 | 79.971 | 186.9739 | 287.1919 | 289.5985 | 163.7985 | 163.7985 | 156.1375 | 536.087 | 70.9488 | 481.5359 | 300.1365 | 502.2666 | 191.4145 | 153.9097 | 345.3945 | 120.2429 | 260.3041 | 120.2429 | 297.4953 | 95.9998 | 146.0467 | 88.9105 | 88.9105 | 95.9998 | 470.641 | 389.187 | 184.7642 | 241.7331 | 164.3365 | 95.9998 | 1156.2635 | 249.8055 | 234.249 | 546.4353 | 821.7457 | 120.3402 | 134.0586 | 183.7195 | 416.0746 | 134.0586 | 73.8868 | 163.972 | 143.0236 | 121.5483 | 132.8546 | 73.2176 | 73.2176 | 122.0288 | 65.7756 | 188.5921 | 309.8141 | 137.5406 | 260.3041 | 128.0148 | 256.9783 | 242.7939 | 137.5406 | 128.0148 | 97.1918 | 279.6669 | 239.7318 | 75.3205 | 35.4724 | 482.8765 | 96.7615 | 314.9939 | 96.2278 | 481.6817 | 1150.8187 | 56.4354 | 338.412 | 279.6669 | 414.9292 | 96.2278 | 37.5086 | 577.9516 | 319.8192 | 272.592 | 308.7732 | 0 | 112.4355 | 199.6082 | 496.9839 | 0 | 120.3402 | 152.0801 | 233.6306 | 99.8568 | 138.6376 | 248.5671 | 92.9104 | 0 | 0 | 0 | 0 | 0 | 0 | 0 | 0 | 124.8608 | 0 | 216.0174 | 325.1082 | 267.9603 | 185.7267 | 0 | 192.573 | 50.9837 | 52.5922 | 26.4927 | 745.4699 | 50.4919 | 126.9593 | 55.5051 | 55.5051 | 89.7369 | 36.0983 | 50.9837 | 50.4919 | 41.2998 | 41.2998 | 70.5196 | 0 | 0 | 0 | 0 | 36.0983 | 36.0983 | 36.0983 | 63.0933 | 41.2998 | 136.7115 | 0 | 0 | 25.7819 | 0 | 0 | 0 | 116.8296 | 62.8202 | 147.3968 | 83.8324 | 66.8392 | 25.7819 | 167.0611 | 170.1916 | 43.2445 | 216.965 | 163.19 | 712.6463 | 147.3844 | 143.2899 | 170.1947 | 27.8747 | 34.3961 | 34.3961 | 27.8747 | 52.5237 | 95.4337 | 219.1442 | 1912.0524 | 139.943 | 95.4337 | 91.7856 | 161.6981 | 115.3115 | 99.7475 | 94.1575 | 91.7856 | 173.7494 | 80.6039 | 62.8202 | 62.8202 | 181.6142 | 113.9706 | 0 | 0 | 0 | 34.3961 | 34.3961 | 34.0624 | 0 | 0 | 0 | 0 | 0 | 0 | 27.8747 | 62.8202 | 171.1675 | 34.3961 | 42.6499 | 76.8414 | 0 | 0 | 0 | 0 | 0 | 0 | 0 | 0 | 0 | 0 | 0 | 0 | 0 | 0 | 0 | 0 | 0 | 0 | 0 | 0 | 0 | 0 | 0 | 0 | 0 | 0 | 0 | 0 | 0 | 0 | 0 | 0 | 0 | 0 | 0 | 0 | 0 | 0 | 0 | 0 | 0 | 0 | 0 | 0 | 0 | 0 | 0 | 0 | 0 | 0 | 0 | 0 | 0 | 0 | 0 | 0 | 0 | 0 | 0 | 0 | 0 | 0 | 0 | 0 | 0 | 0 | 0 | 0 | 0 | 0 | 0 | 0 | 0 | 0 | 0 | 0 | 0 | 0 | 0 | 0 | 0 | 0 | 0 | 0 | 0 | 0 | 0 | 0 | 0 | 0 | 0 | 0 | 0 | 0 | 0 | 0 | 0 | 0 | 0 | 0 | 0 | 0 | 0 | 0 | 0 | 0 | 0 | 0 | 0 | 2017-01-18 08:00
t0418 | 0 | 173.8017 | 438.8967 | 206.0921 | 49.625 | 343.5486 | 49.625 | 893.1034 | 78.2093 | 78.2093 | 2434.7446 | 83.7115 | 114.8191 | 477.0515 | 578.4786 | 86.498 | 102.4976 | 481.9205 | 299.0759 | 523.4083 | 0 | 0 | 544.7843 | 50.4109 | 50.4109 | 50.4109 | 119.0941 | 225.3321 | 402.1501 | 155.7327 | 449.6824 | 116.9008 | 351.2924 | 322.0942 | 382.5193 | 363.3893 | 200.1033 | 889.1938 | 520.2131 | 137.1885 | 325.8341 | 373.8782 | 156.1389 | 331.2226 | 604.8781 | 156.1389 | 63.8145 | 408.8347 | 1112.8199 | 239.2175 | 245.5581 | 131.9162 | 261.5765 | 63.8145 | 242.0606 | 421.2274 | 142.02 | 460.5854 | 48.1482 | 266.1569 | 48.1482 | 156.1389 | 225.3321 | 87.9816 | 604.8781 | 0 | 0 | 0 | 0 | 0 | 0 | 0 | 0 | 226.8198 | 0 | 0 | 0 | 0 | 349.9726 | 390.1505 | 38.0588 | 42.8916 | 295.7295 | 210.8875 | 16.149 | 109.7503 | 125.1391 | 354.6181 | 209.6815 | 287.4471 | 122.5605 | 38.0588 | 338.2284 | 59.889 | 339.3585 | 165.9816 | 215.3965 | 64.3356 | 120.8375 | 622.7214 | 29.1703 | 206.2806 | 199.529 | 16.149 | 16.149 | 81.6963 | 163.6021 | 86.0968 | 170.182 | 207.7878 | 99.088 | 83.913 | 729.704 | 141.3525 | 109.7503 | 104.4833 | 104.4833 | 43.9516 | 58.7914 | 729.704 | 456.8521 | 200.9108 | 0 | 0 | 0 | 105.7074 | 125.1391 | 101.8043 | 460.2979 | 120.8375 | 0 | 90.1992 | 58.7914 | 16.149 | 79.0881 | 32.4981 | 0 | 0 | 0 | 115.9331 | 0 | 0 | 181.8203 | 0 | 40.3249 | 0 | 0 | 270.8344 | 120.4224 | 32.4981 | 39.2335 | 39.2335 | 86.6431 | 178.5879 | 235.156 | 178.5736 | 382.0682 | 246.2186 | 145.381 | 344.6509 | 291.243 | 188.7889 | 190.3158 | 438.6653 | 238.2919 | 225.5193 | 118.7015 | 112.0761 | 237.692 | 254.6221 | 94.4059 | 112.0761 | 112.0761 | 177.2879 | 118.7015 | 118.7015 | 118.7015 | 205.7588 | 219.785 | 201.0578 | 168.0636 | 168.0636 | 129.6959 | 201.6151 | 569.1453 | 213.2431 | 125.0909 | 634.4027 | 226.913 | 125.0909 | 412.5208 | 1057.0744 | 172.4216 | 639.435 | 494.5427 | 226.913 | 130.73 | 80.0626 | 261.2436 | 71.4492 | 71.4492 | 71.4492 | 204.2608 | 227.0862 | 88.1418 | 178.9172 | 289.7452 | 284.9738 | 159.5642 | 159.5642 | 159.0374 | 516.1488 | 71.4492 | 503.8983 | 297.6346 | 499.4722 | 189.3149 | 155.0836 | 369.929 | 122.4235 | 248.8189 | 122.4235 | 301.2927 | 100.1843 | 144.3049 | 87.9816 | 87.9816 | 100.1843 | 445.9659 | 375.5414 | 188.198 | 251.2297 | 159.3365 | 100.1843 | 1085.3851 | 249.1855 | 241.7302 | 559.508 | 836.4854 | 120.0047 | 132.6204 | 196.3886 | 424.5401 | 132.6204 | 75.7817 | 167.8086 | 140.4144 | 122.9215 | 139.386 | 73.3613 | 73.3613 | 121.0539 | 68.1866 | 190.3517 | 308.6303 | 140.6665 | 248.8189 | 130.0308 | 265.8477 | 241.6102 | 140.6665 | 130.0308 | 103.1156 | 292.7215 | 236.9207 | 73.0118 | 37.553 | 488.2285 | 100.2532 | 329.7646 | 100.3151 | 486.7932 | 1130.0457 | 57.6497 | 355.9403 | 292.7215 | 431.7688 | 100.3151 | 40.3249 | 519.638 | 334.2471 | 265.5359 | 293.1599 | 0 | 112.0761 | 201.5785 | 490.9093 | 0 | 120.0047 | 154.7729 | 237.692 | 101.3835 | 151.6172 | 249.2512 | 98.1164 | 0 | 0 | 0 | 0 | 0 | 0 | 0 | 0 | 120.4224 | 0 | 213.0749 | 303.1331 | 277.9463 | 189.0817 | 0 | 203.7765 | 58.6626 | 55.0764 | 29.1703 | 819.0994 | 51.1912 | 136.5354 | 61.0094 | 61.0094 | 105.0786 | 39.3259 | 58.6626 | 51.1912 | 44.2813 | 44.2813 | 75.0047 | 0 | 0 | 0 | 0 | 39.3259 | 39.3259 | 39.3259 | 66.7532 | 44.2813 | 143.6363 | 0 | 0 | 27.3161 | 0 | 0 | 0 | 124.3917 | 61.1562 | 155.2878 | 79.4458 | 69.8244 | 27.3161 | 165.1408 | 184.4066 | 45.1847 | 212.3644 | 166.8199 | 713.1563 | 149.2061 | 144.7669 | 174.3251 | 28.2398 | 34.7306 | 34.7306 | 28.2398 | 56.9771 | 99.3235 | 227.5099 | 1964.0786 | 155.099 | 99.3235 | 94.526 | 173.5981 | 125.3836 | 109.524 | 103.67 | 94.526 | 188.9238 | 83.7538 | 61.1562 | 61.1562 | 191.4724 | 122.2573 | 0 | 0 | 0 | 34.7306 | 34.7306 | 36.5048 | 0 | 0 | 0 | 0 | 0 | 0 | 28.2398 | 61.1562 | 181.2873 | 34.7306 | 43.5529 | 83.495 | 0 | 0 | 0 | 0 | 0 | 0 | 0 | 0 | 0 | 0 | 0 | 0 | 0 | 0 | 0 | 0 | 0 | 0 | 0 | 0 | 0 | 0 | 0 | 0 | 0 | 0 | 0 | 0 | 0 | 0 | 0 | 0 | 0 | 0 | 0 | 0 | 0 | 0 | 0 | 0 | 0 | 0 | 0 | 0 | 0 | 0 | 0 | 0 | 0 | 0 | 0 | 0 | 0 | 0 | 0 | 0 | 0 | 0 | 0 | 0 | 0 | 0 | 0 | 0 | 0 | 0 | 0 | 0 | 0 | 0 | 0 | 0 | 0 | 0 | 0 | 0 | 0 | 0 | 0 | 0 | 0 | 0 | 0 | 0 | 0 | 0 | 0 | 0 | 0 | 0 | 0 | 0 | 0 | 0 | 0 | 0 | 0 | 0 | 0 | 0 | 0 | 0 | 0 | 0 | 0 | 0 | 0 | 0 | 0 | 2017-01-18 09:00
t0419 | 0 | 169.2112 | 449.7872 | 201.2337 | 51.9553 | 355.3423 | 51.9553 | 808.9098 | 79.8178 | 79.8178 | 2415.1419 | 89.325 | 113.3464 | 456.8965 | 561.0048 | 83.831 | 103.2378 | 480.0425 | 301.0403 | 497.1896 | 0 | 0 | 554.602 | 50.2985 | 50.2985 | 50.2985 | 115.9012 | 221.0051 | 382.5411 | 159.3501 | 447.7708 | 118.6623 | 337.6062 | 308.0258 | 378.7483 | 365.6063 | 195.4887 | 818.1952 | 493.5868 | 134.4833 | 307.9496 | 369.4801 | 151.4084 | 321.637 | 574.3088 | 151.4084 | 62.5908 | 400.671 | 1081.1413 | 229.3491 | 244.506 | 132.5312 | 252.8229 | 62.5908 | 237.5476 | 402.1544 | 138.4609 | 460.7144 | 49.0045 | 253.7575 | 49.0045 | 151.4084 | 221.0051 | 86.9117 | 574.3088 | 0 | 0 | 0 | 0 | 0 | 0 | 0 | 0 | 223.699 | 0 | 0 | 0 | 0 | 344.9429 | 388.8661 | 37.7571 | 45.2176 | 309.9714 | 212.7294 | 16.6729 | 112.9278 | 128.1783 | 356.3789 | 207.4922 | 284.0438 | 129.6219 | 37.7571 | 354.2002 | 61.6615 | 344.5314 | 170.7504 | 216.2353 | 65.6335 | 122.9375 | 638.8844 | 31.2823 | 207.8459 | 206.1663 | 16.6729 | 16.6729 | 85.6394 | 161.3289 | 87.7817 | 173.9876 | 206.4818 | 107.6014 | 96.6219 | 790.2214 | 151.5938 | 112.9278 | 105.5553 | 105.5553 | 45.0508 | 63.5925 | 790.2214 | 478.6081 | 200.5118 | 0 | 0 | 0 | 106.3669 | 128.1783 | 102.3999 | 471.7673 | 122.9375 | 0 | 90.7612 | 63.5925 | 16.6729 | 83.3689 | 34.3891 | 0 | 0 | 0 | 116.3851 | 0 | 0 | 184.2137 | 0 | 42.4997 | 0 | 0 | 270.7781 | 115.9284 | 34.3891 | 39.7176 | 39.7176 | 91.8414 | 184.8659 | 245.6379 | 182.6248 | 382.7214 | 243.5622 | 147.089 | 345.724 | 298.7565 | 196.7763 | 192.6655 | 457.3765 | 238.2452 | 238.4227 | 117.2943 | 111.5248 | 241.3025 | 266.1914 | 97.6021 | 111.5248 | 111.5248 | 186.6802 | 117.2943 | 117.2943 | 117.2943 | 214.4549 | 218.7399 | 212.2215 | 173.3687 | 173.3687 | 134.1342 | 213.7079 | 569.7652 | 205.5711 | 132.9734 | 661.3458 | 227.6501 | 132.9734 | 454.5991 | 1081.6933 | 183.2984 | 667.0095 | 503.3605 | 227.6501 | 134.7835 | 82.0862 | 276.8837 | 71.5568 | 71.5568 | 71.5568 | 213.6537 | 243.9776 | 94.9621 | 170.841 | 290.9714 | 279.8178 | 155.3502 | 155.3502 | 161.3838 | 495.9162 | 71.5568 | 523.6119 | 294.4156 | 495.3146 | 186.7299 | 155.2916 | 395.4863 | 123.9543 | 238.1376 | 123.9543 | 304.8581 | 103.8606 | 142.7501 | 86.9117 | 86.9117 | 103.8606 | 423.5967 | 362.4946 | 191.3213 | 259.8642 | 154.6107 | 103.8606 | 1021.5155 | 247.7387 | 249.8624 | 574.0934 | 864.146 | 119.2898 | 130.8817 | 207.176 | 431.7554 | 130.8817 | 76.9908 | 170.8766 | 137.6418 | 123.6678 | 144.6647 | 73.3388 | 73.3388 | 120.0124 | 70.1394 | 193.2799 | 307.5658 | 142.8803 | 238.1376 | 131.6473 | 274.5749 | 239.6195 | 142.8803 | 131.6473 | 107.7603 | 306.2085 | 233.9618 | 70.5469 | 39.1026 | 490.8312 | 102.8733 | 342.3515 | 103.5027 | 488.4676 | 1115.1392 | 58.3321 | 368.7154 | 306.2085 | 448.0659 | 103.5027 | 42.4997 | 466.8931 | 346.3468 | 259.1317 | 278.5075 | 0 | 111.5248 | 202.1389 | 495.5488 | 0 | 119.2898 | 156.8447 | 241.3025 | 103.1379 | 161.8809 | 248.6698 | 102.3815 | 0 | 0 | 0 | 0 | 0 | 0 | 0 | 0 | 115.9284 | 0 | 209.6889 | 282.4468 | 288.0244 | 192.663 | 0 | 213.065 | 65.2351 | 56.9915 | 31.2823 | 888.6081 | 51.5718 | 145.6216 | 65.565 | 65.565 | 118.3282 | 42.0591 | 65.2351 | 51.5718 | 46.5824 | 46.5824 | 78.515 | 0 | 0 | 0 | 0 | 42.0591 | 42.0591 | 42.0591 | 69.6755 | 46.5824 | 149.0921 | 0 | 0 | 28.8187 | 0 | 0 | 0 | 130.5825 | 59.502 | 162.1038 | 75.5868 | 72.175 | 28.8187 | 162.7427 | 198.1312 | 46.5979 | 207.8986 | 169.8502 | 715.6503 | 150.2729 | 145.5673 | 177.4939 | 28.4783 | 34.8874 | 34.8874 | 28.4783 | 60.7665 | 102.5869 | 233.977 | 2035.0847 | 168.6213 | 102.5869 | 96.8362 | 186.2548 | 134.0265 | 117.4536 | 111.8613 | 96.8362 | 202.3285 | 86.7561 | 59.502 | 59.502 | 199.3677 | 129.9865 | 0 | 0 | 0 | 34.8874 | 34.8874 | 38.5284 | 0 | 0 | 0 | 0 | 0 | 0 | 28.4783 | 59.502 | 190.2902 | 34.8874 | 44.1956 | 88.8858 | 0 | 0 | 0 | 0 | 0 | 0 | 0 | 0 | 0 | 0 | 0 | 0 | 0 | 0 | 0 | 0 | 0 | 0 | 0 | 0 | 0 | 0 | 0 | 0 | 0 | 0 | 0 | 0 | 0 | 0 | 0 | 0 | 0 | 0 | 0 | 0 | 0 | 0 | 0 | 0 | 0 | 0 | 0 | 0 | 0 | 0 | 0 | 0 | 0 | 0 | 0 | 0 | 0 | 0 | 0 | 0 | 0 | 0 | 0 | 0 | 0 | 0 | 0 | 0 | 0 | 0 | 0 | 0 | 0 | 0 | 0 | 0 | 0 | 0 | 0 | 0 | 0 | 0 | 0 | 0 | 0 | 0 | 0 | 0 | 0 | 0 | 0 | 0 | 0 | 0 | 0 | 0 | 0 | 0 | 0 | 0 | 0 | 0 | 0 | 0 | 0 | 0 | 0 | 0 | 0 | 0 | 0 | 0 | 0 | 2017-01-18 10:00
t0420 | 0 | 162.1554 | 450.6343 | 193.3735 | 52.969 | 358.7299 | 52.969 | 722.4227 | 79.6756 | 79.6756 | 2352.2327 | 92.4212 | 109.999 | 431.2522 | 535.7595 | 80.0168 | 101.9494 | 469.5215 | 297.1136 | 465.7093 | 0 | 0 | 552.5603 | 49.2712 | 49.2712 | 49.2712 | 111.0374 | 213.2219 | 358.7908 | 159.3675 | 437.7472 | 117.9462 | 319.722 | 290.3688 | 368.5205 | 360.6896 | 187.9509 | 742.7048 | 461.7446 | 129.6905 | 287.0495 | 358.8511 | 144.576 | 307.5173 | 537.4946 | 144.576 | 60.3966 | 386.2981 | 1034.1436 | 216.7156 | 239.041 | 130.5958 | 240.6984 | 60.3966 | 229.3124 | 378.5036 | 132.8744 | 452.206 | 48.8234 | 238.5226 | 48.8234 | 144.576 | 213.2219 | 84.3874 | 537.4946 | 0 | 0 | 0 | 0 | 0 | 0 | 0 | 0 | 216.8984 | 0 | 0 | 0 | 0 | 334.2536 | 380.5613 | 36.8039 | 46.3613 | 316.2826 | 210.3653 | 16.8098 | 113.5397 | 128.4007 | 351.2278 | 201.7758 | 275.8821 | 133.2149 | 36.8039 | 361.1029 | 62.0298 | 342.5106 | 171.6471 | 212.9543 | 65.5252 | 122.4494 | 640.6811 | 32.4997 | 205.3308 | 207.9891 | 16.8098 | 16.8098 | 87.3981 | 156.4069 | 87.5903 | 174.0033 | 201.5394 | 112.799 | 105.5564 | 826.657 | 157.4917 | 113.5397 | 104.5172 | 104.5172 | 45.1524 | 66.4876 | 826.657 | 488.1046 | 196.4753 | 0 | 0 | 0 | 104.9656 | 128.4007 | 101.0139 | 472.7509 | 122.4494 | 0 | 89.5628 | 66.4876 | 16.8098 | 85.4464 | 35.3561 | 0 | 0 | 0 | 114.6099 | 0 | 0 | 182.8251 | 0 | 43.5627 | 0 | 0 | 265.709 | 109.9658 | 35.3561 | 39.3937 | 39.3937 | 94.5656 | 186.7677 | 249.9627 | 182.6854 | 376.1053 | 236.7845 | 145.8055 | 340.2209 | 299.4998 | 199.8994 | 191.0868 | 464.4735 | 233.7753 | 244.9478 | 113.9073 | 108.9801 | 239.8563 | 271.0808 | 98.5034 | 108.9801 | 108.9801 | 191.1588 | 113.9073 | 113.9073 | 113.9073 | 217.8506 | 213.7733 | 217.7473 | 174.6553 | 174.6553 | 135.4086 | 219.9472 | 559.6803 | 195.2254 | 137.1848 | 671.3376 | 224.0195 | 137.1848 | 481.5682 | 1081.907 | 189.1309 | 677.8509 | 501.4532 | 224.0195 | 135.7038 | 82.2802 | 285.0343 | 70.3223 | 70.3223 | 70.3223 | 217.6701 | 253.7358 | 98.9917 | 160.8239 | 286.6095 | 270.2469 | 148.8848 | 148.8848 | 160.3668 | 469.5595 | 70.3223 | 530.5631 | 286.2143 | 482.5849 | 181.0702 | 152.5944 | 409.6556 | 122.9507 | 224.6358 | 122.9507 | 302.1789 | 105.0411 | 138.7621 | 84.3874 | 84.3874 | 105.0411 | 396.7055 | 344.6758 | 190.3935 | 262.3288 | 147.7188 | 105.0411 | 948.2348 | 241.9107 | 252.0425 | 575.6381 | 870.9605 | 116.4676 | 126.9753 | 212.4765 | 429.8197 | 126.9753 | 76.5945 | 170.2985 | 132.7312 | 122.0061 | 146.4597 | 71.954 | 71.954 | 116.891 | 70.4924 | 192.1045 | 300.913 | 142.1083 | 224.6358 | 130.5646 | 276.8205 | 233.4832 | 142.1083 | 130.5646 | 109.7101 | 311.8666 | 227.0926 | 67.1503 | 39.6975 | 483.9406 | 103.1912 | 346.655 | 104.2892 | 480.8582 | 1081.515 | 57.8349 | 372.7652 | 311.8666 | 453.4768 | 104.2892 | 43.5627 | 413.4251 | 350.1684 | 248.856 | 260.8908 | 0 | 108.9801 | 198.8777 | 489.8711 | 0 | 116.4676 | 155.6826 | 239.8563 | 102.6851 | 167.6116 | 243.5694 | 104.1008 | 0 | 0 | 0 | 0 | 0 | 0 | 0 | 0 | 109.9658 | 0 | 202.922 | 259.6478 | 291.1527 | 192.0804 | 0 | 216.9898 | 69.6034 | 57.5621 | 32.4997 | 930.8559 | 50.9393 | 150.592 | 68.2181 | 68.2181 | 127.3766 | 43.5976 | 69.6034 | 50.9393 | 47.6771 | 47.6771 | 80.0436 | 0 | 0 | 0 | 0 | 43.5976 | 43.5976 | 43.5976 | 70.8652 | 47.6771 | 150.9606 | 0 | 0 | 29.5506 | 0 | 0 | 0 | 133.415 | 56.9917 | 164.8661 | 70.8968 | 72.8317 | 29.5506 | 157.6891 | 206.0391 | 46.9373 | 200.2347 | 169.2541 | 704.3174 | 148.3887 | 143.5436 | 176.8833 | 28.1514 | 34.3732 | 34.3732 | 28.1514 | 62.853 | 103.446 | 235.1266 | 2056.4452 | 176.9456 | 103.446 | 96.9913 | 193.4436 | 138.8684 | 122.0156 | 116.7326 | 96.9913 | 209.9276 | 87.6757 | 56.9917 | 56.9917 | 202.3729 | 134.1046 | 0 | 0 | 0 | 34.3732 | 34.3732 | 39.531 | 0 | 0 | 0 | 0 | 0 | 0 | 28.1514 | 56.9917 | 194.3747 | 34.3732 | 43.9207 | 91.8185 | 0 | 0 | 0 | 0 | 0 | 0 | 0 | 0 | 0 | 0 | 0 | 0 | 0 | 0 | 0 | 0 | 0 | 0 | 0 | 0 | 0 | 0 | 0 | 0 | 0 | 0 | 0 | 0 | 0 | 0 | 0 | 0 | 0 | 0 | 0 | 0 | 0 | 0 | 0 | 0 | 0 | 0 | 0 | 0 | 0 | 0 | 0 | 0 | 0 | 0 | 0 | 0 | 0 | 0 | 0 | 0 | 0 | 0 | 0 | 0 | 0 | 0 | 0 | 0 | 0 | 0 | 0 | 0 | 0 | 0 | 0 | 0 | 0 | 0 | 0 | 0 | 0 | 0 | 0 | 0 | 0 | 0 | 0 | 0 | 0 | 0 | 0 | 0 | 0 | 0 | 0 | 0 | 0 | 0 | 0 | 0 | 0 | 0 | 0 | 0 | 0 | 0 | 0 | 0 | 0 | 0 | 0 | 0 | 0 | 2017-01-18 11:00
t0421 | 0 | 158.5679 | 450.5396 | 189.2458 | 53.3676 | 359.9051 | 53.3676 | 679.3929 | 79.616 | 79.616 | 2325.8554 | 93.8198 | 108.1548 | 418.4204 | 522.6286 | 78.003 | 101.1536 | 463.7187 | 294.7396 | 449.6651 | 0 | 0 | 551.0773 | 48.6795 | 48.6795 | 48.6795 | 108.5074 | 209.1363 | 346.717 | 159.6373 | 432.6506 | 117.446 | 310.5261 | 281.3184 | 362.922 | 357.7607 | 183.9388 | 705.1328 | 445.9969 | 127.1519 | 276.4661 | 353.3049 | 141.0606 | 300.2338 | 519.9239 | 141.0606 | 59.1963 | 378.7176 | 1009.8632 | 210.2325 | 236.175 | 129.4211 | 234.4294 | 59.1963 | 224.908 | 366.3953 | 129.9176 | 447.686 | 48.6431 | 230.7432 | 48.6431 | 141.0606 | 209.1363 | 83.038 | 519.9239 | 0 | 0 | 0 | 0 | 0 | 0 | 0 | 0 | 213.2338 | 0 | 0 | 0 | 0 | 328.6063 | 375.8708 | 36.2584 | 46.7859 | 318.9267 | 208.7414 | 16.8378 | 113.5789 | 128.1651 | 348.3049 | 198.7019 | 271.4643 | 134.6951 | 36.2584 | 364.2701 | 62.0548 | 341.038 | 171.6828 | 210.8849 | 65.3137 | 121.9399 | 640.8083 | 33.0029 | 203.6816 | 208.4253 | 16.8378 | 16.8378 | 88.0907 | 153.746 | 87.303 | 173.6274 | 198.8097 | 115.2955 | 110.0314 | 844.3464 | 159.9684 | 113.5789 | 103.7725 | 103.7725 | 45.0976 | 67.7722 | 844.3464 | 492.3458 | 194.0509 | 0 | 0 | 0 | 104.0333 | 128.1651 | 100.1191 | 472.3866 | 121.9399 | 0 | 88.7774 | 67.7722 | 16.8378 | 86.3529 | 35.7622 | 0 | 0 | 0 | 113.5458 | 0 | 0 | 181.8437 | 0 | 43.9685 | 0 | 0 | 262.774 | 106.8715 | 35.7622 | 39.1563 | 39.1563 | 95.6278 | 187.3424 | 251.6979 | 182.3355 | 372.6327 | 233.1101 | 144.9508 | 336.9563 | 299.8434 | 201.0908 | 189.9778 | 468.7685 | 231.2568 | 247.6939 | 112.1594 | 107.5992 | 238.9235 | 272.9226 | 98.77 | 107.5992 | 107.5992 | 193.1572 | 112.1594 | 112.1594 | 112.1594 | 219.147 | 211.112 | 220.1075 | 174.9683 | 174.9683 | 135.8102 | 222.9154 | 554.0394 | 189.9868 | 139.0494 | 678.399 | 222.0516 | 139.0494 | 495.5228 | 1083.5499 | 191.6134 | 682.9597 | 499.9432 | 222.0516 | 136.0196 | 82.2328 | 288.4054 | 69.5911 | 69.5911 | 69.5911 | 219.1869 | 258.3055 | 100.7529 | 155.6502 | 284.0176 | 265.1558 | 145.5291 | 145.5291 | 159.6732 | 455.881 | 69.5911 | 533.3672 | 281.7787 | 475.6372 | 178.019 | 150.9783 | 416.8336 | 122.2656 | 217.8046 | 122.2656 | 300.6271 | 105.4997 | 136.6996 | 83.038 | 83.038 | 105.4997 | 383.2489 | 335.5552 | 189.7732 | 263.2999 | 144.1916 | 105.4997 | 911.7577 | 238.6838 | 253.1402 | 576.4045 | 876.266 | 114.909 | 124.8744 | 214.734 | 428.4034 | 124.8744 | 76.2345 | 169.7852 | 130.1412 | 120.991 | 147.079 | 71.1854 | 71.1854 | 115.2352 | 70.5564 | 191.6177 | 297.4043 | 141.4852 | 217.8046 | 129.8795 | 277.7998 | 230.1073 | 141.4852 | 129.8795 | 110.4217 | 314.6638 | 223.4633 | 65.3635 | 39.8868 | 479.7157 | 103.1484 | 348.2864 | 104.479 | 476.1486 | 1064.9243 | 57.46 | 373.8026 | 314.6638 | 455.9069 | 104.479 | 43.9685 | 387.0279 | 351.5277 | 243.6254 | 251.9779 | 0 | 107.5992 | 196.8739 | 488.6283 | 0 | 114.909 | 154.9058 | 238.9235 | 102.4443 | 169.9633 | 240.6343 | 104.7575 | 0 | 0 | 0 | 0 | 0 | 0 | 0 | 0 | 106.8715 | 0 | 199.3046 | 248.1597 | 292.6147 | 191.7291 | 0 | 218.5402 | 71.5943 | 57.7234 | 33.0029 | 951.1407 | 50.5366 | 152.9572 | 69.3658 | 69.3658 | 131.5439 | 44.2709 | 71.5943 | 50.5366 | 48.0902 | 48.0902 | 80.6094 | 0 | 0 | 0 | 0 | 44.2709 | 44.2709 | 44.2709 | 71.3049 | 48.0902 | 151.5771 | 0 | 0 | 29.9024 | 0 | 0 | 0 | 134.5473 | 55.6896 | 165.9993 | 68.5711 | 73.0178 | 29.9024 | 154.9587 | 209.8697 | 46.9939 | 196.2645 | 168.7619 | 698.5587 | 147.2249 | 142.325 | 176.3163 | 27.9491 | 34.0636 | 34.0636 | 27.9491 | 63.7655 | 103.7212 | 235.2605 | 2069.6224 | 180.801 | 103.7212 | 96.9464 | 197.1343 | 141.009 | 123.9488 | 118.918 | 96.9464 | 213.3743 | 88.0737 | 55.6896 | 55.6896 | 203.4548 | 136.033 | 0 | 0 | 0 | 34.0636 | 34.0636 | 39.9473 | 0 | 0 | 0 | 0 | 0 | 0 | 27.9491 | 55.6896 | 196.1578 | 34.0636 | 43.7134 | 93.0413 | 0 | 0 | 0 | 0 | 0 | 0 | 0 | 0 | 0 | 0 | 0 | 0 | 0 | 0 | 0 | 0 | 0 | 0 | 0 | 0 | 0 | 0 | 0 | 0 | 0 | 0 | 0 | 0 | 0 | 0 | 0 | 0 | 0 | 0 | 0 | 0 | 0 | 0 | 0 | 0 | 0 | 0 | 0 | 0 | 0 | 0 | 0 | 0 | 0 | 0 | 0 | 0 | 0 | 0 | 0 | 0 | 0 | 0 | 0 | 0 | 0 | 0 | 0 | 0 | 0 | 0 | 0 | 0 | 0 | 0 | 0 | 0 | 0 | 0 | 0 | 0 | 0 | 0 | 0 | 0 | 0 | 0 | 0 | 0 | 0 | 0 | 0 | 0 | 0 | 0 | 0 | 0 | 0 | 0 | 0 | 0 | 0 | 0 | 0 | 0 | 0 | 0 | 0 | 0 | 0 | 0 | 0 | 0 | 0 | 2017-01-18 12:00
t0422 | 0 | 158.5744 | 440.6511 | 188.3276 | 51.5854 | 350.3865 | 51.5854 | 703.4361 | 78.5605 | 78.5605 | 2344.0305 | 90.4169 | 106.8713 | 421.9361 | 521.6477 | 77.7001 | 99.2971 | 457.8199 | 289.5703 | 453.2798 | 0 | 0 | 541.1191 | 47.9123 | 47.9123 | 47.9123 | 108.2022 | 207.9152 | 349.5079 | 158.7452 | 429.5973 | 115.1848 | 311.3108 | 282.6275 | 358.7246 | 351.7001 | 182.7196 | 724.3893 | 452.492 | 126.296 | 279.5771 | 350.8254 | 141.0168 | 299.9091 | 530.9509 | 141.0168 | 58.5752 | 376.3717 | 1008.42 | 210.9946 | 234.0149 | 127.0815 | 234.4136 | 58.5752 | 223.1035 | 368.3828 | 129.2016 | 442.8159 | 47.4895 | 232.2156 | 47.4895 | 141.0168 | 207.9152 | 82.2807 | 530.9509 | 0 | 0 | 0 | 0 | 0 | 0 | 0 | 0 | 211.1832 | 0 | 0 | 0 | 0 | 326.1156 | 370.4499 | 35.698 | 44.8322 | 308.9425 | 204.071 | 16.3096 | 110.1683 | 124.2366 | 343.1667 | 196.7271 | 268.6632 | 129.5616 | 35.698 | 354.6722 | 60.1032 | 334.1709 | 166.4849 | 206.6047 | 63.5056 | 118.8319 | 626.3273 | 31.4587 | 199.4269 | 201.9811 | 16.3096 | 16.3096 | 85.0706 | 152.2219 | 85.0086 | 168.8982 | 196.2986 | 111.0428 | 105.057 | 815.0666 | 152.7072 | 110.1683 | 101.3654 | 101.3654 | 43.799 | 64.7543 | 815.0666 | 478.6175 | 190.4341 | 0 | 0 | 0 | 101.7263 | 124.2366 | 98.0324 | 460.2214 | 118.8319 | 0 | 86.8749 | 64.7543 | 16.3096 | 83.5443 | 34.4312 | 0 | 0 | 0 | 111.5507 | 0 | 0 | 178.0708 | 0 | 42.2079 | 0 | 0 | 258.5682 | 106.9235 | 34.4312 | 38.2769 | 38.2769 | 91.4927 | 181.7371 | 243.9343 | 177.4808 | 368.7211 | 230.6378 | 142.1 | 331.1867 | 294.9789 | 194.8531 | 185.9745 | 463.358 | 227.9459 | 238.6514 | 111.4848 | 106.3672 | 234.7659 | 263.6423 | 95.9335 | 106.3672 | 106.3672 | 187.249 | 111.4848 | 111.4848 | 111.4848 | 212.3622 | 208.8822 | 212.4919 | 170.0371 | 170.0371 | 131.9953 | 216.4025 | 546.326 | 190.7451 | 134.0398 | 676.2227 | 219.296 | 134.0398 | 480.6101 | 1076.1294 | 184.1273 | 667.006 | 490.1581 | 219.296 | 132.85 | 80.1329 | 277.0871 | 68.3913 | 68.3913 | 68.3913 | 211.6596 | 249.0436 | 96.3072 | 156.23 | 279.1697 | 263.159 | 145.1453 | 145.1453 | 156.6617 | 456.3531 | 68.3913 | 519.0744 | 278.8509 | 470.1735 | 176.2962 | 148.2688 | 405.8248 | 119.8102 | 219.2687 | 119.8102 | 296.014 | 102.7528 | 135.8125 | 82.2807 | 82.2807 | 102.7528 | 387.7501 | 336.1854 | 186.4448 | 257.0071 | 144.2247 | 102.7528 | 927.069 | 235.6143 | 248.6201 | 567.2786 | 871.4354 | 113.4552 | 123.6844 | 207.34 | 420.2922 | 123.6844 | 74.3491 | 166.237 | 129.3285 | 118.7995 | 142.6606 | 70.2321 | 70.2321 | 114.1852 | 68.747 | 189.8052 | 294.5167 | 138.3557 | 219.2687 | 127.5649 | 272.0391 | 227.3104 | 138.3557 | 127.5649 | 106.5685 | 307.6915 | 221.6799 | 65.1911 | 38.463 | 470.8657 | 100.3694 | 338.5815 | 101.493 | 466.9182 | 1063.2342 | 56.0901 | 361.1877 | 307.6915 | 445.5726 | 101.493 | 42.2079 | 403.5311 | 341.783 | 243.4134 | 254.3659 | 0 | 106.3672 | 193.1069 | 492.563 | 0 | 113.4552 | 151.9591 | 234.7659 | 101.0233 | 162.3849 | 236.854 | 101.4157 | 0 | 0 | 0 | 0 | 0 | 0 | 0 | 0 | 106.9235 | 0 | 197.6182 | 252.6623 | 286.5328 | 188.7837 | 0 | 211.5035 | 67.7895 | 55.957 | 31.4587 | 916.3268 | 49.5445 | 148.1361 | 66.3266 | 66.3266 | 124.1549 | 42.4926 | 67.7895 | 49.5445 | 46.2083 | 46.2083 | 77.721 | 0 | 0 | 0 | 0 | 42.4926 | 42.4926 | 42.4926 | 68.9275 | 46.2083 | 146.8408 | 0 | 0 | 29.1033 | 0 | 0 | 0 | 129.8861 | 55.5569 | 161.1034 | 69.4502 | 70.8896 | 29.1033 | 153.4465 | 203.0732 | 45.5343 | 195.5026 | 165.4052 | 692.0375 | 144.5204 | 139.8304 | 172.473 | 27.442 | 33.4607 | 33.4607 | 27.442 | 61.2952 | 100.9951 | 228.8694 | 2045.0269 | 173.2429 | 100.9951 | 94.7677 | 192.0364 | 135.5093 | 118.4272 | 113.9032 | 94.7677 | 205.3511 | 86.0767 | 55.5569 | 55.5569 | 196.9409 | 131.725 | 0 | 0 | 0 | 33.4607 | 33.4607 | 38.498 | 0 | 0 | 0 | 0 | 0 | 0 | 27.442 | 55.5569 | 190.2519 | 33.4607 | 42.7801 | 89.1825 | 0 | 0 | 0 | 0 | 0 | 0 | 0 | 0 | 0 | 0 | 0 | 0 | 0 | 0 | 0 | 0 | 0 | 0 | 0 | 0 | 0 | 0 | 0 | 0 | 0 | 0 | 0 | 0 | 0 | 0 | 0 | 0 | 0 | 0 | 0 | 0 | 0 | 0 | 0 | 0 | 0 | 0 | 0 | 0 | 0 | 0 | 0 | 0 | 0 | 0 | 0 | 0 | 0 | 0 | 0 | 0 | 0 | 0 | 0 | 0 | 0 | 0 | 0 | 0 | 0 | 0 | 0 | 0 | 0 | 0 | 0 | 0 | 0 | 0 | 0 | 0 | 0 | 0 | 0 | 0 | 0 | 0 | 0 | 0 | 0 | 0 | 0 | 0 | 0 | 0 | 0 | 0 | 0 | 0 | 0 | 0 | 0 | 0 | 0 | 0 | 0 | 0 | 0 | 0 | 0 | 0 | 0 | 0 | 0 | 2017-01-18 13:00
t0423 | 0 | 161.9624 | 429.4099 | 191.36 | 49.2201 | 338.4709 | 49.2201 | 772.3191 | 77.2439 | 77.2439 | 2378.7065 | 85.1879 | 107.3134 | 438.0074 | 533.4717 | 79.3891 | 98.0193 | 456.8604 | 286.1275 | 473.0846 | 0 | 0 | 530.9064 | 47.6584 | 47.6584 | 47.6584 | 110.3331 | 210.5158 | 364.4285 | 156.7381 | 430.5171 | 113.1029 | 321.2169 | 292.9921 | 359.6053 | 347.7691 | 185.3747 | 782.3583 | 474.5417 | 127.8406 | 293.4034 | 353.2345 | 144.3717 | 306.6067 | 558.8111 | 144.3717 | 59.1171 | 381.1771 | 1030.3733 | 218.2135 | 234.1751 | 125.6646 | 240.5474 | 59.1171 | 225.4734 | 382.5164 | 131.3533 | 441.3412 | 46.4009 | 241.4968 | 46.4009 | 144.3717 | 210.5158 | 82.7453 | 558.8111 | 0 | 0 | 0 | 0 | 0 | 0 | 0 | 0 | 212.5186 | 0 | 0 | 0 | 0 | 328.772 | 369.0845 | 35.6432 | 42.3191 | 295.0921 | 200.6615 | 15.71 | 106.4382 | 120.2887 | 340.1062 | 197.5089 | 269.8982 | 122.4597 | 35.6432 | 340.2934 | 57.9822 | 327.8801 | 160.8367 | 204.062 | 61.7759 | 115.9783 | 609.6548 | 29.2954 | 196.4474 | 194.5374 | 15.71 | 15.71 | 81.0551 | 153.1661 | 82.8115 | 164.1479 | 196.1907 | 103.6288 | 94.6745 | 763.1442 | 142.3766 | 106.4382 | 99.5196 | 99.5196 | 42.4514 | 60.15 | 763.1442 | 458.5537 | 189.0006 | 0 | 0 | 0 | 100.1917 | 120.2887 | 96.672 | 447.1422 | 115.9783 | 0 | 85.6124 | 60.15 | 15.71 | 79.4734 | 32.5586 | 0 | 0 | 0 | 110.3989 | 0 | 0 | 174.8502 | 0 | 39.9056 | 0 | 0 | 256.8321 | 110.0539 | 32.5586 | 37.5545 | 37.5545 | 85.9983 | 174.9966 | 233.5253 | 172.539 | 367.2763 | 231.4968 | 139.759 | 328.0306 | 288.5499 | 186.737 | 182.6542 | 450.8034 | 226.691 | 225.9186 | 112.3351 | 106.3078 | 230.8259 | 251.6315 | 92.5294 | 106.3078 | 106.3078 | 178.5127 | 112.3351 | 112.3351 | 112.3351 | 203.5316 | 208.8761 | 201.648 | 164.2798 | 164.2798 | 127.3491 | 205.8068 | 543.048 | 196.5937 | 126.5676 | 662.1066 | 217.9343 | 126.5676 | 447.9222 | 1061.5084 | 173.4123 | 642.8594 | 480.4168 | 217.9343 | 128.8821 | 77.8529 | 261.3487 | 67.7999 | 67.7999 | 67.7999 | 201.9025 | 233.8877 | 89.6755 | 162.0328 | 276.3333 | 265.9492 | 147.9813 | 147.9813 | 153.9033 | 470.4994 | 67.7999 | 499.9859 | 279.9365 | 470.8981 | 177.3916 | 146.9258 | 385.1231 | 117.7475 | 227.4875 | 117.7475 | 292.0587 | 99.163 | 136.71 | 82.7453 | 82.7453 | 99.163 | 405.6416 | 345.7245 | 183.1484 | 248.7577 | 147.6451 | 99.163 | 979.0572 | 235.3759 | 241.8625 | 554.9957 | 855.931 | 113.368 | 124.4224 | 196.8462 | 412.3353 | 124.4224 | 72.6659 | 162.728 | 130.9562 | 117.3722 | 137.1529 | 69.8969 | 69.8969 | 114.5731 | 66.6597 | 187.6961 | 294.4495 | 135.5093 | 227.4875 | 125.5859 | 264.1753 | 227.541 | 135.5093 | 125.5859 | 101.6608 | 296.3775 | 223.1553 | 66.7973 | 36.7423 | 465.301 | 97.3599 | 326.0216 | 98.0145 | 461.6094 | 1075.5192 | 54.9904 | 346.5882 | 296.3775 | 430.9013 | 98.0145 | 39.9056 | 447.5227 | 329.4928 | 248.086 | 265.6956 | 0 | 106.3078 | 191.0232 | 494.8421 | 0 | 113.368 | 149.3844 | 230.8259 | 99.4683 | 151.8634 | 235.6221 | 97.0624 | 0 | 0 | 0 | 0 | 0 | 0 | 0 | 0 | 110.0539 | 0 | 199.3006 | 268.9664 | 277.7255 | 185.4993 | 0 | 202.149 | 61.6204 | 53.8637 | 29.2954 | 855.7737 | 48.8544 | 140.1601 | 61.8572 | 61.8572 | 111.8582 | 39.855 | 61.6204 | 48.8544 | 43.766 | 43.766 | 74.0157 | 0 | 0 | 0 | 0 | 39.855 | 39.855 | 39.855 | 65.8809 | 43.766 | 141.0272 | 0 | 0 | 27.8038 | 0 | 0 | 0 | 123.6213 | 56.6763 | 154.4525 | 72.6199 | 68.358 | 27.8038 | 154.4772 | 191.2712 | 43.8997 | 198.4484 | 162.048 | 689.1621 | 142.665 | 138.2552 | 168.7276 | 27.0734 | 33.0999 | 33.0999 | 27.0734 | 57.6456 | 97.6518 | 221.6832 | 1995.8419 | 160.8916 | 97.6518 | 92.3324 | 181.9912 | 127.2597 | 110.4996 | 106.1569 | 92.3324 | 192.8885 | 83.3269 | 56.6763 | 56.6763 | 188.6951 | 124.8215 | 0 | 0 | 0 | 33.0999 | 33.0999 | 36.4843 | 0 | 0 | 0 | 0 | 0 | 0 | 27.0734 | 56.6763 | 181.7569 | 33.0999 | 41.9483 | 83.7588 | 0 | 0 | 0 | 0 | 0 | 0 | 0 | 0 | 0 | 0 | 0 | 0 | 0 | 0 | 0 | 0 | 0 | 0 | 0 | 0 | 0 | 0 | 0 | 0 | 0 | 0 | 0 | 0 | 0 | 0 | 0 | 0 | 0 | 0 | 0 | 0 | 0 | 0 | 0 | 0 | 0 | 0 | 0 | 0 | 0 | 0 | 0 | 0 | 0 | 0 | 0 | 0 | 0 | 0 | 0 | 0 | 0 | 0 | 0 | 0 | 0 | 0 | 0 | 0 | 0 | 0 | 0 | 0 | 0 | 0 | 0 | 0 | 0 | 0 | 0 | 0 | 0 | 0 | 0 | 0 | 0 | 0 | 0 | 0 | 0 | 0 | 0 | 0 | 0 | 0 | 0 | 0 | 0 | 0 | 0 | 0 | 0 | 0 | 0 | 0 | 0 | 0 | 0 | 0 | 0 | 0 | 0 | 0 | 0 | 2017-01-18 14:00
t0424 | 0 | 165.1323 | 423.0819 | 194.8757 | 47.839 | 331.4993 | 47.839 | 827.7661 | 76.2191 | 76.2191 | 2387.2697 | 81.7185 | 108.5298 | 451.4914 | 545.8042 | 81.3027 | 97.7573 | 458.9535 | 285.4563 | 490.8946 | 0 | 0 | 525.2773 | 47.8458 | 47.8458 | 47.8458 | 112.5996 | 213.6897 | 377.7225 | 154.1626 | 432.1088 | 112.1688 | 330.6613 | 302.6359 | 362.8215 | 347.0336 | 188.7778 | 829.1974 | 492.0893 | 129.846 | 305.4534 | 356.5775 | 147.6676 | 313.3185 | 578.2568 | 147.6676 | 60.0682 | 387.1874 | 1052.6114 | 224.9973 | 235.1462 | 125.562 | 246.6571 | 60.0682 | 228.881 | 395.5627 | 133.9449 | 441.8011 | 45.9648 | 249.9498 | 45.9648 | 147.6676 | 213.6897 | 83.591 | 578.2568 | 0 | 0 | 0 | 0 | 0 | 0 | 0 | 0 | 214.9802 | 0 | 0 | 0 | 0 | 332.5944 | 370.7339 | 35.9378 | 40.9803 | 286.4814 | 200.0573 | 15.42 | 104.7097 | 118.7477 | 339.5289 | 199.2968 | 272.6583 | 118.2465 | 35.9378 | 330.3203 | 57.0286 | 325.1843 | 158.2569 | 204.1035 | 61.1339 | 114.9606 | 600.2497 | 28.0434 | 195.9663 | 190.8199 | 15.42 | 15.42 | 78.721 | 154.9664 | 81.9656 | 162.1698 | 197.4457 | 98.2145 | 86.3794 | 724.4502 | 136.2614 | 104.7097 | 99.123 | 99.123 | 41.8714 | 57.2146 | 724.4502 | 445.0995 | 189.8206 | 0 | 0 | 0 | 100.073 | 118.7477 | 96.5599 | 440.8198 | 114.9606 | 0 | 85.4988 | 57.2146 | 15.42 | 76.8562 | 31.4221 | 0 | 0 | 0 | 110.3609 | 0 | 0 | 173.6976 | 0 | 38.6408 | 0 | 0 | 257.4591 | 113.1907 | 31.4221 | 37.3418 | 37.3418 | 82.9691 | 171.3938 | 227.2537 | 170.4005 | 367.238 | 233.688 | 138.9539 | 328.0817 | 283.8135 | 182.0123 | 181.5706 | 437.9498 | 227.1648 | 218.1528 | 113.3825 | 106.8503 | 228.8201 | 244.8518 | 90.6888 | 106.8503 | 106.8503 | 172.7179 | 113.3825 | 113.3825 | 113.3825 | 198.3862 | 209.8776 | 194.8837 | 161.2585 | 161.2585 | 124.7704 | 198.1558 | 543.6129 | 201.8121 | 121.7344 | 642.5043 | 217.7431 | 121.7344 | 420.0404 | 1044.2452 | 166.8548 | 625.4744 | 475.52 | 217.7431 | 126.4554 | 76.7293 | 252.0158 | 67.8943 | 67.8943 | 67.8943 | 196.3988 | 223.2793 | 85.5324 | 167.6076 | 276.1414 | 269.8225 | 150.967 | 150.967 | 152.6561 | 484.5977 | 67.8943 | 488.0782 | 282.5792 | 474.54 | 179.4341 | 147.1697 | 368.4658 | 117.0133 | 234.7144 | 117.0133 | 290.1198 | 96.953 | 137.8835 | 83.591 | 83.591 | 96.953 | 420.5617 | 354.7158 | 181.376 | 243.5224 | 150.92 | 96.953 | 1021.3404 | 236.8061 | 236.654 | 545.7445 | 836.1532 | 114.065 | 125.7977 | 190.315 | 408.3318 | 125.7977 | 72.0934 | 161.0558 | 132.9992 | 117.1536 | 134.0754 | 70.0358 | 70.0358 | 115.4269 | 65.541 | 185.7683 | 295.517 | 134.3966 | 234.7144 | 124.7558 | 258.757 | 229.3179 | 134.3966 | 124.7558 | 98.9631 | 287.7298 | 225.4393 | 68.5509 | 35.8664 | 464.7222 | 95.9198 | 318.5243 | 96.2041 | 461.777 | 1085.662 | 54.714 | 339.4982 | 287.7298 | 420.7563 | 96.2041 | 38.6408 | 482.0127 | 322.3517 | 252.5316 | 275.5767 | 0 | 106.8503 | 191.178 | 490.303 | 0 | 114.065 | 148.3267 | 228.8201 | 98.3892 | 145.7849 | 236.5645 | 94.5439 | 0 | 0 | 0 | 0 | 0 | 0 | 0 | 0 | 113.1907 | 0 | 201.8949 | 282.7913 | 271.3824 | 183.3206 | 0 | 196.626 | 57.5571 | 52.7751 | 28.0434 | 811.5771 | 48.7282 | 134.41 | 59.1016 | 59.1016 | 103.6235 | 38.1906 | 57.5571 | 48.7282 | 42.43 | 42.43 | 71.9747 | 0 | 0 | 0 | 0 | 38.1906 | 38.1906 | 38.1906 | 64.1728 | 42.43 | 137.8799 | 0 | 0 | 26.8492 | 0 | 0 | 0 | 119.9443 | 57.846 | 150.3426 | 75.1717 | 67.0122 | 26.8492 | 156.3642 | 182.5101 | 43.1229 | 201.6446 | 160.3667 | 688.0171 | 142.2918 | 138.0376 | 167.0343 | 26.9753 | 33.074 | 33.074 | 26.9753 | 55.3368 | 95.737 | 218.0546 | 1947.5984 | 152.4499 | 95.737 | 91.0046 | 173.6813 | 121.9716 | 105.7451 | 101.1197 | 91.0046 | 184.5932 | 81.4725 | 57.846 | 57.846 | 184.0884 | 119.9652 | 0 | 0 | 0 | 33.074 | 33.074 | 35.2715 | 0 | 0 | 0 | 0 | 0 | 0 | 26.9753 | 57.846 | 176.2398 | 33.074 | 41.6277 | 80.5393 | 0 | 0 | 0 | 0 | 0 | 0 | 0 | 0 | 0 | 0 | 0 | 0 | 0 | 0 | 0 | 0 | 0 | 0 | 0 | 0 | 0 | 0 | 0 | 0 | 0 | 0 | 0 | 0 | 0 | 0 | 0 | 0 | 0 | 0 | 0 | 0 | 0 | 0 | 0 | 0 | 0 | 0 | 0 | 0 | 0 | 0 | 0 | 0 | 0 | 0 | 0 | 0 | 0 | 0 | 0 | 0 | 0 | 0 | 0 | 0 | 0 | 0 | 0 | 0 | 0 | 0 | 0 | 0 | 0 | 0 | 0 | 0 | 0 | 0 | 0 | 0 | 0 | 0 | 0 | 0 | 0 | 0 | 0 | 0 | 0 | 0 | 0 | 0 | 0 | 0 | 0 | 0 | 0 | 0 | 0 | 0 | 0 | 0 | 0 | 0 | 0 | 0 | 0 | 0 | 0 | 0 | 0 | 0 | 0 | 2017-01-18 15:00
t0425 | 0 | 175.0186 | 436.3839 | 206.489 | 48.8251 | 340.3135 | 48.8251 | 910.7887 | 78.5994 | 78.5994 | 2491.623 | 82.409 | 114.4258 | 482.4977 | 580.4192 | 86.5589 | 101.8982 | 481.0667 | 297.5934 | 527.6381 | 0 | 0 | 543.5092 | 50.1482 | 50.1482 | 50.1482 | 119.4943 | 225.8134 | 405.6034 | 158.2837 | 452.1353 | 116.3403 | 353.2697 | 324.1768 | 381.7073 | 361.8266 | 200.0822 | 904.9216 | 528.1343 | 137.3055 | 329.0879 | 375.0268 | 156.9557 | 332.7983 | 618.9086 | 156.9557 | 63.5803 | 409.4242 | 1117.8202 | 240.6814 | 246.2302 | 131.0952 | 262.7362 | 63.5803 | 241.9601 | 424.0896 | 142.1084 | 461.4691 | 47.6627 | 268.137 | 47.6627 | 156.9557 | 225.8134 | 88.0055 | 618.9086 | 0 | 0 | 0 | 0 | 0 | 0 | 0 | 0 | 226.6236 | 0 | 0 | 0 | 0 | 350.5034 | 388.6707 | 37.8108 | 41.7507 | 291.9437 | 208.6176 | 15.8774 | 108.0142 | 122.9044 | 354.0003 | 209.6337 | 287.116 | 120.0495 | 37.8108 | 336.2445 | 58.833 | 337.3433 | 163.2897 | 213.3786 | 63.3807 | 119.3154 | 618.7938 | 28.2871 | 204.4014 | 196.3418 | 15.8774 | 15.8774 | 80.3003 | 163.3921 | 84.9696 | 167.8568 | 207.2917 | 97.889 | 82.9465 | 722.8693 | 137.3737 | 108.0142 | 103.2881 | 103.2881 | 43.2872 | 57.3265 | 722.8693 | 453.205 | 199.1268 | 0 | 0 | 0 | 104.5244 | 122.9044 | 100.8334 | 455.2595 | 119.3154 | 0 | 89.2785 | 57.3265 | 15.8774 | 78.052 | 31.8794 | 0 | 0 | 0 | 115.2633 | 0 | 0 | 180.4837 | 0 | 39.3509 | 0 | 0 | 269.4987 | 120.876 | 31.8794 | 38.8459 | 38.8459 | 84.257 | 176.071 | 232.0912 | 176.2991 | 383.1629 | 245.926 | 144.4649 | 342.7838 | 291.963 | 186.1738 | 188.79 | 444.8887 | 237.6431 | 221.4118 | 119.2143 | 112.0265 | 237.1556 | 250.201 | 93.2038 | 112.0265 | 112.0265 | 175.4178 | 119.2143 | 119.2143 | 119.2143 | 202.9239 | 219.9511 | 197.8798 | 165.9502 | 165.9502 | 128.1711 | 200.2539 | 568.1104 | 215.0431 | 123.0714 | 650.9782 | 227.1006 | 123.0714 | 413.5861 | 1072.5718 | 168.8586 | 637.7336 | 492.3476 | 227.1006 | 129.9591 | 79.2178 | 255.5876 | 71.0175 | 71.0175 | 71.0175 | 200.6416 | 224.0861 | 85.9215 | 179.7849 | 288.2911 | 285.0818 | 160.1561 | 160.1561 | 158.3447 | 518.0931 | 71.0175 | 499.5409 | 297.3602 | 498.6996 | 189.1428 | 153.9958 | 369.8645 | 121.6102 | 251.1028 | 121.6102 | 301.149 | 99.3617 | 144.8918 | 88.0055 | 88.0055 | 99.3617 | 451.476 | 377.9211 | 187.8154 | 249.768 | 160.3101 | 99.3617 | 1101.4114 | 248.5534 | 242.3322 | 561.2393 | 852.9792 | 119.727 | 132.5474 | 193.3042 | 422.9228 | 132.5474 | 74.8758 | 166.7828 | 140.6183 | 122.2009 | 137.4937 | 73.2478 | 73.2478 | 121.2247 | 67.5181 | 191.9802 | 309.3314 | 139.4737 | 251.1028 | 129.5593 | 265.3705 | 241.036 | 139.4737 | 129.5593 | 101.1831 | 292.6874 | 237.303 | 73.1016 | 36.7726 | 485.0452 | 99.0234 | 326.3308 | 99.0033 | 482.7533 | 1140.7855 | 56.9654 | 349.0687 | 292.6874 | 430.4084 | 99.0033 | 39.3509 | 532.0191 | 330.6632 | 267.3065 | 296.0303 | 0 | 112.0265 | 199.9341 | 505.7107 | 0 | 119.727 | 154.0043 | 237.1556 | 101.7039 | 147.3834 | 247.9609 | 96.662 | 0 | 0 | 0 | 0 | 0 | 0 | 0 | 0 | 120.876 | 0 | 213.057 | 306.9299 | 277.6974 | 189.388 | 0 | 200.7748 | 56.7468 | 54.2421 | 28.2871 | 809.3473 | 50.8081 | 135.37 | 59.4667 | 59.4667 | 101.3836 | 38.5051 | 56.7468 | 50.8081 | 43.251 | 43.251 | 73.5291 | 0 | 0 | 0 | 0 | 38.5051 | 38.5051 | 38.5051 | 65.6307 | 43.251 | 141.445 | 0 | 0 | 27.1971 | 0 | 0 | 0 | 122.2462 | 61.389 | 153.5386 | 80.5751 | 68.8898 | 27.1971 | 164.9285 | 182.9502 | 44.4315 | 213.2085 | 166.0232 | 716.6919 | 148.3272 | 144.0076 | 173.041 | 28.0926 | 34.5303 | 34.5303 | 28.0926 | 55.8718 | 98.3724 | 224.7853 | 1987.0305 | 152.0745 | 98.3724 | 93.9065 | 173.8891 | 122.9708 | 106.5803 | 101.4057 | 93.9065 | 185.7755 | 83.4453 | 61.389 | 61.389 | 188.4965 | 121.0853 | 0 | 0 | 0 | 34.5303 | 34.5303 | 35.837 | 0 | 0 | 0 | 0 | 0 | 0 | 28.0926 | 61.389 | 179.35 | 34.5303 | 43.2168 | 81.4974 | 0 | 0 | 0 | 0 | 0 | 0 | 0 | 0 | 0 | 0 | 0 | 0 | 0 | 0 | 0 | 0 | 0 | 0 | 0 | 0 | 0 | 0 | 0 | 0 | 0 | 0 | 0 | 0 | 0 | 0 | 0 | 0 | 0 | 0 | 0 | 0 | 0 | 0 | 0 | 0 | 0 | 0 | 0 | 0 | 0 | 0 | 0 | 0 | 0 | 0 | 0 | 0 | 0 | 0 | 0 | 0 | 0 | 0 | 0 | 0 | 0 | 0 | 0 | 0 | 0 | 0 | 0 | 0 | 0 | 0 | 0 | 0 | 0 | 0 | 0 | 0 | 0 | 0 | 0 | 0 | 0 | 0 | 0 | 0 | 0 | 0 | 0 | 0 | 0 | 0 | 0 | 0 | 0 | 0 | 0 | 0 | 0 | 0 | 0 | 0 | 0 | 0 | 0 | 0 | 0 | 0 | 0 | 0 | 0 | 2017-01-18 16:00
t0426 | 0 | 172.9092 | 440.169 | 203.7183 | 49.562 | 344.3449 | 49.562 | 873.3484 | 79.564 | 79.564 | 2508.8304 | 84.5954 | 113.2092 | 473.7745 | 571.0159 | 84.9944 | 101.7925 | 478.7539 | 297.3283 | 514.8486 | 0 | 0 | 547.2279 | 49.8545 | 49.8545 | 49.8545 | 117.7792 | 223.3475 | 396.1831 | 161.4278 | 451.7175 | 116.7888 | 346.3327 | 317.1398 | 378.5532 | 361.5459 | 197.2195 | 873.5782 | 517.2034 | 135.6667 | 320.6233 | 372.6478 | 154.5747 | 327.904 | 609.1215 | 154.5747 | 62.6746 | 404.62 | 1101.4984 | 235.7246 | 245.6223 | 130.7472 | 258.1785 | 62.6746 | 239.0375 | 414.5969 | 139.9799 | 461.2628 | 47.7756 | 262.0459 | 47.7756 | 154.5747 | 223.3475 | 87.2881 | 609.1215 | 0 | 0 | 0 | 0 | 0 | 0 | 0 | 0 | 224.4317 | 0 | 0 | 0 | 0 | 347.4729 | 386.4835 | 37.443 | 42.3048 | 297.0801 | 207.9909 | 15.9831 | 108.5855 | 123.0941 | 354.0169 | 208.0616 | 284.5924 | 122.2803 | 37.443 | 343.2655 | 59.1048 | 338.4595 | 164.0964 | 212.3395 | 63.443 | 119.4012 | 624.3484 | 28.8925 | 203.8515 | 197.832 | 15.9831 | 15.9831 | 81.5271 | 161.7605 | 85.1095 | 168.3376 | 205.952 | 101.688 | 89.1883 | 750.782 | 140.4806 | 108.5855 | 103.0248 | 103.0248 | 43.439 | 59.0207 | 750.782 | 462.2438 | 197.5689 | 0 | 0 | 0 | 104.0411 | 123.0941 | 100.4412 | 457.9042 | 119.4012 | 0 | 88.9156 | 59.0207 | 15.9831 | 79.6696 | 32.5075 | 0 | 0 | 0 | 114.9383 | 0 | 0 | 180.7312 | 0 | 39.9207 | 0 | 0 | 268.2623 | 118.4796 | 32.5075 | 38.826 | 38.826 | 85.6029 | 177.7773 | 235.6855 | 176.9282 | 383.4927 | 243.9003 | 144.6365 | 341.7401 | 295.9734 | 188.7395 | 188.8931 | 457.8483 | 236.8526 | 225.7558 | 118.5363 | 111.5099 | 238.4225 | 253.5927 | 94.1113 | 111.5099 | 111.5099 | 179.1872 | 118.5363 | 118.5363 | 118.5363 | 205.7237 | 219.1058 | 201.8394 | 167.3709 | 167.3709 | 129.5149 | 205.7403 | 566.9106 | 211.5159 | 126.0218 | 673.9157 | 227.2268 | 126.0218 | 436.4242 | 1092.9267 | 172.4934 | 650.7307 | 495.0885 | 227.2268 | 131.5151 | 79.7111 | 260.4925 | 70.7134 | 70.7134 | 70.7134 | 203.3826 | 231.2235 | 88.242 | 175.5709 | 287.6552 | 281.854 | 157.9244 | 157.9244 | 158.9669 | 507.293 | 70.7134 | 506.9884 | 294.9518 | 495.1607 | 187.3193 | 153.237 | 383.1352 | 121.7815 | 246.148 | 121.7815 | 302.5054 | 100.7345 | 144.1321 | 87.2881 | 87.2881 | 100.7345 | 441.6343 | 371.5181 | 188.9864 | 253.2298 | 158.0144 | 100.7345 | 1073.7915 | 246.9909 | 246.6966 | 569.2219 | 875.9224 | 118.9797 | 131.3361 | 197.1192 | 425.2327 | 131.3361 | 74.8981 | 167.5962 | 138.9861 | 121.996 | 139.0725 | 73.0485 | 73.0485 | 120.5499 | 68.092 | 194.172 | 308.6271 | 139.7732 | 246.148 | 129.9568 | 269.4119 | 239.2226 | 139.7732 | 129.9568 | 102.4547 | 299.5268 | 235.5075 | 71.6861 | 37.1152 | 483.854 | 99.5915 | 330.706 | 99.8345 | 480.577 | 1136.8023 | 56.8557 | 351.5697 | 299.5268 | 437.8 | 99.8345 | 39.9207 | 509.3626 | 334.681 | 264.3659 | 289.1665 | 0 | 111.5099 | 198.9765 | 515.7366 | 0 | 118.9797 | 154.4413 | 238.4225 | 102.6698 | 150.3419 | 246.5 | 98.0039 | 0 | 0 | 0 | 0 | 0 | 0 | 0 | 0 | 118.4796 | 0 | 210.8438 | 297.2819 | 282.5831 | 191.1944 | 0 | 203.8069 | 59.153 | 54.7242 | 28.8925 | 840.3696 | 50.7142 | 139.4373 | 60.9796 | 60.9796 | 106.3505 | 39.467 | 59.153 | 50.7142 | 43.8515 | 43.8515 | 74.4866 | 0 | 0 | 0 | 0 | 39.467 | 39.467 | 39.467 | 66.4801 | 43.8515 | 142.9451 | 0 | 0 | 27.9032 | 0 | 0 | 0 | 124.2049 | 60.5157 | 156.009 | 78.9735 | 69.5281 | 27.9032 | 163.2249 | 189.3012 | 44.7023 | 210.8926 | 166.9465 | 718.8412 | 148.1638 | 143.7738 | 173.7532 | 28.0924 | 34.4448 | 34.4448 | 28.0924 | 57.2199 | 99.4493 | 226.3958 | 2035.3335 | 157.483 | 99.4493 | 94.6584 | 180.6588 | 126.1139 | 109.0627 | 104.4226 | 94.6584 | 190.9934 | 84.7674 | 60.5157 | 60.5157 | 190.8045 | 124.4332 | 0 | 0 | 0 | 34.4448 | 34.4448 | 36.5029 | 0 | 0 | 0 | 0 | 0 | 0 | 28.0924 | 60.5157 | 182.8627 | 34.4448 | 43.3051 | 83.1719 | 0 | 0 | 0 | 0 | 0 | 0 | 0 | 0 | 0 | 0 | 0 | 0 | 0 | 0 | 0 | 0 | 0 | 0 | 0 | 0 | 0 | 0 | 0 | 0 | 0 | 0 | 0 | 0 | 0 | 0 | 0 | 0 | 0 | 0 | 0 | 0 | 0 | 0 | 0 | 0 | 0 | 0 | 0 | 0 | 0 | 0 | 0 | 0 | 0 | 0 | 0 | 0 | 0 | 0 | 0 | 0 | 0 | 0 | 0 | 0 | 0 | 0 | 0 | 0 | 0 | 0 | 0 | 0 | 0 | 0 | 0 | 0 | 0 | 0 | 0 | 0 | 0 | 0 | 0 | 0 | 0 | 0 | 0 | 0 | 0 | 0 | 0 | 0 | 0 | 0 | 0 | 0 | 0 | 0 | 0 | 0 | 0 | 0 | 0 | 0 | 0 | 0 | 0 | 0 | 0 | 0 | 0 | 0 | 0 | 2017-01-18 17:00
t0427 | 0 | 163.0861 | 439.4219 | 192.1299 | 50.5009 | 346.9717 | 50.5009 | 755.7388 | 79.5503 | 79.5503 | 2451.0836 | 88.2721 | 107.8801 | 438.8715 | 534.303 | 79.2942 | 99.399 | 462.1643 | 290.2723 | 470.4223 | 0 | 0 | 542.9224 | 48.1131 | 48.1131 | 48.1131 | 110.7175 | 211.9148 | 362.8337 | 163.0244 | 438.0855 | 115.2612 | 320.7695 | 292.0071 | 362.5045 | 352.9142 | 185.8382 | 771.0305 | 474.6891 | 128.5089 | 291.4406 | 357.3092 | 144.8324 | 307.6896 | 563.197 | 144.8324 | 59.2061 | 383.3149 | 1034.0443 | 217.7181 | 237.7485 | 127.2215 | 240.71 | 59.2061 | 226.5337 | 380.9888 | 131.6188 | 448.8356 | 47.1468 | 240.4914 | 47.1468 | 144.8324 | 211.9148 | 83.4809 | 563.197 | 0 | 0 | 0 | 0 | 0 | 0 | 0 | 0 | 214.01 | 0 | 0 | 0 | 0 | 331.6535 | 372.8465 | 35.8311 | 43.2161 | 303.7273 | 202.8055 | 15.9942 | 108.2593 | 121.8459 | 345.67 | 199.3644 | 272.0096 | 125.8643 | 35.8311 | 351.9545 | 58.9058 | 333.8539 | 163.5163 | 205.9538 | 62.5986 | 117.5719 | 623.9328 | 30.095 | 198.7042 | 198.2748 | 15.9942 | 15.9942 | 83.154 | 154.1731 | 84.0107 | 166.687 | 198.1102 | 108.5471 | 101.7715 | 799.8784 | 146.5051 | 108.2593 | 100.6069 | 100.6069 | 43.1153 | 62.31 | 799.8784 | 473.5958 | 190.2258 | 0 | 0 | 0 | 101.0902 | 121.8459 | 97.6567 | 455.6687 | 117.5719 | 0 | 86.4525 | 62.31 | 15.9942 | 82.0113 | 33.5104 | 0 | 0 | 0 | 111.7637 | 0 | 0 | 177.6383 | 0 | 40.8247 | 0 | 0 | 259.6263 | 109.8179 | 33.5104 | 38.0566 | 38.0566 | 88.0054 | 178.7984 | 239.9034 | 175.3714 | 374.0811 | 233.4339 | 142.0071 | 332.0489 | 297.3303 | 191.5042 | 185.3854 | 472.1907 | 229.5887 | 232.5625 | 113.7463 | 107.6049 | 235.7312 | 257.7359 | 94.5814 | 107.6049 | 107.6049 | 184.4709 | 113.7463 | 113.7463 | 113.7463 | 208.7349 | 211.6578 | 207.7951 | 167.7527 | 167.7527 | 130.2986 | 213.9615 | 550.7818 | 197.1554 | 130.8496 | 699.2765 | 221.7746 | 130.8496 | 476.9247 | 1102.7002 | 178.6722 | 665.2317 | 490.4119 | 221.7746 | 132.2712 | 79.3772 | 268.6626 | 68.5354 | 68.5354 | 68.5354 | 206.798 | 243.5723 | 92.695 | 161.1077 | 279.978 | 267.4683 | 148.5763 | 148.5763 | 156.8714 | 468.9777 | 68.5354 | 514.047 | 282.3399 | 475.326 | 178.6397 | 148.3834 | 403.881 | 119.6544 | 227.3863 | 119.6544 | 298.1911 | 101.8672 | 138.4773 | 83.4809 | 83.4809 | 101.8672 | 404.9431 | 346.3003 | 187.2064 | 255.7314 | 148.2852 | 101.8672 | 974.5761 | 237.7096 | 250.1508 | 572.233 | 896.3461 | 114.5046 | 125.3742 | 202.8055 | 420.9514 | 125.3742 | 73.649 | 165.9258 | 131.708 | 118.951 | 140.3793 | 70.8565 | 70.8565 | 115.9263 | 68.1209 | 193.3557 | 298.9569 | 137.7246 | 227.3863 | 127.9327 | 272.2291 | 229.5269 | 137.7246 | 127.9327 | 103.9935 | 307.6928 | 225.3596 | 66.6367 | 37.4535 | 471.1147 | 99.1711 | 334.5741 | 100.0567 | 466.2016 | 1093.0327 | 55.6176 | 352.7604 | 307.6928 | 444.6109 | 100.0567 | 40.8247 | 437.6392 | 337.7294 | 250.0494 | 264.6385 | 0 | 107.6049 | 192.8786 | 516.725 | 0 | 114.5046 | 152.0829 | 235.7312 | 102.1301 | 155.9407 | 237.8644 | 99.5205 | 0 | 0 | 0 | 0 | 0 | 0 | 0 | 0 | 109.8179 | 0 | 200.6011 | 265.6524 | 286.8553 | 190.3841 | 0 | 207.4962 | 64.3346 | 54.9768 | 30.095 | 896.1071 | 49.4796 | 145.9515 | 63.8555 | 63.8555 | 117.2775 | 41.1805 | 64.3346 | 49.4796 | 44.7622 | 44.7622 | 75.7236 | 0 | 0 | 0 | 0 | 41.1805 | 41.1805 | 41.1805 | 67.4535 | 44.7622 | 144.1598 | 0 | 0 | 28.8918 | 0 | 0 | 0 | 126.8988 | 56.8888 | 158.8372 | 72.6846 | 69.8309 | 28.8918 | 155.4389 | 199.9547 | 44.6726 | 199.8878 | 165.4021 | 703.7751 | 144.6625 | 140.1477 | 171.8581 | 27.4866 | 33.5203 | 33.5203 | 27.4866 | 59.5464 | 100.0194 | 226.1224 | 2080.8 | 167.7387 | 100.0194 | 94.4049 | 191.4097 | 131.6185 | 113.8113 | 110.0863 | 94.4049 | 200.0622 | 85.8656 | 56.8888 | 56.8888 | 193.1525 | 129.6864 | 0 | 0 | 0 | 33.5203 | 33.5203 | 37.523 | 0 | 0 | 0 | 0 | 0 | 0 | 27.4866 | 56.8888 | 187.5127 | 33.5203 | 42.6395 | 86.1445 | 0 | 0 | 0 | 0 | 0 | 0 | 0 | 0 | 0 | 0 | 0 | 0 | 0 | 0 | 0 | 0 | 0 | 0 | 0 | 0 | 0 | 0 | 0 | 0 | 0 | 0 | 0 | 0 | 0 | 0 | 0 | 0 | 0 | 0 | 0 | 0 | 0 | 0 | 0 | 0 | 0 | 0 | 0 | 0 | 0 | 0 | 0 | 0 | 0 | 0 | 0 | 0 | 0 | 0 | 0 | 0 | 0 | 0 | 0 | 0 | 0 | 0 | 0 | 0 | 0 | 0 | 0 | 0 | 0 | 0 | 0 | 0 | 0 | 0 | 0 | 0 | 0 | 0 | 0 | 0 | 0 | 0 | 0 | 0 | 0 | 0 | 0 | 0 | 0 | 0 | 0 | 0 | 0 | 0 | 0 | 0 | 0 | 0 | 0 | 0 | 0 | 0 | 0 | 0 | 0 | 0 | 0 | 0 | 0 | 2017-01-18 18:00
t0428 | 0 | 150.1069 | 423.1274 | 177.3349 | 49.5091 | 336.6981 | 49.5091 | 645.2864 | 76.2634 | 76.2634 | 2292.602 | 87.7464 | 100.5991 | 397.6653 | 489.9857 | 72.6728 | 94.3571 | 434.4133 | 275.3771 | 422.7145 | 0 | 0 | 519.8131 | 45.3 | 45.3 | 45.3 | 101.8715 | 196.4065 | 326.5088 | 156.4357 | 411.4799 | 110.1183 | 291.5963 | 264.1646 | 338.9355 | 334.6551 | 171.6189 | 670.2224 | 426.1943 | 119.051 | 260.5527 | 333.4237 | 132.8067 | 282.5169 | 506.1855 | 132.8067 | 54.8839 | 355.0147 | 949.8865 | 197.4536 | 223.3379 | 120.5098 | 220.0328 | 54.8839 | 210.0813 | 344.0878 | 121.3125 | 423.3203 | 45.1657 | 216.9043 | 45.1657 | 132.8067 | 196.4065 | 77.8817 | 506.1855 | 0 | 0 | 0 | 0 | 0 | 0 | 0 | 0 | 199.3738 | 0 | 0 | 0 | 0 | 308.7688 | 350.6881 | 33.5676 | 42.6564 | 297.8791 | 192.843 | 15.5124 | 104.7019 | 117.4359 | 327.407 | 186.2874 | 253.8555 | 124.4113 | 33.5676 | 344.6138 | 57.0113 | 319.0368 | 158.1233 | 195.0064 | 60.1136 | 112.6222 | 601.3695 | 30.0985 | 188.7337 | 192.4044 | 15.5124 | 15.5124 | 81.6092 | 143.6136 | 80.6215 | 160.3323 | 185.8276 | 109.1454 | 106.0476 | 802.4192 | 146.4708 | 104.7019 | 95.7937 | 95.7937 | 41.566 | 62.6326 | 802.4192 | 463.9852 | 179.1848 | 0 | 0 | 0 | 95.9236 | 117.4359 | 92.6226 | 439.0576 | 112.6222 | 0 | 82.0269 | 62.6326 | 15.5124 | 80.776 | 33.1292 | 0 | 0 | 0 | 105.7947 | 0 | 0 | 169.4874 | 0 | 40.2719 | 0 | 0 | 244.8755 | 99.9947 | 33.1292 | 36.294 | 36.294 | 87.2331 | 173.7136 | 234.684 | 168.7126 | 353.2238 | 218.063 | 135.3201 | 314.0953 | 286.2727 | 187.0487 | 176.7703 | 459.6651 | 216.5147 | 229.7321 | 106.128 | 101.0448 | 225.1824 | 252.4396 | 91.7855 | 101.0448 | 101.0448 | 181.478 | 106.128 | 106.128 | 106.128 | 203.8697 | 198.7692 | 204.9485 | 162.5061 | 162.5061 | 126.4667 | 211.3862 | 519.9628 | 179.7725 | 129.7301 | 679.6787 | 209.7129 | 129.7301 | 482.8533 | 1058.3591 | 177.2815 | 649.1736 | 469.561 | 209.7129 | 127.9781 | 76.5018 | 266.0261 | 64.7428 | 64.7428 | 64.7428 | 202.6395 | 243.1905 | 92.9237 | 145.5156 | 265.0857 | 248.1652 | 136.7579 | 136.7579 | 149.8274 | 426.2071 | 64.7428 | 500.5659 | 263.7393 | 445.0243 | 166.4388 | 140.1617 | 401.0199 | 114.0947 | 205.8812 | 114.0947 | 284.0256 | 99.0117 | 129.3297 | 77.8817 | 77.8817 | 99.0117 | 363.9207 | 316.1527 | 179.0282 | 248.058 | 136.057 | 99.0117 | 867.7744 | 223.0688 | 242.2749 | 551.0296 | 866.0945 | 107.4364 | 116.8679 | 199.9409 | 402.7589 | 116.8679 | 70.4617 | 158.9548 | 122.0095 | 112.8077 | 136.6576 | 66.8099 | 66.8099 | 108.4927 | 65.8201 | 184.5521 | 281.0486 | 131.6968 | 205.8812 | 121.9484 | 263.6298 | 214.9202 | 131.6968 | 121.9484 | 101.8469 | 300.7974 | 210.1695 | 60.8937 | 36.5884 | 446.5252 | 95.6616 | 325.6437 | 96.9488 | 441.2121 | 1018.3847 | 53.0289 | 343.1499 | 300.7974 | 432.2116 | 96.9488 | 40.2719 | 370.4049 | 328.2443 | 230.6546 | 237.8471 | 0 | 101.0448 | 182.434 | 490.0572 | 0 | 107.4364 | 145.0998 | 225.1824 | 97.6763 | 155.4021 | 223.9365 | 97.3008 | 0 | 0 | 0 | 0 | 0 | 0 | 0 | 0 | 99.9947 | 0 | 186.5089 | 233.9928 | 278.4736 | 182.3442 | 0 | 203.1783 | 65.9649 | 53.405 | 30.0985 | 900.4281 | 46.9845 | 144.8687 | 63.9014 | 63.9014 | 121.2612 | 41.0382 | 65.9649 | 46.9845 | 44.0882 | 44.0882 | 74.2658 | 0 | 0 | 0 | 0 | 41.0382 | 41.0382 | 41.0382 | 65.982 | 44.0882 | 140.3804 | 0 | 0 | 28.4374 | 0 | 0 | 0 | 124.6788 | 52.3312 | 155.2669 | 65.4359 | 67.7623 | 28.4374 | 144.709 | 199.4686 | 43.2873 | 184.9333 | 158.4174 | 665.4431 | 137.3169 | 132.8421 | 164.6443 | 26.1179 | 31.7467 | 31.7467 | 26.1179 | 59.2075 | 96.9516 | 218.5038 | 2016.8523 | 169.0228 | 96.9516 | 90.8858 | 190.4634 | 131.0781 | 113.755 | 110.4075 | 90.8858 | 199.4201 | 83.3595 | 52.3312 | 52.3312 | 188.5522 | 128.4612 | 0 | 0 | 0 | 31.7467 | 31.7467 | 37.0207 | 0 | 0 | 0 | 0 | 0 | 0 | 26.1179 | 52.3312 | 184.0438 | 31.7467 | 40.7377 | 85.6064 | 0 | 0 | 0 | 0 | 0 | 0 | 0 | 0 | 0 | 0 | 0 | 0 | 0 | 0 | 0 | 0 | 0 | 0 | 0 | 0 | 0 | 0 | 0 | 0 | 0 | 0 | 0 | 0 | 0 | 0 | 0 | 0 | 0 | 0 | 0 | 0 | 0 | 0 | 0 | 0 | 0 | 0 | 0 | 0 | 0 | 0 | 0 | 0 | 0 | 0 | 0 | 0 | 0 | 0 | 0 | 0 | 0 | 0 | 0 | 0 | 0 | 0 | 0 | 0 | 0 | 0 | 0 | 0 | 0 | 0 | 0 | 0 | 0 | 0 | 0 | 0 | 0 | 0 | 0 | 0 | 0 | 0 | 0 | 0 | 0 | 0 | 0 | 0 | 0 | 0 | 0 | 0 | 0 | 0 | 0 | 0 | 0 | 0 | 0 | 0 | 0 | 0 | 0 | 0 | 0 | 0 | 0 | 0 | 0 | 2017-01-18 19:00
t0429 | 0 | 141.9199 | 402.9126 | 167.6208 | 47.241 | 320.9326 | 47.241 | 601.9056 | 72.6695 | 72.6695 | 2179.8442 | 83.9642 | 95.2062 | 375.0438 | 462.6384 | 68.5777 | 89.5902 | 411.9035 | 261.4682 | 397.7557 | 0 | 0 | 494.6641 | 42.9441 | 42.9441 | 42.9441 | 96.2517 | 185.8116 | 307.3499 | 149.3254 | 390.5368 | 104.7073 | 274.927 | 248.8476 | 321.008 | 317.7556 | 162.1816 | 627.3197 | 401.4477 | 112.5952 | 244.988 | 315.9219 | 125.4308 | 266.8784 | 477.5176 | 125.4308 | 51.876 | 335.778 | 897.3531 | 186.0908 | 211.8879 | 114.3651 | 207.6509 | 51.876 | 198.6909 | 324.0422 | 114.6094 | 401.8899 | 42.9352 | 204.2329 | 42.9352 | 125.4308 | 185.8116 | 73.7574 | 477.5176 | 0 | 0 | 0 | 0 | 0 | 0 | 0 | 0 | 188.7267 | 0 | 0 | 0 | 0 | 292.3519 | 332.455 | 31.7824 | 40.695 | 284.3919 | 183.0225 | 14.7682 | 99.6364 | 111.6402 | 310.9234 | 176.4651 | 240.3749 | 118.8324 | 31.7824 | 329.2272 | 54.2459 | 303.3227 | 150.4602 | 184.9555 | 57.1311 | 107.0172 | 572.6989 | 28.7759 | 179.1286 | 183.2164 | 14.7682 | 14.7682 | 77.8765 | 135.932 | 76.6319 | 152.4564 | 176.107 | 104.7228 | 102.443 | 769.8346 | 140.0681 | 99.6364 | 90.9308 | 90.9308 | 39.5336 | 59.9871 | 769.8346 | 443.1875 | 169.7817 | 0 | 0 | 0 | 90.9935 | 111.6402 | 87.8769 | 417.8103 | 107.0172 | 0 | 77.8219 | 59.9871 | 14.7682 | 77.1805 | 31.6513 | 0 | 0 | 0 | 100.3933 | 0 | 0 | 161.0534 | 0 | 38.4296 | 0 | 0 | 232.2335 | 94.281 | 31.6513 | 34.4712 | 34.4712 | 83.2822 | 165.5052 | 223.9369 | 160.4532 | 335.4677 | 206.5223 | 128.5742 | 298.0334 | 272.9135 | 178.4066 | 167.9357 | 439.8342 | 205.4023 | 219.4745 | 100.5741 | 95.81 | 214.1931 | 240.7863 | 87.4458 | 95.81 | 95.81 | 173.4222 | 100.5741 | 100.5741 | 100.5741 | 194.4509 | 188.5097 | 195.8045 | 154.7712 | 154.7712 | 120.5085 | 202.2761 | 493.4504 | 169.6819 | 124.064 | 651.1475 | 199.1671 | 124.064 | 464.7306 | 1010.0617 | 169.4562 | 620.0589 | 446.7082 | 199.1671 | 121.9771 | 72.8075 | 254.1432 | 61.4093 | 61.4093 | 61.4093 | 193.2926 | 232.9833 | 88.9474 | 136.9948 | 251.5932 | 234.764 | 129.2311 | 129.2311 | 142.4662 | 401.6928 | 61.4093 | 477.511 | 249.7899 | 421.6408 | 157.5525 | 132.9223 | 384.4387 | 108.4156 | 194.0669 | 108.4156 | 270.0809 | 94.4226 | 122.5811 | 73.7574 | 73.7574 | 94.4226 | 342.6921 | 298.3783 | 170.3348 | 236.5473 | 128.5355 | 94.4226 | 815.9213 | 211.4139 | 231.2351 | 525.3761 | 828.168 | 101.8235 | 110.6455 | 191.0067 | 383.1373 | 110.6455 | 66.9448 | 151.1967 | 115.4034 | 107.0873 | 130.2621 | 63.3903 | 63.3903 | 102.8317 | 62.6807 | 175.7936 | 266.6614 | 125.1778 | 194.0669 | 115.924 | 251.4604 | 203.6054 | 125.1778 | 115.924 | 97.1238 | 287.5061 | 199.0676 | 57.4324 | 34.8632 | 423.7889 | 91.0343 | 310.5363 | 92.3315 | 418.502 | 965.5897 | 50.3476 | 326.7595 | 287.5061 | 412.4892 | 92.3315 | 38.4296 | 345.1107 | 312.9128 | 218.1602 | 223.8786 | 0 | 95.81 | 173.027 | 467.607 | 0 | 101.8235 | 137.9287 | 214.1931 | 93.0054 | 148.5168 | 212.2873 | 92.8104 | 0 | 0 | 0 | 0 | 0 | 0 | 0 | 0 | 94.281 | 0 | 176.4987 | 219.425 | 265.7795 | 173.635 | 0 | 193.8636 | 63.3614 | 50.8718 | 28.7759 | 863.8501 | 44.6023 | 138.7173 | 61.1448 | 61.1448 | 116.63 | 39.2597 | 63.3614 | 44.6023 | 42.0637 | 42.0637 | 70.8322 | 0 | 0 | 0 | 0 | 39.2597 | 39.2597 | 39.2597 | 62.9249 | 42.0637 | 133.7854 | 0 | 0 | 27.201 | 0 | 0 | 0 | 118.9998 | 49.4455 | 148.1727 | 61.6603 | 64.5513 | 27.201 | 136.9526 | 191.1996 | 41.2037 | 174.946 | 150.7089 | 632.3624 | 130.3773 | 126.1049 | 156.5801 | 24.8058 | 30.1291 | 30.1291 | 24.8058 | 56.628 | 92.3895 | 208.0176 | 1927.6393 | 162.0822 | 92.3895 | 86.5296 | 182.7055 | 125.4099 | 108.7967 | 105.742 | 86.5296 | 190.8987 | 79.5288 | 49.4455 | 49.4455 | 179.7757 | 122.94 | 0 | 0 | 0 | 30.1291 | 30.1291 | 35.3586 | 0 | 0 | 0 | 0 | 0 | 0 | 24.8058 | 49.4455 | 175.7905 | 30.1291 | 38.7189 | 81.8147 | 0 | 0 | 0 | 0 | 0 | 0 | 0 | 0 | 0 | 0 | 0 | 0 | 0 | 0 | 0 | 0 | 0 | 0 | 0 | 0 | 0 | 0 | 0 | 0 | 0 | 0 | 0 | 0 | 0 | 0 | 0 | 0 | 0 | 0 | 0 | 0 | 0 | 0 | 0 | 0 | 0 | 0 | 0 | 0 | 0 | 0 | 0 | 0 | 0 | 0 | 0 | 0 | 0 | 0 | 0 | 0 | 0 | 0 | 0 | 0 | 0 | 0 | 0 | 0 | 0 | 0 | 0 | 0 | 0 | 0 | 0 | 0 | 0 | 0 | 0 | 0 | 0 | 0 | 0 | 0 | 0 | 0 | 0 | 0 | 0 | 0 | 0 | 0 | 0 | 0 | 0 | 0 | 0 | 0 | 0 | 0 | 0 | 0 | 0 | 0 | 0 | 0 | 0 | 0 | 0 | 0 | 0 | 0 | 0 | 2017-01-18 20:00
t0430 | 0 | 141.2684 | 385.791 | 166.6032 | 44.5911 | 305.36 | 44.5911 | 640.9099 | 69.715 | 69.715 | 2131.0335 | 78.2545 | 93.8436 | 378.416 | 462.4452 | 68.6286 | 86.9135 | 402.8958 | 253.7542 | 404.7652 | 0 | 0 | 475.7971 | 41.9707 | 41.9707 | 41.9707 | 95.9158 | 183.9698 | 312.3079 | 142.8286 | 381.6797 | 100.9616 | 276.9203 | 251.7402 | 315.5506 | 308.4654 | 161.1895 | 657.0955 | 408.1797 | 111.5564 | 250.3867 | 310.7692 | 125.3377 | 266.3795 | 484.2163 | 125.3377 | 51.418 | 332.715 | 895.3431 | 187.8291 | 207.1741 | 111.1759 | 208.1379 | 51.418 | 196.7215 | 328.2946 | 114.0951 | 391.5757 | 41.3413 | 207.1444 | 41.3413 | 125.3377 | 183.9698 | 72.6135 | 484.2163 | 0 | 0 | 0 | 0 | 0 | 0 | 0 | 0 | 186.0881 | 0 | 0 | 0 | 0 | 288.292 | 325.1278 | 31.2149 | 38.2551 | 268.1689 | 177.4632 | 14.0794 | 95.2163 | 107.0722 | 301.9934 | 173.4934 | 236.6418 | 111.4256 | 31.2149 | 310.4943 | 51.8247 | 292.4735 | 143.814 | 179.9876 | 54.9424 | 103.106 | 547.949 | 26.7473 | 173.804 | 174.5562 | 14.0794 | 14.0794 | 73.4498 | 134.0571 | 73.7145 | 146.3592 | 172.6087 | 96.5368 | 91.4776 | 710.7956 | 130.1803 | 95.2163 | 88.0721 | 88.0721 | 37.8849 | 55.445 | 710.7956 | 417.9202 | 165.9953 | 0 | 0 | 0 | 88.4078 | 107.0722 | 85.386 | 400.2391 | 103.106 | 0 | 75.6005 | 55.445 | 14.0794 | 72.5007 | 29.6654 | 0 | 0 | 0 | 97.6463 | 0 | 0 | 155.5623 | 0 | 36.1272 | 0 | 0 | 226.5898 | 94.8589 | 29.6654 | 33.3274 | 33.3274 | 78.0019 | 157.4484 | 211.6632 | 153.9839 | 326.4489 | 203.1369 | 124.3075 | 290.043 | 260.9245 | 168.893 | 162.324 | 415.466 | 200.3426 | 205.8217 | 98.9203 | 93.7729 | 206.4504 | 227.5287 | 83.254 | 93.7729 | 93.7729 | 163.0015 | 98.9203 | 98.9203 | 98.9203 | 184.0863 | 184.4425 | 183.7968 | 147.5858 | 147.5858 | 114.6929 | 189.2585 | 480.7402 | 170.3216 | 115.9149 | 614.6666 | 193.636 | 115.9149 | 424.7354 | 966.2336 | 158.3516 | 586.2032 | 429.8318 | 193.636 | 116.2887 | 69.7247 | 237.9777 | 59.8446 | 59.8446 | 59.8446 | 182.5879 | 216.184 | 82.4184 | 138.8436 | 244.6183 | 232.2909 | 128.7245 | 128.7245 | 137.3947 | 404.8799 | 59.8446 | 452.8345 | 245.6895 | 413.9035 | 155.3372 | 129.5714 | 357.6624 | 104.7623 | 196.0468 | 104.7623 | 260.9125 | 89.6868 | 120.4627 | 72.6135 | 72.6135 | 89.6868 | 348.3528 | 299.3032 | 164.0032 | 224.994 | 128.3416 | 89.6868 | 836.1403 | 207.1378 | 219.8959 | 502.1722 | 786.7601 | 99.7728 | 109.0326 | 179.36 | 368.8624 | 109.0326 | 64.5624 | 145.4638 | 114.3284 | 103.981 | 123.684 | 61.8235 | 61.8235 | 100.9186 | 59.8784 | 169.206 | 260.5732 | 120.6924 | 196.0468 | 111.9819 | 239.3474 | 199.8827 | 120.6924 | 111.9819 | 91.8094 | 271.245 | 195.9887 | 57.6251 | 33.045 | 411.7717 | 87.1412 | 294.7191 | 88.036 | 407.3454 | 949.9249 | 48.7081 | 310.834 | 271.245 | 391.365 | 88.036 | 36.1272 | 370.1893 | 297.3805 | 216.7345 | 227.6931 | 0 | 93.7729 | 168.4995 | 450.8946 | 0 | 99.7728 | 133.1647 | 206.4504 | 89.4499 | 138.4328 | 207.4916 | 87.7994 | 0 | 0 | 0 | 0 | 0 | 0 | 0 | 0 | 94.8589 | 0 | 174.3234 | 227.2753 | 252.3736 | 166.8284 | 0 | 183.138 | 57.6047 | 48.4126 | 26.7473 | 796.7879 | 43.2721 | 129.2879 | 56.7475 | 56.7475 | 105.2837 | 36.5437 | 57.6047 | 43.2721 | 39.5922 | 39.5922 | 66.8823 | 0 | 0 | 0 | 0 | 36.5437 | 36.5437 | 36.5437 | 59.5239 | 39.5922 | 127.0372 | 0 | 0 | 25.5252 | 0 | 0 | 0 | 112.1262 | 49.2789 | 140.097 | 62.5507 | 61.4687 | 25.5252 | 135.1359 | 177.3805 | 39.3138 | 173.4258 | 144.9851 | 614.3341 | 126.4897 | 122.4883 | 150.6762 | 24.0398 | 29.2905 | 29.2905 | 24.0398 | 52.803 | 87.9972 | 198.7896 | 1828.7389 | 149.3259 | 87.9972 | 82.8817 | 169.5985 | 116.7668 | 101.1151 | 97.8779 | 82.8817 | 177.5109 | 75.5553 | 49.2789 | 49.2789 | 170.3341 | 114.817 | 0 | 0 | 0 | 29.2905 | 29.2905 | 33.1968 | 0 | 0 | 0 | 0 | 0 | 0 | 24.0398 | 49.2789 | 165.5791 | 29.2905 | 37.3555 | 76.3944 | 0 | 0 | 0 | 0 | 0 | 0 | 0 | 0 | 0 | 0 | 0 | 0 | 0 | 0 | 0 | 0 | 0 | 0 | 0 | 0 | 0 | 0 | 0 | 0 | 0 | 0 | 0 | 0 | 0 | 0 | 0 | 0 | 0 | 0 | 0 | 0 | 0 | 0 | 0 | 0 | 0 | 0 | 0 | 0 | 0 | 0 | 0 | 0 | 0 | 0 | 0 | 0 | 0 | 0 | 0 | 0 | 0 | 0 | 0 | 0 | 0 | 0 | 0 | 0 | 0 | 0 | 0 | 0 | 0 | 0 | 0 | 0 | 0 | 0 | 0 | 0 | 0 | 0 | 0 | 0 | 0 | 0 | 0 | 0 | 0 | 0 | 0 | 0 | 0 | 0 | 0 | 0 | 0 | 0 | 0 | 0 | 0 | 0 | 0 | 0 | 0 | 0 | 0 | 0 | 0 | 0 | 0 | 0 | 0 | 2017-01-18 21:00
t0431 | 0 | 135.9432 | 363.4333 | 160.2387 | 41.6767 | 286.6559 | 41.6767 | 638.2958 | 65.71 | 65.71 | 2028.4287 | 72.5775 | 89.8709 | 366.7471 | 446.1269 | 66.2591 | 82.4998 | 384.1392 | 240.9089 | 394.1479 | 0 | 0 | 449.325 | 40.0062 | 40.0062 | 40.0062 | 92.3755 | 176.5618 | 303.8701 | 134.3103 | 363.5925 | 95.4932 | 268.2222 | 244.3892 | 301.708 | 292.8855 | 155.0462 | 649.1457 | 397.1299 | 107.1133 | 244.3496 | 297.1651 | 120.8803 | 256.755 | 470.2203 | 120.8803 | 49.3941 | 319.4712 | 862.8313 | 182.1272 | 197.4358 | 105.6561 | 201.0826 | 49.3941 | 188.8279 | 318.9544 | 109.841 | 372.4471 | 39.082 | 201.3634 | 39.082 | 120.8803 | 176.5618 | 69.4775 | 470.2203 | 0 | 0 | 0 | 0 | 0 | 0 | 0 | 0 | 178.2173 | 0 | 0 | 0 | 0 | 276.0752 | 309.9969 | 29.8386 | 35.6877 | 250.4444 | 168.4491 | 13.2379 | 89.6465 | 101.0336 | 286.7861 | 165.8798 | 226.4376 | 103.7527 | 29.8386 | 289.8901 | 48.79 | 276.6509 | 135.4202 | 171.1854 | 51.9169 | 97.5192 | 515.9827 | 24.7861 | 165.0233 | 164.0521 | 13.2379 | 13.2379 | 68.6201 | 128.4038 | 69.6583 | 138.1491 | 164.7689 | 88.9134 | 82.5564 | 655.2245 | 120.6132 | 89.6465 | 83.5491 | 83.5491 | 35.7254 | 51.1857 | 655.2245 | 390.2037 | 158.2927 | 0 | 0 | 0 | 84.0163 | 101.0336 | 81.1403 | 377.2551 | 97.5192 | 0 | 71.8357 | 51.1857 | 13.2379 | 67.5545 | 27.613 | 0 | 0 | 0 | 92.8244 | 0 | 0 | 147.3057 | 0 | 33.6989 | 0 | 0 | 215.7755 | 91.8343 | 27.613 | 31.5802 | 31.5802 | 72.6089 | 147.8283 | 197.9564 | 145.3096 | 310.2643 | 194.2826 | 117.7667 | 275.804 | 245.4781 | 158.1111 | 153.7766 | 387.8614 | 190.7202 | 191.6397 | 94.5761 | 89.432 | 195.1969 | 212.8119 | 78.1974 | 89.432 | 89.432 | 151.9137 | 94.5761 | 94.5761 | 94.5761 | 172.3363 | 175.8604 | 171.2071 | 138.7503 | 138.7503 | 107.6993 | 175.8642 | 457.327 | 164.6366 | 107.6723 | 573.2668 | 183.9614 | 107.6723 | 388.8118 | 908.7519 | 147.1425 | 548.0066 | 406.0528 | 183.9614 | 109.2723 | 65.7078 | 221.4212 | 56.9531 | 56.9531 | 56.9531 | 170.7467 | 199.9334 | 76.2063 | 134.9354 | 232.4797 | 222.8821 | 123.9414 | 123.9414 | 129.9635 | 392.3493 | 56.9531 | 424.2436 | 234.9737 | 395.4283 | 148.7608 | 123.337 | 331.0905 | 99.2215 | 190.1484 | 99.2215 | 246.9911 | 84.1022 | 115.1192 | 69.4775 | 69.4775 | 84.1022 | 338.9347 | 289.2437 | 154.9664 | 211.129 | 123.7193 | 84.1022 | 816.8998 | 197.6904 | 206.228 | 472.3602 | 736.7674 | 95.2257 | 104.3838 | 167.111 | 348.5536 | 104.3838 | 61.0972 | 137.4179 | 109.7656 | 98.7513 | 115.9919 | 58.8473 | 58.8473 | 96.3837 | 56.3447 | 159.7617 | 248.2474 | 114.175 | 190.1484 | 106.0218 | 224.6425 | 190.9771 | 114.175 | 106.0218 | 85.8963 | 253.2232 | 187.5146 | 55.7127 | 30.9704 | 391.2263 | 82.1075 | 276.2663 | 82.763 | 387.4463 | 908.0588 | 46.1769 | 291.9179 | 253.2232 | 366.6529 | 82.763 | 33.6989 | 369.924 | 278.9917 | 208.3444 | 221.6305 | 0 | 89.432 | 160.3129 | 425.6973 | 0 | 95.2257 | 126.0464 | 195.1969 | 84.4433 | 128.4862 | 197.7879 | 82.1642 | 0 | 0 | 0 | 0 | 0 | 0 | 0 | 0 | 91.8343 | 0 | 167.0989 | 223.3106 | 236.5232 | 157.4117 | 0 | 171.2385 | 52.6509 | 45.4669 | 24.7861 | 734.1246 | 41.0797 | 119.8659 | 52.5226 | 52.5226 | 95.804 | 33.8761 | 52.6509 | 41.0797 | 36.9565 | 36.9565 | 62.5365 | 0 | 0 | 0 | 0 | 33.8761 | 33.8761 | 33.8761 | 55.7077 | 36.9565 | 119.1521 | 0 | 0 | 23.7579 | 0 | 0 | 0 | 104.6931 | 47.4619 | 131.0374 | 60.7869 | 57.7438 | 23.7579 | 129.4757 | 163.9827 | 36.9816 | 166.5384 | 136.9504 | 583.254 | 120.0707 | 116.3462 | 142.3702 | 22.8047 | 27.8364 | 27.8364 | 22.8047 | 48.9972 | 82.6582 | 187.1204 | 1711.8366 | 137.5374 | 82.6582 | 78.0981 | 156.7679 | 108.2521 | 93.6767 | 90.4256 | 78.0981 | 164.4124 | 70.8417 | 47.4619 | 47.4619 | 159.5561 | 106.5879 | 0 | 0 | 0 | 27.8364 | 27.8364 | 30.9308 | 0 | 0 | 0 | 0 | 0 | 0 | 22.8047 | 47.4619 | 154.5146 | 27.8364 | 35.3499 | 70.9662 | 0 | 0 | 0 | 0 | 0 | 0 | 0 | 0 | 0 | 0 | 0 | 0 | 0 | 0 | 0 | 0 | 0 | 0 | 0 | 0 | 0 | 0 | 0 | 0 | 0 | 0 | 0 | 0 | 0 | 0 | 0 | 0 | 0 | 0 | 0 | 0 | 0 | 0 | 0 | 0 | 0 | 0 | 0 | 0 | 0 | 0 | 0 | 0 | 0 | 0 | 0 | 0 | 0 | 0 | 0 | 0 | 0 | 0 | 0 | 0 | 0 | 0 | 0 | 0 | 0 | 0 | 0 | 0 | 0 | 0 | 0 | 0 | 0 | 0 | 0 | 0 | 0 | 0 | 0 | 0 | 0 | 0 | 0 | 0 | 0 | 0 | 0 | 0 | 0 | 0 | 0 | 0 | 0 | 0 | 0 | 0 | 0 | 0 | 0 | 0 | 0 | 0 | 0 | 0 | 0 | 0 | 0 | 0 | 0 | 2017-01-18 22:00
t0432 | 0 | 133.2834 | 342.5839 | 156.6913 | 38.6216 | 268.2678 | 38.6216 | 662.621 | 62.2252 | 62.2252 | 1964.5248 | 66.3795 | 87.11 | 364.2023 | 438.578 | 65.1574 | 78.7509 | 369.8995 | 230.0993 | 393.8572 | 0 | 0 | 425.7978 | 38.4596 | 38.4596 | 38.4596 | 90.5699 | 172.0725 | 303.3197 | 127.1643 | 350.4973 | 90.6511 | 265.5719 | 242.9114 | 291.8189 | 279.8639 | 151.5264 | 665.3391 | 397.3001 | 104.419 | 245.1576 | 287.9976 | 118.8598 | 252.1852 | 470.3134 | 118.8598 | 48.1109 | 311.5123 | 847.1425 | 180.6667 | 190.2709 | 101.0398 | 198.2068 | 48.1109 | 183.9035 | 317.445 | 107.5224 | 357.6908 | 36.9991 | 200.6308 | 36.9991 | 118.8598 | 172.0725 | 67.3348 | 470.3134 | 0 | 0 | 0 | 0 | 0 | 0 | 0 | 0 | 172.9114 | 0 | 0 | 0 | 0 | 268.0456 | 298.2997 | 28.8042 | 32.8404 | 232.0453 | 160.5081 | 12.389 | 84.1189 | 95.0864 | 274.3551 | 160.5462 | 219.3682 | 95.3802 | 28.8042 | 269.111 | 45.7466 | 262.5463 | 127.0814 | 163.7312 | 49.0294 | 92.3134 | 485.9484 | 22.5172 | 157.4125 | 153.4671 | 12.389 | 12.389 | 63.5219 | 124.5886 | 65.8308 | 130.2854 | 158.934 | 80.4253 | 71.9517 | 594.126 | 109.6226 | 84.1189 | 79.5137 | 79.5137 | 33.6203 | 46.2834 | 594.126 | 361.9957 | 152.0767 | 0 | 0 | 0 | 80.1985 | 95.0864 | 77.4928 | 355.2905 | 92.3134 | 0 | 68.581 | 46.2834 | 12.389 | 62.34 | 25.3827 | 0 | 0 | 0 | 88.8239 | 0 | 0 | 139.9765 | 0 | 31.0323 | 0 | 0 | 207.1275 | 90.7965 | 25.3827 | 30.0159 | 30.0159 | 66.5444 | 138.1542 | 183.8483 | 137.0268 | 297.6945 | 188.0661 | 112.0385 | 264.0827 | 231.5329 | 147.0461 | 146.198 | 362.4087 | 183.1246 | 176.3044 | 91.6765 | 86.1958 | 185.3508 | 197.3679 | 73.1632 | 86.1958 | 86.1958 | 140.364 | 91.6765 | 91.6765 | 91.6765 | 160.283 | 169.4994 | 157.7604 | 130.0284 | 130.0284 | 100.7575 | 161.8743 | 438.7455 | 162.6497 | 98.7227 | 536.7465 | 176.2658 | 98.7227 | 349.5235 | 860.154 | 134.7771 | 510.4103 | 384.7244 | 176.2658 | 102.5582 | 61.8705 | 203.2004 | 54.5932 | 54.5932 | 54.5932 | 158.2856 | 182.1012 | 69.0906 | 134.2688 | 222.4276 | 216.9936 | 121.4842 | 121.4842 | 123.409 | 388.5045 | 54.5932 | 395.783 | 227.4662 | 382.0475 | 144.3197 | 118.2265 | 303.3972 | 94.3392 | 188.9101 | 94.3392 | 235.1541 | 78.596 | 111.4962 | 67.3348 | 67.3348 | 78.596 | 338.76 | 285.4334 | 147.0072 | 197.7018 | 121.5984 | 78.596 | 822.4089 | 190.6178 | 193.4753 | 445.486 | 693.3486 | 91.8317 | 101.2292 | 154.0499 | 330.4722 | 101.2292 | 57.9009 | 130.1255 | 107.0127 | 94.3433 | 108.208 | 56.5165 | 56.5165 | 93.1719 | 52.9354 | 151.9126 | 239.0779 | 108.2751 | 188.9101 | 100.8532 | 210.7193 | 184.4859 | 108.2751 | 100.8532 | 79.663 | 235.4966 | 181.8022 | 54.9167 | 28.7863 | 373.9338 | 77.2439 | 257.8196 | 77.5424 | 370.7522 | 881.5605 | 43.893 | 272.4203 | 235.4966 | 342.7037 | 77.5424 | 31.0323 | 386.4728 | 260.7004 | 203.8997 | 221.4617 | 0 | 86.1958 | 153.4834 | 407.5681 | 0 | 91.8317 | 119.7966 | 185.3508 | 80.1261 | 117.1467 | 190.1565 | 76.3401 | 0 | 0 | 0 | 0 | 0 | 0 | 0 | 0 | 90.7965 | 0 | 162.4016 | 226.6001 | 221.3808 | 149.1594 | 0 | 158.8756 | 46.6389 | 42.4948 | 22.5172 | 664.5012 | 39.1982 | 109.8274 | 47.6998 | 47.6998 | 84.1097 | 30.8987 | 46.6389 | 39.1982 | 34.0835 | 34.0835 | 57.9185 | 0 | 0 | 0 | 0 | 30.8987 | 30.8987 | 30.8987 | 51.7287 | 34.0835 | 111.1139 | 0 | 0 | 21.9487 | 0 | 0 | 0 | 96.8137 | 46.5446 | 121.7946 | 60.6817 | 54.0275 | 21.9487 | 125.6889 | 149.5252 | 34.6395 | 162.5596 | 129.7196 | 559.042 | 114.62 | 111.2061 | 134.7998 | 21.7509 | 26.6246 | 26.6246 | 21.7509 | 44.7919 | 77.4325 | 175.7612 | 1605.6718 | 124.0961 | 77.4325 | 73.6274 | 143.369 | 98.8093 | 85.1683 | 81.9608 | 73.6274 | 149.961 | 66.2936 | 46.5446 | 46.5446 | 148.4525 | 97.8484 | 0 | 0 | 0 | 26.6246 | 26.6246 | 28.4889 | 0 | 0 | 0 | 0 | 0 | 0 | 21.7509 | 46.5446 | 143.0773 | 26.6246 | 33.5506 | 64.8936 | 0 | 0 | 0 | 0 | 0 | 0 | 0 | 0 | 0 | 0 | 0 | 0 | 0 | 0 | 0 | 0 | 0 | 0 | 0 | 0 | 0 | 0 | 0 | 0 | 0 | 0 | 0 | 0 | 0 | 0 | 0 | 0 | 0 | 0 | 0 | 0 | 0 | 0 | 0 | 0 | 0 | 0 | 0 | 0 | 0 | 0 | 0 | 0 | 0 | 0 | 0 | 0 | 0 | 0 | 0 | 0 | 0 | 0 | 0 | 0 | 0 | 0 | 0 | 0 | 0 | 0 | 0 | 0 | 0 | 0 | 0 | 0 | 0 | 0 | 0 | 0 | 0 | 0 | 0 | 0 | 0 | 0 | 0 | 0 | 0 | 0 | 0 | 0 | 0 | 0 | 0 | 0 | 0 | 0 | 0 | 0 | 0 | 0 | 0 | 0 | 0 | 0 | 0 | 0 | 0 | 0 | 0 | 0 | 0 | 2017-01-18 23:00
t0433 | 0 | 131.8228 | 326.6609 | 154.2697 | 36.1232 | 253.8373 | 36.1232 | 686.6005 | 59.8798 | 59.8798 | 1940.7257 | 61.4409 | 84.9625 | 364.3986 | 433.8167 | 64.3749 | 75.8238 | 359.3135 | 221.7544 | 395.1669 | 0 | 0 | 408.4279 | 37.2437 | 37.2437 | 37.2437 | 89.4113 | 169.0093 | 304.1731 | 123.042 | 342.0288 | 86.9581 | 264.3681 | 242.5902 | 284.3684 | 269.8979 | 148.9625 | 682.7723 | 400.3843 | 102.5128 | 246.9191 | 281.8304 | 117.7017 | 249.4651 | 475.7133 | 117.7017 | 47.09 | 305.9758 | 837.6502 | 180.1378 | 185.3752 | 97.4012 | 196.5467 | 47.09 | 180.2987 | 317.3801 | 105.8707 | 347.4239 | 35.3153 | 200.8143 | 35.3153 | 117.7017 | 169.0093 | 65.7975 | 475.7133 | 0 | 0 | 0 | 0 | 0 | 0 | 0 | 0 | 169.0019 | 0 | 0 | 0 | 0 | 262.4517 | 289.3003 | 27.9616 | 30.358 | 217.4041 | 153.9175 | 11.6749 | 79.4801 | 89.9499 | 265.1813 | 156.6799 | 214.1361 | 88.4121 | 27.9616 | 253.4723 | 43.1535 | 251.6396 | 120.0548 | 157.5841 | 46.5855 | 87.9843 | 462.893 | 20.5504 | 151.2108 | 144.6406 | 11.6749 | 11.6749 | 59.3291 | 121.7504 | 62.6454 | 123.7389 | 154.5361 | 73.8952 | 64.0123 | 547.8212 | 100.2134 | 79.4801 | 76.1488 | 76.1488 | 31.8519 | 42.209 | 547.8212 | 340.3929 | 146.9054 | 0 | 0 | 0 | 76.9928 | 89.9499 | 74.4924 | 337.5798 | 87.9843 | 0 | 65.8826 | 42.209 | 11.6749 | 58.2061 | 23.5462 | 0 | 0 | 0 | 85.6866 | 0 | 0 | 134.1941 | 0 | 28.7444 | 0 | 0 | 200.3842 | 90.2042 | 23.5462 | 28.7416 | 28.7416 | 61.2755 | 130.2435 | 172.5559 | 130.2001 | 289.0855 | 183.4665 | 107.5688 | 254.9268 | 221.8239 | 138.1056 | 140.1619 | 346.6359 | 177.4072 | 163.7338 | 89.7844 | 83.8459 | 178.0777 | 184.5893 | 69.0885 | 83.8459 | 83.8459 | 131.3738 | 89.7844 | 89.7844 | 89.7844 | 150.5492 | 164.9838 | 146.9029 | 122.9554 | 122.9554 | 95.1908 | 151.3422 | 424.9788 | 161.8851 | 91.5363 | 517.1088 | 170.808 | 91.5363 | 321.9021 | 831.3953 | 124.5452 | 482.847 | 368.5706 | 170.808 | 97.4485 | 58.7903 | 187.9626 | 52.7275 | 52.7275 | 52.7275 | 147.9552 | 168.189 | 63.139 | 134.0868 | 214.6347 | 212.7736 | 119.9266 | 119.9266 | 118.4358 | 386.3945 | 52.7275 | 373.7098 | 221.9422 | 372.0991 | 141.0445 | 114.126 | 283.5869 | 90.5172 | 188.8577 | 90.5172 | 226.6027 | 74.3329 | 109.112 | 65.7975 | 65.7975 | 74.3329 | 340.6746 | 283.5563 | 141.1491 | 187.5172 | 120.4294 | 74.3329 | 832.3114 | 185.2757 | 184.581 | 426.9105 | 668.7208 | 89.278 | 98.9226 | 143.5045 | 316.8715 | 98.9226 | 55.2537 | 124.4949 | 105.098 | 90.8946 | 101.8961 | 54.7954 | 54.7954 | 90.9233 | 50.2319 | 146.9199 | 232.7516 | 103.5761 | 188.8577 | 96.9595 | 200.5638 | 179.582 | 103.5761 | 96.9595 | 74.4474 | 222.8039 | 177.8278 | 54.3664 | 26.918 | 360.2636 | 73.278 | 243.2731 | 73.2906 | 357.172 | 866.628 | 41.9861 | 255.7732 | 222.8039 | 325.0307 | 73.2906 | 28.7444 | 402.9469 | 246.2045 | 201.3625 | 222.3874 | 0 | 83.8459 | 147.9304 | 400.3472 | 0 | 89.278 | 115.0113 | 178.0777 | 77.1554 | 107.3869 | 184.1593 | 71.6039 | 0 | 0 | 0 | 0 | 0 | 0 | 0 | 0 | 90.2042 | 0 | 158.9983 | 230.3443 | 210.4447 | 143.3625 | 0 | 148.8569 | 41.5991 | 40.0405 | 20.5504 | 610.9697 | 37.6969 | 102.1984 | 43.6509 | 43.6509 | 74.3212 | 28.4502 | 41.5991 | 37.6969 | 31.6257 | 31.6257 | 54.0377 | 0 | 0 | 0 | 0 | 28.4502 | 28.4502 | 28.4502 | 48.4426 | 31.6257 | 104.503 | 0 | 0 | 20.6087 | 0 | 0 | 0 | 90.3388 | 45.9673 | 114.4975 | 61.028 | 51.0008 | 20.6087 | 122.8696 | 138.6281 | 32.6674 | 160.0049 | 124.2227 | 543.0245 | 110.3611 | 107.2161 | 128.8685 | 20.9365 | 25.6755 | 25.6755 | 20.9365 | 41.3542 | 73.3186 | 166.5583 | 1538.6684 | 113.3151 | 73.3186 | 70.1814 | 133.9119 | 91.1182 | 77.9376 | 75.0289 | 70.1814 | 138.4044 | 62.9172 | 45.9673 | 45.9673 | 139.3423 | 91.144 | 0 | 0 | 0 | 25.6755 | 25.6755 | 26.4816 | 0 | 0 | 0 | 0 | 0 | 0 | 20.9365 | 45.9673 | 134.1397 | 25.6755 | 32.1283 | 59.7719 | 0 | 0 | 0 | 0 | 0 | 0 | 0 | 0 | 0 | 0 | 0 | 0 | 0 | 0 | 0 | 0 | 0 | 0 | 0 | 0 | 0 | 0 | 0 | 0 | 0 | 0 | 0 | 0 | 0 | 0 | 0 | 0 | 0 | 0 | 0 | 0 | 0 | 0 | 0 | 0 | 0 | 0 | 0 | 0 | 0 | 0 | 0 | 0 | 0 | 0 | 0 | 0 | 0 | 0 | 0 | 0 | 0 | 0 | 0 | 0 | 0 | 0 | 0 | 0 | 0 | 0 | 0 | 0 | 0 | 0 | 0 | 0 | 0 | 0 | 0 | 0 | 0 | 0 | 0 | 0 | 0 | 0 | 0 | 0 | 0 | 0 | 0 | 0 | 0 | 0 | 0 | 0 | 0 | 0 | 0 | 0 | 0 | 0 | 0 | 0 | 0 | 0 | 0 | 0 | 0 | 0 | 0 | 0 | 0 | 2017-01-19
t0434 | 0 | 131.9598 | 316.272 | 154.2817 | 34.4585 | 244.2095 | 34.4585 | 716.7602 | 58.0791 | 58.0791 | 1914.0175 | 57.7629 | 84.4239 | 368.3492 | 435.7003 | 64.7172 | 74.3244 | 354.7315 | 217.4414 | 401.8569 | 0 | 0 | 397.1669 | 36.7461 | 36.7461 | 36.7461 | 89.5914 | 168.5103 | 309.0095 | 118.9902 | 337.3704 | 84.7598 | 266.9752 | 245.7217 | 281.9206 | 264.7105 | 148.9795 | 706.4889 | 406.7933 | 102.2704 | 251.7968 | 279.5256 | 118.1754 | 250.262 | 482.276 | 118.1754 | 47.0007 | 305.2716 | 840.0995 | 182.1777 | 182.9311 | 95.6517 | 197.7953 | 47.0007 | 179.7816 | 321.8017 | 106.0137 | 341.8148 | 34.3792 | 203.7621 | 34.3792 | 118.1754 | 168.5103 | 65.3082 | 482.276 | 0 | 0 | 0 | 0 | 0 | 0 | 0 | 0 | 167.9635 | 0 | 0 | 0 | 0 | 260.8403 | 285.5826 | 27.7043 | 28.8235 | 207.1614 | 150.8171 | 11.255 | 76.8076 | 87.2386 | 260.196 | 155.3439 | 212.5489 | 83.7072 | 27.7043 | 241.5848 | 41.6908 | 245.2831 | 116.0413 | 154.9092 | 45.2996 | 85.7035 | 447.8396 | 19.2502 | 148.2506 | 139.3449 | 11.255 | 11.255 | 56.5451 | 121.0225 | 60.9297 | 120.1178 | 152.8334 | 68.534 | 56.644 | 509.1716 | 93.8661 | 76.8076 | 74.5411 | 74.5411 | 30.8661 | 39.264 | 509.1716 | 324.3808 | 145.0023 | 0 | 0 | 0 | 75.5805 | 87.2386 | 73.1284 | 327.0031 | 85.7035 | 0 | 64.6651 | 39.264 | 11.255 | 55.2281 | 22.2824 | 0 | 0 | 0 | 84.1872 | 0 | 0 | 131.0192 | 0 | 27.2938 | 0 | 0 | 197.4189 | 91.0286 | 22.2824 | 28.0873 | 28.0873 | 57.931 | 125.2825 | 164.8514 | 126.3469 | 284.1007 | 181.9755 | 105.1139 | 250.5901 | 214.4415 | 132.1617 | 136.9365 | 330.9886 | 174.7215 | 155.0495 | 89.037 | 82.8178 | 173.5069 | 176.292 | 66.5105 | 82.8178 | 82.8178 | 124.7381 | 89.037 | 89.037 | 89.037 | 144.0736 | 162.9115 | 139.2658 | 118.5596 | 118.5596 | 91.6067 | 142.9622 | 418.1155 | 163.0557 | 86.3102 | 493.4567 | 167.7345 | 86.3102 | 295.3125 | 804.119 | 117.4471 | 461.4249 | 358.545 | 167.7345 | 93.9419 | 56.9314 | 177.6756 | 51.8937 | 51.8937 | 51.8937 | 141.2519 | 157.2821 | 58.9211 | 136.0018 | 210.8061 | 212.0518 | 120.1273 | 120.1273 | 115.4608 | 390.4258 | 51.8937 | 358.2938 | 220.1326 | 368.4684 | 140.1688 | 112.351 | 266.1349 | 88.4085 | 191.0845 | 88.4085 | 221.251 | 71.3864 | 108.1287 | 65.3082 | 65.3082 | 71.3864 | 346.1175 | 285.4926 | 137.3883 | 180.3422 | 120.8407 | 71.3864 | 850.0209 | 183.1779 | 177.4803 | 412.6009 | 642.3358 | 88.2732 | 98.2653 | 136.102 | 308.4087 | 98.2653 | 53.8718 | 121.0942 | 104.8399 | 89.1692 | 97.8195 | 53.9605 | 53.9605 | 90.0095 | 48.5238 | 142.9464 | 229.5679 | 100.9567 | 191.0845 | 94.6685 | 193.0285 | 177.8439 | 100.9567 | 94.6685 | 71.1284 | 212.4475 | 176.5049 | 54.7595 | 25.793 | 353.6418 | 70.9307 | 233.4289 | 70.6632 | 351.1658 | 859.4501 | 41.0558 | 246.0161 | 212.4475 | 311.7872 | 70.6632 | 27.2938 | 422.1239 | 236.5789 | 201.2719 | 226.0461 | 0 | 82.8178 | 145.5074 | 390.078 | 0 | 88.2732 | 112.2382 | 173.5069 | 75.0174 | 100.9439 | 181.7108 | 68.47 | 0 | 0 | 0 | 0 | 0 | 0 | 0 | 0 | 91.0286 | 0 | 158.2321 | 236.8487 | 202.0416 | 139.2578 | 0 | 142.1246 | 37.8114 | 38.5296 | 19.2502 | 567.0734 | 36.9544 | 96.0982 | 40.8169 | 40.8169 | 66.8167 | 26.703 | 37.8114 | 36.9544 | 30.0718 | 30.0718 | 51.5658 | 0 | 0 | 0 | 0 | 26.703 | 26.703 | 26.703 | 46.3189 | 30.0718 | 100.3283 | 0 | 0 | 19.5336 | 0 | 0 | 0 | 86.0068 | 46.0634 | 109.4248 | 61.9119 | 49.1074 | 19.5336 | 122.1881 | 129.627 | 31.5187 | 159.6777 | 120.8203 | 532.8528 | 108.1848 | 105.2115 | 125.3765 | 20.5031 | 25.2153 | 25.2153 | 20.5031 | 38.8982 | 70.6124 | 160.9546 | 1475.8635 | 104.9866 | 70.6124 | 67.9732 | 125.3359 | 85.5548 | 73.0026 | 69.9313 | 67.9732 | 129.7561 | 60.4362 | 46.0634 | 46.0634 | 133.4658 | 85.9088 | 0 | 0 | 0 | 25.2153 | 25.2153 | 25.1097 | 0 | 0 | 0 | 0 | 0 | 0 | 20.5031 | 46.0634 | 127.6662 | 25.2153 | 31.3344 | 56.3102 | 0 | 0 | 0 | 0 | 0 | 0 | 0 | 0 | 0 | 0 | 0 | 0 | 0 | 0 | 0 | 0 | 0 | 0 | 0 | 0 | 0 | 0 | 0 | 0 | 0 | 0 | 0 | 0 | 0 | 0 | 0 | 0 | 0 | 0 | 0 | 0 | 0 | 0 | 0 | 0 | 0 | 0 | 0 | 0 | 0 | 0 | 0 | 0 | 0 | 0 | 0 | 0 | 0 | 0 | 0 | 0 | 0 | 0 | 0 | 0 | 0 | 0 | 0 | 0 | 0 | 0 | 0 | 0 | 0 | 0 | 0 | 0 | 0 | 0 | 0 | 0 | 0 | 0 | 0 | 0 | 0 | 0 | 0 | 0 | 0 | 0 | 0 | 0 | 0 | 0 | 0 | 0 | 0 | 0 | 0 | 0 | 0 | 0 | 0 | 0 | 0 | 0 | 0 | 0 | 0 | 0 | 0 | 0 | 0 | 2017-01-19 01:00
t0435 | 0 | 132.4018 | 313.0802 | 154.9101 | 33.9453 | 241.1942 | 33.9453 | 731.5153 | 57.3926 | 57.3926 | 1899.4099 | 56.4632 | 84.6115 | 370.9552 | 438.2299 | 65.1641 | 74.0351 | 354.2461 | 216.5824 | 406.167 | 0 | 0 | 393.692 | 36.7159 | 36.7159 | 36.7159 | 90.0104 | 168.9385 | 312.1376 | 117.0928 | 336.1769 | 84.1698 | 269.0921 | 247.9798 | 282.1405 | 263.6522 | 149.6615 | 718.4078 | 410.327 | 102.5911 | 254.7236 | 279.4531 | 118.7913 | 251.4933 | 485.129 | 118.7913 | 47.2105 | 306.1953 | 844.1748 | 183.729 | 182.4417 | 95.3762 | 199.0854 | 47.2105 | 180.3559 | 324.8911 | 106.5443 | 340.4591 | 34.1645 | 205.7604 | 34.1645 | 118.7913 | 168.9385 | 65.3591 | 485.129 | 0 | 0 | 0 | 0 | 0 | 0 | 0 | 0 | 168.2477 | 0 | 0 | 0 | 0 | 261.1326 | 285.3197 | 27.7479 | 28.4096 | 203.7785 | 150.3908 | 11.1496 | 76.1613 | 86.7097 | 259.0466 | 155.3997 | 212.7903 | 82.2402 | 27.7479 | 237.2319 | 41.3545 | 243.6486 | 115.0891 | 154.6635 | 45.0477 | 85.2499 | 443.2193 | 18.8612 | 147.811 | 137.9612 | 11.1496 | 11.1496 | 55.6925 | 121.2496 | 60.5693 | 119.3094 | 152.7795 | 66.4436 | 53.4801 | 493.8457 | 91.9073 | 76.1613 | 74.3067 | 74.3067 | 30.6434 | 38.2676 | 493.8457 | 318.6877 | 145.0464 | 0 | 0 | 0 | 75.4439 | 86.7097 | 72.9663 | 324.2208 | 85.2499 | 0 | 64.5275 | 38.2676 | 11.1496 | 54.2104 | 21.8774 | 0 | 0 | 0 | 83.9548 | 0 | 0 | 130.3002 | 0 | 26.884 | 0 | 0 | 197.1006 | 91.7585 | 21.8774 | 27.9641 | 27.9641 | 56.9888 | 123.8786 | 162.3862 | 125.4444 | 282.7521 | 182.1194 | 104.5541 | 249.9375 | 211.678 | 130.3272 | 136.2535 | 323.7339 | 174.3143 | 152.2495 | 88.9812 | 82.698 | 172.1551 | 173.8324 | 65.7684 | 82.698 | 82.698 | 122.3994 | 88.9812 | 88.9812 | 88.9812 | 142.0729 | 162.6041 | 136.7388 | 117.3287 | 117.3287 | 90.5448 | 139.7641 | 416.8354 | 164.0369 | 84.5127 | 481.175 | 166.9568 | 84.5127 | 283.4878 | 791.6607 | 115.1537 | 453.362 | 355.6635 | 166.9568 | 92.7932 | 56.4327 | 174.4736 | 51.798 | 51.798 | 51.798 | 139.2681 | 153.2103 | 57.5279 | 137.3913 | 210.1483 | 212.6342 | 120.6592 | 120.6592 | 114.6539 | 393.7981 | 51.798 | 353.171 | 220.2894 | 368.494 | 140.4031 | 112.1859 | 258.8358 | 87.9239 | 192.6199 | 87.9239 | 219.6628 | 70.4185 | 108.0303 | 65.3591 | 65.3591 | 70.4185 | 349.3396 | 287.2937 | 136.2414 | 177.9175 | 121.41 | 70.4185 | 859.6035 | 183.0922 | 174.7091 | 407.1703 | 629.406 | 88.2301 | 98.3999 | 133.6583 | 305.96 | 98.3999 | 53.6027 | 120.1649 | 105.1489 | 88.8583 | 96.6112 | 53.8164 | 53.8164 | 89.9382 | 48.0292 | 141.3603 | 228.9225 | 100.3476 | 192.6199 | 94.0619 | 190.3088 | 177.8993 | 100.3476 | 94.0619 | 70.1767 | 208.3605 | 176.5851 | 55.1812 | 25.5005 | 352.5746 | 70.3258 | 230.2952 | 69.9352 | 350.5412 | 857.8907 | 40.9096 | 243.5976 | 208.3605 | 306.9772 | 69.9352 | 26.884 | 431.1511 | 233.5929 | 201.8155 | 228.3316 | 0 | 82.698 | 145.2753 | 384.1732 | 0 | 88.2301 | 111.5288 | 172.1551 | 74.255 | 99.0159 | 181.5656 | 67.5108 | 0 | 0 | 0 | 0 | 0 | 0 | 0 | 0 | 91.7585 | 0 | 158.5732 | 240.4038 | 198.8984 | 137.8282 | 0 | 140.02 | 36.4785 | 38.1159 | 18.8612 | 549.9731 | 36.8273 | 93.7655 | 39.8955 | 39.8955 | 64.1211 | 26.1185 | 36.4785 | 36.8273 | 29.6342 | 29.6342 | 50.8572 | 0 | 0 | 0 | 0 | 26.1185 | 26.1185 | 26.1185 | 45.6932 | 29.6342 | 99.1372 | 0 | 0 | 19.1187 | 0 | 0 | 0 | 84.6664 | 46.2756 | 107.7575 | 62.4187 | 48.5728 | 19.1187 | 122.4434 | 126.0831 | 31.2355 | 160.085 | 119.8478 | 529.6568 | 107.7679 | 104.8435 | 124.4681 | 20.4104 | 25.1402 | 25.1402 | 20.4104 | 38.074 | 69.7812 | 159.4351 | 1447.7705 | 101.9409 | 69.7812 | 67.3135 | 121.6668 | 83.6599 | 71.4528 | 68.1667 | 67.3135 | 126.6881 | 59.5538 | 46.2756 | 46.2756 | 131.7347 | 83.9531 | 0 | 0 | 0 | 25.1402 | 25.1402 | 24.6735 | 0 | 0 | 0 | 0 | 0 | 0 | 20.4104 | 46.2756 | 125.4319 | 25.1402 | 31.1485 | 55.2339 | 0 | 0 | 0 | 0 | 0 | 0 | 0 | 0 | 0 | 0 | 0 | 0 | 0 | 0 | 0 | 0 | 0 | 0 | 0 | 0 | 0 | 0 | 0 | 0 | 0 | 0 | 0 | 0 | 0 | 0 | 0 | 0 | 0 | 0 | 0 | 0 | 0 | 0 | 0 | 0 | 0 | 0 | 0 | 0 | 0 | 0 | 0 | 0 | 0 | 0 | 0 | 0 | 0 | 0 | 0 | 0 | 0 | 0 | 0 | 0 | 0 | 0 | 0 | 0 | 0 | 0 | 0 | 0 | 0 | 0 | 0 | 0 | 0 | 0 | 0 | 0 | 0 | 0 | 0 | 0 | 0 | 0 | 0 | 0 | 0 | 0 | 0 | 0 | 0 | 0 | 0 | 0 | 0 | 0 | 0 | 0 | 0 | 0 | 0 | 0 | 0 | 0 | 0 | 0 | 0 | 0 | 0 | 0 | 0 | 2017-01-19 02:00
t0436 | 0 | 134.1956 | 316.1483 | 157.0143 | 34.2249 | 243.3909 | 34.2249 | 744.7337 | 57.9481 | 57.9481 | 1920.7724 | 56.8176 | 85.7088 | 376.366 | 444.3876 | 66.0924 | 74.8766 | 358.5402 | 219.0468 | 412.4171 | 0 | 0 | 397.7253 | 37.1622 | 37.1622 | 37.1622 | 91.2501 | 171.1702 | 316.8992 | 118.1405 | 340.14 | 85.064 | 273.0309 | 251.6918 | 285.709 | 266.6543 | 151.7043 | 730.7125 | 416.5154 | 103.9577 | 258.7121 | 282.9575 | 120.4494 | 254.9822 | 492.2163 | 120.4494 | 47.8487 | 310.2707 | 855.8651 | 186.4471 | 184.6177 | 96.4834 | 201.924 | 47.8487 | 182.7543 | 329.7898 | 108.0121 | 344.4014 | 34.528 | 208.8769 | 34.528 | 120.4494 | 171.1702 | 66.1903 | 492.2163 | 0 | 0 | 0 | 0 | 0 | 0 | 0 | 0 | 170.4201 | 0 | 0 | 0 | 0 | 264.4853 | 288.7931 | 28.1007 | 28.6372 | 205.4034 | 152.1176 | 11.257 | 76.9158 | 87.6147 | 261.9888 | 157.3576 | 215.5066 | 82.8493 | 28.1007 | 239.0725 | 41.7654 | 246.2469 | 116.2338 | 156.4943 | 45.528 | 86.1707 | 447.5293 | 18.9811 | 149.5107 | 139.2738 | 11.257 | 11.257 | 56.1467 | 122.8192 | 61.2131 | 120.5508 | 154.6675 | 66.728 | 53.3395 | 496.0566 | 92.4829 | 76.9158 | 75.1524 | 75.1524 | 30.957 | 38.4663 | 496.0566 | 321.1777 | 146.8342 | 0 | 0 | 0 | 76.3285 | 87.6147 | 73.8181 | 327.4758 | 86.1707 | 0 | 65.2808 | 38.4663 | 11.257 | 54.6127 | 22.0368 | 0 | 0 | 0 | 84.9331 | 0 | 0 | 131.7228 | 0 | 27.0971 | 0 | 0 | 199.4591 | 93.0988 | 22.0368 | 28.275 | 28.275 | 57.4154 | 125.0245 | 163.7375 | 126.7401 | 285.9784 | 184.4284 | 105.7032 | 252.8625 | 213.6538 | 131.4443 | 137.7554 | 326.1114 | 176.3804 | 153.3679 | 90.0921 | 83.702 | 173.9611 | 175.2989 | 66.3804 | 83.702 | 83.702 | 123.3077 | 90.0921 | 90.0921 | 90.0921 | 143.2908 | 164.5662 | 137.7512 | 118.4445 | 118.4445 | 91.3802 | 140.6863 | 421.7109 | 166.3737 | 85.0784 | 484.4937 | 168.8566 | 85.0784 | 284.1102 | 798.798 | 115.9459 | 456.9887 | 359.3488 | 168.8566 | 93.6514 | 56.9963 | 175.7363 | 52.4131 | 52.4131 | 52.4131 | 140.438 | 154.0474 | 57.8524 | 139.4762 | 212.583 | 215.4431 | 122.3148 | 122.3148 | 115.8727 | 399.6099 | 52.4131 | 356.2194 | 223.0798 | 373.0956 | 142.2151 | 113.5253 | 260.2538 | 88.8859 | 195.4631 | 88.8859 | 222.0129 | 71.0407 | 109.3706 | 66.1903 | 66.1903 | 71.0407 | 354.6348 | 291.3902 | 137.6522 | 179.508 | 123.0927 | 71.0407 | 873.0992 | 185.3487 | 176.2178 | 410.9497 | 634.4165 | 89.3176 | 99.6634 | 134.6549 | 309.1437 | 99.6634 | 54.1869 | 121.4149 | 106.5465 | 89.8772 | 97.4781 | 54.4516 | 54.4516 | 91.0498 | 48.4925 | 142.7693 | 231.642 | 101.4258 | 195.4631 | 95.0776 | 192.0021 | 180.1272 | 101.4258 | 95.0776 | 70.7758 | 209.9484 | 178.8236 | 55.979 | 25.7298 | 356.6524 | 71.0285 | 232.3217 | 70.6006 | 354.6852 | 868.4719 | 41.3704 | 245.8945 | 209.9484 | 309.5903 | 70.6006 | 27.0971 | 439.0668 | 235.6943 | 204.5153 | 231.8215 | 0 | 83.702 | 147 | 387.8296 | 0 | 89.3176 | 112.7312 | 173.9611 | 75.0012 | 99.6826 | 183.7739 | 68.0851 | 0 | 0 | 0 | 0 | 0 | 0 | 0 | 0 | 93.0988 | 0 | 160.6426 | 244.3816 | 200.5985 | 139.2034 | 0 | 141.1825 | 36.5611 | 38.4717 | 18.9811 | 552.3809 | 37.2482 | 94.3321 | 40.1317 | 40.1317 | 64.1714 | 26.2818 | 36.5611 | 37.2482 | 29.8736 | 29.8736 | 51.2851 | 0 | 0 | 0 | 0 | 26.2818 | 26.2818 | 26.2818 | 46.0847 | 29.8736 | 100.0334 | 0 | 0 | 19.2519 | 0 | 0 | 0 | 85.3453 | 46.9128 | 108.6525 | 63.3508 | 49.0272 | 19.2519 | 124.0349 | 126.7459 | 31.5395 | 162.2084 | 121.088 | 535.5655 | 108.9937 | 106.0475 | 125.7716 | 20.6396 | 25.4318 | 25.4318 | 20.6396 | 38.3211 | 70.4267 | 160.9926 | 1459.3822 | 102.3918 | 70.4267 | 67.9781 | 122.2809 | 84.1822 | 71.8968 | 68.5307 | 67.9781 | 127.4404 | 60.0724 | 46.9128 | 46.9128 | 132.8874 | 84.4908 | 0 | 0 | 0 | 25.4318 | 25.4318 | 24.8591 | 0 | 0 | 0 | 0 | 0 | 0 | 20.6396 | 46.9128 | 126.4026 | 25.4318 | 31.4848 | 55.6135 | 0 | 0 | 0 | 0 | 0 | 0 | 0 | 0 | 0 | 0 | 0 | 0 | 0 | 0 | 0 | 0 | 0 | 0 | 0 | 0 | 0 | 0 | 0 | 0 | 0 | 0 | 0 | 0 | 0 | 0 | 0 | 0 | 0 | 0 | 0 | 0 | 0 | 0 | 0 | 0 | 0 | 0 | 0 | 0 | 0 | 0 | 0 | 0 | 0 | 0 | 0 | 0 | 0 | 0 | 0 | 0 | 0 | 0 | 0 | 0 | 0 | 0 | 0 | 0 | 0 | 0 | 0 | 0 | 0 | 0 | 0 | 0 | 0 | 0 | 0 | 0 | 0 | 0 | 0 | 0 | 0 | 0 | 0 | 0 | 0 | 0 | 0 | 0 | 0 | 0 | 0 | 0 | 0 | 0 | 0 | 0 | 0 | 0 | 0 | 0 | 0 | 0 | 0 | 0 | 0 | 0 | 0 | 0 | 0 | 2017-01-19 03:00
t0437 | 0 | 141.095 | 333.5273 | 164.7416 | 36.0658 | 256.7589 | 36.0658 | 778.4828 | 61.4253 | 61.4253 | 2042.9394 | 60.1533 | 89.8567 | 395.4332 | 466.0211 | 69.2053 | 78.7072 | 376.8797 | 230.3341 | 431.955 | 0 | 0 | 419.7691 | 39.0037 | 39.0037 | 39.0037 | 95.7539 | 179.7638 | 332.0789 | 126.007 | 358.8664 | 89.6076 | 286.1917 | 263.7075 | 299.9179 | 280.4678 | 159.0154 | 764.9456 | 437.7327 | 109.0926 | 270.9947 | 297.7341 | 126.4341 | 267.6541 | 519.3574 | 126.4341 | 50.0964 | 325.6816 | 898.3564 | 195.4007 | 194.5072 | 101.3471 | 211.7434 | 50.0964 | 191.6921 | 345.4904 | 113.218 | 363.0198 | 36.2875 | 218.8409 | 36.2875 | 126.4341 | 179.7638 | 69.5395 | 519.3574 | 0 | 0 | 0 | 0 | 0 | 0 | 0 | 0 | 178.8801 | 0 | 0 | 0 | 0 | 277.9313 | 303.2729 | 29.4393 | 30.0407 | 216.9103 | 159.5172 | 11.8216 | 80.7607 | 91.7986 | 275.8753 | 165.3311 | 226.2543 | 87.2872 | 29.4393 | 253.3733 | 43.8137 | 259.2489 | 122.0107 | 164.075 | 47.7439 | 90.4278 | 472.0926 | 19.9469 | 156.8911 | 146.3541 | 11.8216 | 11.8216 | 59.1506 | 128.8841 | 64.248 | 126.5592 | 162.4495 | 71.0784 | 57.7243 | 528.829 | 97.3147 | 80.7607 | 78.8026 | 78.8026 | 32.491 | 40.6381 | 528.829 | 340.0302 | 153.8092 | 0 | 0 | 0 | 79.9824 | 91.7986 | 77.4169 | 344.5002 | 90.4278 | 0 | 68.4432 | 40.6381 | 11.8216 | 57.7362 | 23.2395 | 0 | 0 | 0 | 89.2226 | 0 | 0 | 138.5134 | 0 | 28.4647 | 0 | 0 | 209.4584 | 97.5219 | 23.2395 | 29.6864 | 29.6864 | 60.271 | 131.5719 | 172.7565 | 133.1351 | 301.6717 | 193.6618 | 111.1843 | 265.6437 | 226.4214 | 138.5547 | 144.7805 | 348.8338 | 185.4431 | 161.7805 | 94.8565 | 88.0279 | 183.5062 | 184.5373 | 69.891 | 88.0279 | 88.0279 | 130.5118 | 94.8565 | 94.8565 | 94.8565 | 151.0468 | 173.1861 | 145.4528 | 124.6602 | 124.6602 | 96.2726 | 149.4373 | 443.7052 | 174.7423 | 89.9641 | 521.148 | 177.9874 | 89.9641 | 306.0818 | 851.2884 | 122.2897 | 484.7326 | 378.8266 | 177.9874 | 98.9161 | 59.9769 | 185.1156 | 55.0262 | 55.0262 | 55.0262 | 147.8265 | 163.5687 | 61.0498 | 145.9732 | 223.4259 | 226.0984 | 128.385 | 128.385 | 122.083 | 418.4488 | 55.0262 | 376.3186 | 234.2802 | 391.8877 | 149.2744 | 119.1182 | 277.9474 | 93.4917 | 205.1075 | 93.4917 | 234.2573 | 75.0289 | 115.1636 | 69.5395 | 69.5395 | 75.0289 | 372.2364 | 305.7879 | 145.2635 | 189.7393 | 129.2829 | 75.0289 | 916.0935 | 194.6771 | 187.0501 | 435.6712 | 679.085 | 93.8213 | 104.6415 | 142.1733 | 325.955 | 104.6415 | 56.8679 | 127.8922 | 111.8439 | 94.4529 | 102.6711 | 57.284 | 57.284 | 95.7801 | 51.0847 | 151.4523 | 244.0311 | 106.6441 | 205.1075 | 100.1657 | 203.316 | 189.1192 | 106.6441 | 100.1657 | 74.4407 | 223.1296 | 187.9924 | 58.5995 | 27.0085 | 374.6205 | 74.6849 | 245.1439 | 74.288 | 372.0521 | 916.5889 | 43.3831 | 258.0439 | 223.1296 | 327.9322 | 74.288 | 28.4647 | 459.2922 | 248.5579 | 215.0866 | 243.0207 | 0 | 88.0279 | 154.1895 | 415.1932 | 0 | 93.8213 | 118.7013 | 183.5062 | 79.3749 | 104.7938 | 192.8805 | 71.7466 | 0 | 0 | 0 | 0 | 0 | 0 | 0 | 0 | 97.5219 | 0 | 168.6178 | 255.6978 | 212.6702 | 147.252 | 0 | 148.8494 | 38.7189 | 40.4592 | 19.9469 | 588.3165 | 39.1207 | 100.2461 | 42.3215 | 42.3215 | 68.0857 | 27.7556 | 38.7189 | 39.1207 | 31.3845 | 31.3845 | 53.9319 | 0 | 0 | 0 | 0 | 27.7556 | 27.7556 | 27.7556 | 48.5114 | 31.3845 | 105.2655 | 0 | 0 | 20.4537 | 0 | 0 | 0 | 89.932 | 49.2375 | 114.7334 | 66.5761 | 51.5991 | 20.4537 | 130.144 | 134.9711 | 33.1161 | 170.456 | 127.6369 | 565.7649 | 114.5654 | 111.4717 | 132.3884 | 21.7082 | 26.7197 | 26.7197 | 21.7082 | 40.4777 | 74.2656 | 169.3877 | 1557.0799 | 108.6486 | 74.2656 | 71.6773 | 130.827 | 88.9751 | 75.7099 | 72.4867 | 71.6773 | 134.954 | 63.5884 | 49.2375 | 49.2375 | 139.9108 | 89.6718 | 0 | 0 | 0 | 26.7197 | 26.7197 | 26.2114 | 0 | 0 | 0 | 0 | 0 | 0 | 21.7082 | 49.2375 | 133.6827 | 26.7197 | 33.1119 | 58.5639 | 0 | 0 | 0 | 0 | 0 | 0 | 0 | 0 | 0 | 0 | 0 | 0 | 0 | 0 | 0 | 0 | 0 | 0 | 0 | 0 | 0 | 0 | 0 | 0 | 0 | 0 | 0 | 0 | 0 | 0 | 0 | 0 | 0 | 0 | 0 | 0 | 0 | 0 | 0 | 0 | 0 | 0 | 0 | 0 | 0 | 0 | 0 | 0 | 0 | 0 | 0 | 0 | 0 | 0 | 0 | 0 | 0 | 0 | 0 | 0 | 0 | 0 | 0 | 0 | 0 | 0 | 0 | 0 | 0 | 0 | 0 | 0 | 0 | 0 | 0 | 0 | 0 | 0 | 0 | 0 | 0 | 0 | 0 | 0 | 0 | 0 | 0 | 0 | 0 | 0 | 0 | 0 | 0 | 0 | 0 | 0 | 0 | 0 | 0 | 0 | 0 | 0 | 0 | 0 | 0 | 0 | 0 | 0 | 0 | 2017-01-19 04:00
t0438 | 0 | 157.7223 | 373.4031 | 184.0417 | 40.3738 | 287.4818 | 40.3738 | 868.1648 | 68.8652 | 68.8652 | 2292.1033 | 67.4488 | 100.3698 | 441.8736 | 520.5042 | 77.2597 | 88.0043 | 421.3499 | 257.5676 | 482.1845 | 0 | 0 | 469.9841 | 43.5864 | 43.5864 | 43.5864 | 106.9732 | 200.8903 | 370.7563 | 141.5359 | 401.6646 | 100.2657 | 319.5805 | 294.4206 | 335.1488 | 313.6523 | 177.5922 | 853.554 | 489.1436 | 121.884 | 302.5038 | 332.9442 | 141.2573 | 299.0385 | 581.0715 | 141.2573 | 55.9308 | 363.8972 | 1003.6849 | 218.1813 | 217.6102 | 113.2907 | 236.4879 | 55.9308 | 214.14 | 385.7081 | 126.4424 | 406.2142 | 40.5759 | 244.3198 | 40.5759 | 141.2573 | 200.8903 | 77.7261 | 581.0715 | 0 | 0 | 0 | 0 | 0 | 0 | 0 | 0 | 199.8801 | 0 | 0 | 0 | 0 | 310.6664 | 338.9597 | 32.878 | 33.5856 | 242.9786 | 178.2316 | 13.2177 | 90.2902 | 102.5586 | 308.6205 | 184.8019 | 252.8375 | 97.7195 | 32.878 | 284.1273 | 48.9704 | 290.0337 | 136.3959 | 183.3043 | 53.3521 | 101.0682 | 528.5286 | 22.3177 | 175.3323 | 163.6715 | 13.2177 | 13.2177 | 66.2116 | 144.0036 | 71.8133 | 141.4767 | 181.5694 | 79.8622 | 65.2139 | 594.3025 | 108.9242 | 90.2902 | 88.0472 | 88.0472 | 36.3186 | 45.546 | 594.3025 | 381.1831 | 171.7779 | 0 | 0 | 0 | 89.3434 | 102.5586 | 86.4996 | 385.3567 | 101.0682 | 0 | 76.4664 | 45.546 | 13.2177 | 64.701 | 26.0248 | 0 | 0 | 0 | 99.7394 | 0 | 0 | 154.9019 | 0 | 31.8369 | 0 | 0 | 234.1125 | 108.8786 | 26.0248 | 33.1828 | 33.1828 | 67.402 | 147.2085 | 193.4587 | 148.8549 | 337.6509 | 216.4301 | 124.3484 | 296.9567 | 253.8418 | 155.1105 | 161.883 | 392.2379 | 207.3461 | 181.1819 | 106.0947 | 98.429 | 205.4194 | 206.5121 | 78.2077 | 98.429 | 98.429 | 146.3047 | 106.0947 | 106.0947 | 106.0947 | 169.0968 | 193.689 | 162.942 | 139.4742 | 139.4742 | 107.7493 | 167.7125 | 496.2298 | 195.2544 | 100.8336 | 586.9581 | 199.1721 | 100.8336 | 345.1182 | 955.9653 | 136.9593 | 543.6815 | 423.9937 | 199.1721 | 110.7892 | 67.0961 | 207.234 | 61.4991 | 61.4991 | 61.4991 | 165.4264 | 183.5829 | 68.3961 | 162.9163 | 249.7988 | 252.6177 | 143.4395 | 143.4395 | 136.6106 | 467.1203 | 61.4991 | 421.5507 | 261.8348 | 438.0099 | 166.7988 | 133.1073 | 312.4747 | 104.5608 | 229.1055 | 104.5608 | 262.2433 | 84.038 | 128.812 | 77.7261 | 77.7261 | 84.038 | 415.7986 | 341.5973 | 162.6321 | 212.5691 | 144.4664 | 84.038 | 1023.1101 | 217.592 | 209.8215 | 488.489 | 763.6621 | 104.8674 | 116.9373 | 159.2636 | 364.8339 | 116.9373 | 63.5598 | 143.1061 | 124.9698 | 105.601 | 114.9064 | 64.0617 | 64.0617 | 107.1019 | 57.1697 | 169.827 | 273.012 | 119.2615 | 229.1055 | 112.08 | 227.901 | 211.3497 | 119.2615 | 112.08 | 83.2827 | 250.419 | 210.1649 | 65.4123 | 30.1971 | 418.7684 | 83.5311 | 274.5096 | 83.1102 | 415.7175 | 1025.9182 | 48.4745 | 288.466 | 250.419 | 367.6384 | 83.1102 | 31.8369 | 512.2897 | 278.2775 | 240.4579 | 271.3554 | 0 | 98.429 | 172.2818 | 466.8177 | 0 | 104.8674 | 132.8003 | 205.4194 | 88.9431 | 117.2557 | 215.5424 | 80.3133 | 0 | 0 | 0 | 0 | 0 | 0 | 0 | 0 | 108.8786 | 0 | 188.4094 | 285.2973 | 238.4798 | 164.9819 | 0 | 166.6515 | 43.444 | 45.258 | 22.3177 | 660.9856 | 43.7304 | 112.5296 | 47.4031 | 47.4031 | 76.4524 | 31.0996 | 43.444 | 43.7304 | 35.1029 | 35.1029 | 60.3362 | 0 | 0 | 0 | 0 | 31.0996 | 31.0996 | 31.0996 | 54.2865 | 35.1029 | 117.7772 | 0 | 0 | 22.9553 | 0 | 0 | 0 | 100.6763 | 55.0096 | 128.5139 | 74.3964 | 57.732 | 22.9553 | 145.4049 | 151.6169 | 37.0246 | 190.5212 | 142.8505 | 633.5284 | 128.0966 | 124.6364 | 148.1053 | 24.2771 | 29.8705 | 29.8705 | 24.2771 | 45.3553 | 83.1408 | 189.4922 | 1749.3733 | 121.9382 | 83.1408 | 80.2338 | 147.1625 | 99.7184 | 84.761 | 81.2674 | 80.2338 | 151.3394 | 71.2717 | 55.0096 | 55.0096 | 156.5708 | 100.6169 | 0 | 0 | 0 | 29.8705 | 29.8705 | 29.3503 | 0 | 0 | 0 | 0 | 0 | 0 | 24.2771 | 55.0096 | 149.8185 | 29.8705 | 37.0317 | 65.5591 | 0 | 0 | 0 | 0 | 0 | 0 | 0 | 0 | 0 | 0 | 0 | 0 | 0 | 0 | 0 | 0 | 0 | 0 | 0 | 0 | 0 | 0 | 0 | 0 | 0 | 0 | 0 | 0 | 0 | 0 | 0 | 0 | 0 | 0 | 0 | 0 | 0 | 0 | 0 | 0 | 0 | 0 | 0 | 0 | 0 | 0 | 0 | 0 | 0 | 0 | 0 | 0 | 0 | 0 | 0 | 0 | 0 | 0 | 0 | 0 | 0 | 0 | 0 | 0 | 0 | 0 | 0 | 0 | 0 | 0 | 0 | 0 | 0 | 0 | 0 | 0 | 0 | 0 | 0 | 0 | 0 | 0 | 0 | 0 | 0 | 0 | 0 | 0 | 0 | 0 | 0 | 0 | 0 | 0 | 0 | 0 | 0 | 0 | 0 | 0 | 0 | 0 | 0 | 0 | 0 | 0 | 0 | 0 | 0 | 2017-01-19 05:00
t0439 | 0 | 170.4077 | 417.8633 | 199.4534 | 46.0206 | 324.1134 | 46.0206 | 900.0412 | 76.5656 | 76.5656 | 2491.9116 | 77.8804 | 109.6539 | 472.5056 | 561.6491 | 83.3944 | 97.4143 | 462.5998 | 284.9058 | 513.6657 | 0 | 0 | 523.0783 | 47.9555 | 47.9555 | 47.9555 | 115.6623 | 218.2702 | 395.2231 | 157.0021 | 439.9029 | 111.487 | 342.8654 | 314.9357 | 366.666 | 346.7654 | 192.6323 | 892.3129 | 519.9359 | 132.4362 | 321.226 | 363.2655 | 152.3402 | 322.7999 | 616.8394 | 152.3402 | 60.8728 | 395.2762 | 1083.816 | 233.7352 | 238.5206 | 125.2218 | 254.6182 | 60.8728 | 232.9148 | 412.1658 | 136.9582 | 446.5898 | 45.2813 | 260.8407 | 45.2813 | 152.3402 | 218.2702 | 84.8551 | 616.8394 | 0 | 0 | 0 | 0 | 0 | 0 | 0 | 0 | 218.0764 | 0 | 0 | 0 | 0 | 338.5839 | 372.5224 | 36.062 | 38.6576 | 276.7709 | 197.8179 | 14.9293 | 101.7098 | 115.2773 | 340.6704 | 201.9921 | 276.1995 | 112.3983 | 36.062 | 322.4848 | 55.2283 | 322.6608 | 153.6501 | 202.731 | 59.7381 | 112.8665 | 592.0128 | 26.0589 | 194.3456 | 184.899 | 14.9293 | 14.9293 | 75.5695 | 157.1198 | 80.3236 | 158.5599 | 199.0936 | 93.2014 | 79.4773 | 691.2581 | 127.0414 | 101.7098 | 97.8408 | 97.8408 | 40.7967 | 53.364 | 691.2581 | 433.1415 | 189.2553 | 0 | 0 | 0 | 99.0209 | 115.2773 | 95.7899 | 432.1337 | 112.8665 | 0 | 84.7192 | 53.364 | 14.9293 | 73.9943 | 29.9247 | 0 | 0 | 0 | 110.1745 | 0 | 0 | 172.1917 | 0 | 36.5939 | 0 | 0 | 257.8779 | 116.9788 | 29.9247 | 36.9013 | 36.9013 | 77.9217 | 166.373 | 219.8771 | 166.8034 | 371.42 | 236.5815 | 138.0541 | 327.8261 | 283.3773 | 176.0968 | 179.9032 | 440.4536 | 228.2304 | 208.1169 | 115.7078 | 107.9527 | 228.2203 | 235.2925 | 88.2658 | 107.9527 | 107.9527 | 167.0038 | 115.7078 | 115.7078 | 115.7078 | 191.9637 | 212.3712 | 186.7471 | 157.1707 | 157.1707 | 121.5863 | 191.975 | 546.4794 | 209.7015 | 116.1523 | 656.2372 | 219.4401 | 116.1523 | 403.925 | 1061.0743 | 158.1204 | 614.6778 | 472.1936 | 219.4401 | 124.4704 | 75.2462 | 238.8558 | 67.8389 | 67.8389 | 67.8389 | 188.5785 | 212.752 | 79.9144 | 174.1856 | 275.9194 | 274.7942 | 155.1129 | 155.1129 | 151.846 | 501.3148 | 67.8389 | 476.5642 | 286.1859 | 479.5625 | 181.9974 | 146.8619 | 358.687 | 116.1543 | 245.0197 | 116.1543 | 290.5716 | 94.8422 | 140.5848 | 84.8551 | 84.8551 | 94.8422 | 442.5083 | 367.3312 | 180.826 | 239.3161 | 155.824 | 94.8422 | 1082.8912 | 238.6738 | 235.3594 | 545.2937 | 851.037 | 115.009 | 127.6208 | 182.4516 | 406.006 | 127.6208 | 70.8981 | 159.5166 | 135.7637 | 116.8098 | 130.065 | 70.4824 | 70.4824 | 117.1361 | 64.2321 | 188.0012 | 299.44 | 132.8415 | 245.0197 | 124.3688 | 255.9283 | 231.4712 | 132.8415 | 124.3688 | 94.9234 | 283.3482 | 229.3039 | 70.4732 | 34.3637 | 463.1096 | 93.7918 | 310.3721 | 93.687 | 459.4755 | 1116.3211 | 53.9286 | 326.8993 | 283.3482 | 414.3345 | 93.687 | 36.5939 | 528.7001 | 314.2773 | 260.1724 | 288.9799 | 0 | 107.9527 | 190.3286 | 511.5731 | 0 | 115.009 | 147.5177 | 228.2203 | 98.7561 | 136.2974 | 237.131 | 91.2866 | 0 | 0 | 0 | 0 | 0 | 0 | 0 | 0 | 116.9788 | 0 | 205.2491 | 300.49 | 268.2848 | 183.4652 | 0 | 189.6731 | 52.2303 | 51.16 | 26.0589 | 770.7773 | 48.4404 | 129.4572 | 55.2869 | 55.2869 | 93.0016 | 36.0627 | 52.2303 | 48.4404 | 40.2775 | 40.2775 | 68.8782 | 0 | 0 | 0 | 0 | 36.0627 | 36.0627 | 36.0627 | 61.77 | 40.2775 | 133.419 | 0 | 0 | 26.1659 | 0 | 0 | 0 | 115.0267 | 59.4623 | 145.8884 | 79.215 | 65.1663 | 26.1659 | 158.5886 | 175.2579 | 41.7848 | 206.6715 | 159.1423 | 697.1726 | 141.7893 | 137.7903 | 165.1544 | 26.8875 | 33.0081 | 33.0081 | 26.8875 | 52.4497 | 93.6531 | 213.0555 | 1958.6096 | 142.9826 | 93.6531 | 89.7942 | 169.1905 | 115.4935 | 98.7887 | 94.8888 | 89.7942 | 175.2899 | 80.2462 | 59.4623 | 59.4623 | 177.7609 | 115.5611 | 0 | 0 | 0 | 33.0081 | 33.0081 | 33.6753 | 0 | 0 | 0 | 0 | 0 | 0 | 26.8875 | 59.4623 | 170.6612 | 33.0081 | 41.2115 | 75.8871 | 0 | 0 | 0 | 0 | 0 | 0 | 0 | 0 | 0 | 0 | 0 | 0 | 0 | 0 | 0 | 0 | 0 | 0 | 0 | 0 | 0 | 0 | 0 | 0 | 0 | 0 | 0 | 0 | 0 | 0 | 0 | 0 | 0 | 0 | 0 | 0 | 0 | 0 | 0 | 0 | 0 | 0 | 0 | 0 | 0 | 0 | 0 | 0 | 0 | 0 | 0 | 0 | 0 | 0 | 0 | 0 | 0 | 0 | 0 | 0 | 0 | 0 | 0 | 0 | 0 | 0 | 0 | 0 | 0 | 0 | 0 | 0 | 0 | 0 | 0 | 0 | 0 | 0 | 0 | 0 | 0 | 0 | 0 | 0 | 0 | 0 | 0 | 0 | 0 | 0 | 0 | 0 | 0 | 0 | 0 | 0 | 0 | 0 | 0 | 0 | 0 | 0 | 0 | 0 | 0 | 0 | 0 | 0 | 0 | 2017-01-19 06:00
t0440 | 0 | 166.4363 | 439.8194 | 194.6676 | 49.8216 | 345.4905 | 49.8216 | 789.7565 | 80.7676 | 80.7676 | 2551.2629 | 87.1552 | 108.4327 | 451.0876 | 542.6295 | 80.2285 | 99.5121 | 465.4787 | 290.9688 | 481.5363 | 0 | 0 | 546.0005 | 48.2222 | 48.2222 | 48.2222 | 112.4243 | 214.7335 | 371.6385 | 167.8528 | 445.6012 | 115.5386 | 326.976 | 298.096 | 364.9998 | 354.0884 | 187.7473 | 802.0767 | 490.8027 | 129.9871 | 299.2358 | 362.4045 | 147.4787 | 313.0804 | 588.4807 | 147.4787 | 59.5004 | 388.0495 | 1051.7456 | 222.1157 | 240.9451 | 127.3067 | 244.8767 | 59.5004 | 228.7188 | 389.1541 | 133.12 | 454.2752 | 46.9121 | 245.8914 | 46.9121 | 147.4787 | 214.7335 | 84.3455 | 588.4807 | 0 | 0 | 0 | 0 | 0 | 0 | 0 | 0 | 215.896 | 0 | 0 | 0 | 0 | 335.7014 | 374.4522 | 35.8504 | 42.0112 | 301.0063 | 201.6216 | 15.7626 | 106.8428 | 119.8958 | 348.058 | 201.2752 | 274.2761 | 123.4314 | 35.8504 | 352.0397 | 57.9844 | 334.1303 | 161.2846 | 205.175 | 61.8653 | 116.5708 | 623.9897 | 29.1186 | 198.0151 | 195.6396 | 15.7626 | 15.7626 | 81.9259 | 155.4408 | 83.2354 | 165.0125 | 199.3754 | 107.6524 | 100.9666 | 796.0484 | 142.1831 | 106.8428 | 99.921 | 99.921 | 42.5936 | 60.7596 | 796.0484 | 472.3913 | 189.6573 | 0 | 0 | 0 | 100.4407 | 119.8958 | 97.2611 | 452.8164 | 116.5708 | 0 | 86.019 | 60.7596 | 15.7626 | 81.2416 | 32.9289 | 0 | 0 | 0 | 111.9107 | 0 | 0 | 177.4448 | 0 | 39.8261 | 0 | 0 | 260.3043 | 111.6364 | 32.9289 | 37.8807 | 37.8807 | 85.4503 | 176.8894 | 237.6831 | 173.8381 | 379.0739 | 235.3577 | 142.0642 | 332.6604 | 300.8355 | 189.5204 | 185.0137 | 484.3063 | 230.901 | 228.7852 | 115.5657 | 108.5807 | 237.1153 | 253.8277 | 93.7495 | 108.5807 | 108.5807 | 183.3653 | 115.5657 | 115.5657 | 115.5657 | 206.5936 | 213.9288 | 205.0928 | 166.3158 | 166.3158 | 129.3271 | 213.7161 | 554.6012 | 201.7255 | 129.0915 | 727.1033 | 224.1036 | 129.0915 | 481.3007 | 1133.0002 | 175.1886 | 668.2339 | 491.797 | 224.1036 | 132.3423 | 78.9234 | 263.0516 | 68.6038 | 68.6038 | 68.6038 | 203.5618 | 241.2331 | 90.3456 | 164.1021 | 280.6424 | 270.3454 | 150.9376 | 150.9376 | 157.3449 | 476.7926 | 68.6038 | 512.3518 | 284.7735 | 478.9596 | 180.202 | 148.3272 | 406.6701 | 119.6436 | 233.0044 | 119.6436 | 300.6958 | 101.5947 | 140.6362 | 84.3455 | 84.3455 | 101.5947 | 417.0058 | 353.2642 | 188.3541 | 255.8775 | 151.1741 | 101.5947 | 1007.687 | 239.1738 | 253.0267 | 579.4369 | 925.9074 | 115.2465 | 126.5319 | 200.1954 | 422.5109 | 126.5319 | 73.0896 | 166.012 | 133.3353 | 119.0872 | 138.9796 | 71.378 | 71.378 | 117.2946 | 67.7991 | 197.2625 | 302.7738 | 137.3514 | 233.0044 | 128.455 | 273.847 | 231.0116 | 137.3514 | 128.455 | 102.2184 | 310.0622 | 228.1219 | 67.482 | 36.7057 | 471.2263 | 98.3673 | 332.6794 | 99.1302 | 465.154 | 1118.3517 | 55.2035 | 346.4272 | 310.0622 | 446.3984 | 99.1302 | 39.8261 | 460.3537 | 335.6819 | 255.0347 | 271.5445 | 0 | 108.5807 | 192.4864 | 541.2793 | 0 | 115.2465 | 152.4195 | 237.1153 | 103.4629 | 151.3659 | 238.4162 | 98.3574 | 0 | 0 | 0 | 0 | 0 | 0 | 0 | 0 | 111.6364 | 0 | 202.6085 | 274.0352 | 288.8671 | 192.4673 | 0 | 205.0975 | 62.1331 | 54.3095 | 29.1186 | 888.9462 | 49.4219 | 145.4355 | 62.2247 | 62.2247 | 112.9454 | 40.3695 | 62.1331 | 49.4219 | 43.7211 | 43.7211 | 74.3346 | 0 | 0 | 0 | 0 | 40.3695 | 40.3695 | 40.3695 | 66.4809 | 43.7211 | 142.389 | 0 | 0 | 28.9503 | 0 | 0 | 0 | 124.9979 | 57.8027 | 157.7467 | 75.0317 | 69.154 | 28.9503 | 156.7201 | 199.3876 | 44.0349 | 203.0833 | 165.7916 | 715.0977 | 144.8187 | 140.4312 | 171.651 | 27.5414 | 33.5644 | 33.5644 | 27.5414 | 58.4893 | 99.5727 | 224.3775 | 2128.6288 | 164.7733 | 99.5727 | 94.3848 | 193.1418 | 129.3124 | 110.6518 | 107.7917 | 94.3848 | 197.2422 | 86.155 | 57.8027 | 57.8027 | 190.7044 | 129.058 | 0 | 0 | 0 | 33.5644 | 33.5644 | 36.9089 | 0 | 0 | 0 | 0 | 0 | 0 | 27.5414 | 57.8027 | 186.3605 | 33.5644 | 42.5701 | 84.0847 | 0 | 0 | 0 | 0 | 0 | 0 | 0 | 0 | 0 | 0 | 0 | 0 | 0 | 0 | 0 | 0 | 0 | 0 | 0 | 0 | 0 | 0 | 0 | 0 | 0 | 0 | 0 | 0 | 0 | 0 | 0 | 0 | 0 | 0 | 0 | 0 | 0 | 0 | 0 | 0 | 0 | 0 | 0 | 0 | 0 | 0 | 0 | 0 | 0 | 0 | 0 | 0 | 0 | 0 | 0 | 0 | 0 | 0 | 0 | 0 | 0 | 0 | 0 | 0 | 0 | 0 | 0 | 0 | 0 | 0 | 0 | 0 | 0 | 0 | 0 | 0 | 0 | 0 | 0 | 0 | 0 | 0 | 0 | 0 | 0 | 0 | 0 | 0 | 0 | 0 | 0 | 0 | 0 | 0 | 0 | 0 | 0 | 0 | 0 | 0 | 0 | 0 | 0 | 0 | 0 | 0 | 0 | 0 | 0 | 2017-01-19 07:00
t0441 | 0 | 157.0216 | 447.6546 | 180.5221 | 51.2275 | 354.2943 | 51.2275 | 640.86 | 84.8868 | 84.8868 | 2697.353 | 93.8559 | 100.9869 | 415.5914 | 496.995 | 72.3035 | 96.8619 | 448.1585 | 283.8816 | 425.1394 | 0 | 0 | 554.4294 | 45.8841 | 45.8841 | 45.8841 | 104.0255 | 201.8857 | 330.4811 | 184.5661 | 442.7727 | 115.2881 | 295.0874 | 266.2653 | 345.0858 | 346.0674 | 172.5485 | 677.3835 | 449.055 | 121.2483 | 262.9113 | 349.3942 | 136.3643 | 289.9432 | 561.2535 | 136.3643 | 54.3015 | 362.7723 | 974.063 | 199.5499 | 236.5617 | 122.8575 | 223.3413 | 54.3015 | 212.6409 | 346.4556 | 122.0717 | 449.6238 | 46.055 | 218.7825 | 46.055 | 136.3643 | 201.8857 | 80.1577 | 561.2535 | 0 | 0 | 0 | 0 | 0 | 0 | 0 | 0 | 203.1209 | 0 | 0 | 0 | 0 | 318.9826 | 357.6788 | 33.3431 | 42.0934 | 314.3987 | 192.5733 | 15.5971 | 105.2392 | 115.5564 | 343.073 | 191.7375 | 259.092 | 127.8491 | 33.3431 | 376.487 | 56.7455 | 331.9099 | 158.4891 | 194.6433 | 59.8034 | 113.0161 | 635.3234 | 30.0231 | 190.0254 | 194.7064 | 15.5971 | 15.5971 | 84.1682 | 145.8823 | 80.9856 | 161.3212 | 190.1485 | 121.6192 | 126.5032 | 901.9845 | 147.8542 | 105.2392 | 95.5315 | 95.5315 | 41.6566 | 65.2504 | 901.9845 | 501.7749 | 177.3481 | 0 | 0 | 0 | 95.0669 | 115.5564 | 92.7002 | 451.0027 | 113.0161 | 0 | 81.8066 | 65.2504 | 15.5971 | 85.8823 | 34.3451 | 0 | 0 | 0 | 108.0016 | 0 | 0 | 174.2415 | 0 | 40.2901 | 0 | 0 | 249.4093 | 100.2431 | 34.3451 | 36.6914 | 36.6914 | 86.4994 | 178.3003 | 246.033 | 170.8058 | 378.0835 | 222.9488 | 139.6423 | 320.8996 | 316.8221 | 194.5213 | 180.744 | 548.2433 | 223.5447 | 238.8588 | 112.0339 | 104.9003 | 239.2247 | 258.7517 | 94.7366 | 104.9003 | 104.9003 | 195.1784 | 112.0339 | 112.0339 | 112.0339 | 212.0854 | 207.9125 | 215.2829 | 167.2408 | 167.2408 | 131.3349 | 233.8493 | 541.0015 | 186.4627 | 137.5534 | 851.2737 | 222.4194 | 137.5534 | 581.3194 | 1238.927 | 183.5892 | 716.6711 | 494.8346 | 222.4194 | 136.5688 | 78.8114 | 272.6306 | 65.6952 | 65.6952 | 65.6952 | 207.4802 | 265.7458 | 96.0489 | 144.5576 | 272.0387 | 252.7587 | 140.0769 | 140.0769 | 157.1764 | 425.5777 | 65.6952 | 532.8326 | 270.0889 | 456.0541 | 169.5521 | 141.3139 | 462.1587 | 117.6543 | 211.7248 | 117.6543 | 303.1516 | 105.2543 | 136.5715 | 80.1577 | 80.1577 | 105.2543 | 376.9305 | 324.1875 | 190.8516 | 266.158 | 140.6731 | 105.2543 | 898.0517 | 228.2444 | 270.9693 | 611.9902 | 1047.6771 | 110.0515 | 119.4494 | 209.9453 | 425.3761 | 119.4494 | 70.8005 | 166.0424 | 124.7364 | 115.5541 | 141.3154 | 69.4575 | 69.4575 | 113.1723 | 68.4824 | 207.7339 | 297.2911 | 135.0917 | 211.7248 | 127.9761 | 288.2373 | 219.1351 | 135.0917 | 127.9761 | 103.5128 | 337.5025 | 217.996 | 60.4299 | 36.5051 | 454.9502 | 97.7128 | 342.8524 | 99.5217 | 443.008 | 1105.7627 | 52.9002 | 342.049 | 337.5025 | 472.5101 | 99.5217 | 40.2901 | 373.3245 | 343.9402 | 241.7724 | 242.1537 | 0 | 104.9003 | 183.1098 | 605.9068 | 0 | 110.0515 | 151.3364 | 239.2247 | 107.2083 | 155.8214 | 226.831 | 100.8336 | 0 | 0 | 0 | 0 | 0 | 0 | 0 | 0 | 100.2431 | 0 | 190.1947 | 233.5539 | 307.3098 | 198.9823 | 0 | 211.3764 | 69.0709 | 54.4476 | 30.0231 | 1002.9478 | 47.7716 | 160.2433 | 65.742 | 65.742 | 127.8867 | 42.8703 | 69.0709 | 47.7716 | 44.1833 | 44.1833 | 75.3046 | 0 | 0 | 0 | 0 | 42.8703 | 42.8703 | 42.8703 | 67.6542 | 44.1833 | 143.8167 | 0 | 0 | 31.6212 | 0 | 0 | 0 | 128.7869 | 53.5694 | 164.1608 | 68.8256 | 69.6592 | 31.6212 | 146.8159 | 223.4502 | 43.4701 | 191.6718 | 166.7156 | 722.6809 | 140.9077 | 136.4553 | 170.7151 | 26.9718 | 32.4474 | 32.4474 | 26.9718 | 62.0491 | 101.6919 | 224.4516 | 2362.7955 | 182.2708 | 101.6919 | 95.6548 | 222.1667 | 137.9746 | 115.6196 | 116.3824 | 95.6548 | 213.2893 | 90.6414 | 53.5694 | 53.5694 | 193.9039 | 140.7755 | 0 | 0 | 0 | 32.4474 | 32.4474 | 38.367 | 0 | 0 | 0 | 0 | 0 | 0 | 26.9718 | 53.5694 | 196.8585 | 32.4474 | 41.9065 | 87.3065 | 0 | 0 | 0 | 0 | 0 | 0 | 0 | 0 | 0 | 0 | 0 | 0 | 0 | 0 | 0 | 0 | 0 | 0 | 0 | 0 | 0 | 0 | 0 | 0 | 0 | 0 | 0 | 0 | 0 | 0 | 0 | 0 | 0 | 0 | 0 | 0 | 0 | 0 | 0 | 0 | 0 | 0 | 0 | 0 | 0 | 0 | 0 | 0 | 0 | 0 | 0 | 0 | 0 | 0 | 0 | 0 | 0 | 0 | 0 | 0 | 0 | 0 | 0 | 0 | 0 | 0 | 0 | 0 | 0 | 0 | 0 | 0 | 0 | 0 | 0 | 0 | 0 | 0 | 0 | 0 | 0 | 0 | 0 | 0 | 0 | 0 | 0 | 0 | 0 | 0 | 0 | 0 | 0 | 0 | 0 | 0 | 0 | 0 | 0 | 0 | 0 | 0 | 0 | 0 | 0 | 0 | 0 | 0 | 0 | 2017-01-19 08:00
t0442 | 0 | 151.8566 | 453.5655 | 171.214 | 51.8315 | 359.8161 | 51.8315 | 548.4296 | 88.7432 | 88.7432 | 2870.6006 | 98.191 | 95.5851 | 395.9801 | 467.1165 | 66.7992 | 94.8426 | 436.7308 | 278.7142 | 388.8734 | 0 | 0 | 562.4217 | 44.1367 | 44.1367 | 44.1367 | 98.6284 | 193.7312 | 304.4418 | 200.2569 | 445.0778 | 115.1909 | 274.493 | 245.6608 | 331.2318 | 340.4468 | 162.0428 | 601.5041 | 427.1287 | 115.4341 | 239.9656 | 342.458 | 129.4696 | 275.5109 | 556.1578 | 129.4696 | 50.4832 | 346.2377 | 925.353 | 184.9866 | 235.081 | 119.4291 | 209.4003 | 50.4832 | 201.6114 | 318.8223 | 114.5095 | 449.2128 | 45.2188 | 201.3764 | 45.2188 | 129.4696 | 193.7312 | 77.4549 | 556.1578 | 0 | 0 | 0 | 0 | 0 | 0 | 0 | 0 | 194.4278 | 0 | 0 | 0 | 0 | 308.5726 | 345.6463 | 31.4184 | 41.3597 | 322.6617 | 184.779 | 15.3124 | 103.0396 | 110.9226 | 340.5429 | 185.5384 | 248.7628 | 129.5812 | 31.4184 | 394.9251 | 55.1736 | 330.1543 | 154.8236 | 185.9732 | 57.7211 | 109.5865 | 643.5527 | 30.0709 | 183.3552 | 192.1792 | 15.3124 | 15.3124 | 85.0378 | 139.2912 | 78.7181 | 157.3245 | 183.7771 | 131.6198 | 145.3849 | 979.7319 | 149.3267 | 103.0396 | 91.6777 | 91.6777 | 40.5801 | 67.6442 | 979.7319 | 523.0694 | 167.468 | 0 | 0 | 0 | 90.4857 | 110.9226 | 88.9025 | 447.4824 | 109.5865 | 0 | 78.2584 | 67.6442 | 15.3124 | 88.8723 | 35.0313 | 0 | 0 | 0 | 105.0352 | 0 | 0 | 171.5497 | 0 | 39.9803 | 0 | 0 | 241.3493 | 92.635 | 35.0313 | 35.6458 | 35.6458 | 85.6131 | 178.0352 | 250.8159 | 167.3949 | 380.2328 | 214.545 | 137.7309 | 312.0856 | 331.0223 | 196.9363 | 177.1206 | 604.3397 | 218.6066 | 243.9718 | 110.4161 | 102.6378 | 241.5434 | 259.838 | 94.8929 | 102.6378 | 102.6378 | 203.349 | 110.4161 | 110.4161 | 110.4161 | 214.7621 | 204.6177 | 221.1853 | 166.9131 | 166.9131 | 132.155 | 248.8874 | 532.6673 | 177.5905 | 142.7933 | 963.1028 | 222.4566 | 142.7933 | 659.9999 | 1338.132 | 187.652 | 755.0251 | 497.6793 | 222.4566 | 139.7412 | 78.381 | 276.1758 | 63.4724 | 63.4724 | 63.4724 | 208.2634 | 282.7711 | 98.8376 | 131.4464 | 265.7022 | 240.9893 | 133.1918 | 133.1918 | 157.2366 | 391.167 | 63.4724 | 547.0002 | 260.2392 | 440.5622 | 162.2987 | 135.8261 | 505.9393 | 116.0455 | 198.9103 | 116.0455 | 306.4016 | 107.798 | 134.7456 | 77.4549 | 77.4549 | 107.798 | 353.7554 | 306.1992 | 193.3506 | 273.9046 | 134.3976 | 107.798 | 834.8165 | 220.6734 | 286.2946 | 640.9719 | 1158.6371 | 106.481 | 114.6964 | 215.5742 | 428.2499 | 114.6964 | 68.6475 | 166.0018 | 119.1212 | 112.8624 | 142.1065 | 68.2743 | 68.2743 | 110.8163 | 68.7501 | 218.0595 | 295.3227 | 133.0335 | 198.9103 | 127.8513 | 300.0397 | 210.8609 | 133.0335 | 127.8513 | 103.2975 | 359.7048 | 211.8709 | 55.5436 | 35.8505 | 442.2774 | 96.6324 | 349.1642 | 99.1601 | 425.1278 | 1111.469 | 50.8416 | 334.4362 | 359.7048 | 493.2319 | 99.1601 | 39.9803 | 321.1011 | 348.6931 | 234.6511 | 223.9476 | 0 | 102.6378 | 175.5752 | 670.3995 | 0 | 106.481 | 150.6159 | 241.5434 | 110.837 | 156.2 | 218.1804 | 101.911 | 0 | 0 | 0 | 0 | 0 | 0 | 0 | 0 | 92.635 | 0 | 181.8637 | 207.8312 | 322.4411 | 205.1358 | 0 | 214.4904 | 72.9148 | 54.0896 | 30.0709 | 1084.6585 | 46.4416 | 171.0988 | 67.3415 | 67.3415 | 136.4402 | 44.232 | 72.9148 | 46.4416 | 43.8422 | 43.8422 | 75.1074 | 0 | 0 | 0 | 0 | 44.232 | 44.232 | 44.232 | 67.8826 | 43.8422 | 143.677 | 0 | 0 | 33.6737 | 0 | 0 | 0 | 130.3769 | 50.8824 | 168.2439 | 65.5339 | 69.5644 | 33.6737 | 139.969 | 241.2894 | 42.6025 | 184.8601 | 167.5491 | 735.1509 | 137.9223 | 133.5044 | 169.7473 | 26.5528 | 31.6 | 31.6 | 26.5528 | 64.0487 | 102.9521 | 223.2379 | 2570.1905 | 193.6049 | 102.9521 | 96.5426 | 245.2551 | 143.0185 | 117.3181 | 121.3945 | 96.5426 | 223.5871 | 94.1838 | 50.8824 | 50.8824 | 194.6495 | 149.2155 | 0 | 0 | 0 | 31.6 | 31.6 | 39.0615 | 0 | 0 | 0 | 0 | 0 | 0 | 26.5528 | 50.8824 | 203.9949 | 31.6 | 41.3261 | 88.3923 | 0 | 0 | 0 | 0 | 0 | 0 | 0 | 0 | 0 | 0 | 0 | 0 | 0 | 0 | 0 | 0 | 0 | 0 | 0 | 0 | 0 | 0 | 0 | 0 | 0 | 0 | 0 | 0 | 0 | 0 | 0 | 0 | 0 | 0 | 0 | 0 | 0 | 0 | 0 | 0 | 0 | 0 | 0 | 0 | 0 | 0 | 0 | 0 | 0 | 0 | 0 | 0 | 0 | 0 | 0 | 0 | 0 | 0 | 0 | 0 | 0 | 0 | 0 | 0 | 0 | 0 | 0 | 0 | 0 | 0 | 0 | 0 | 0 | 0 | 0 | 0 | 0 | 0 | 0 | 0 | 0 | 0 | 0 | 0 | 0 | 0 | 0 | 0 | 0 | 0 | 0 | 0 | 0 | 0 | 0 | 0 | 0 | 0 | 0 | 0 | 0 | 0 | 0 | 0 | 0 | 0 | 0 | 0 | 0 | 2017-01-19 09:00
t0443 | 0 | 152.3397 | 452.5316 | 171.2564 | 51.4773 | 358.4403 | 51.4773 | 555.0883 | 88.9879 | 88.9879 | 2899.5648 | 97.6684 | 95.3238 | 398.1832 | 467.5537 | 66.7429 | 94.5407 | 436.1801 | 277.9671 | 390.2537 | 0 | 0 | 561.9937 | 43.9908 | 43.9908 | 43.9908 | 98.7309 | 193.8318 | 305.6248 | 201.6857 | 446.2611 | 114.9385 | 275.085 | 246.2995 | 330.6562 | 339.6588 | 161.8742 | 607.5322 | 430.4305 | 115.4011 | 241.1033 | 342.8914 | 129.7407 | 276.0171 | 562.533 | 129.7407 | 50.3177 | 346.2623 | 926.9157 | 185.4348 | 235.3774 | 119.0045 | 209.7204 | 50.3177 | 201.4 | 319.7099 | 114.4354 | 449.6342 | 44.9854 | 202.0167 | 44.9854 | 129.7407 | 193.8318 | 77.4268 | 562.533 | 0 | 0 | 0 | 0 | 0 | 0 | 0 | 0 | 194.2095 | 0 | 0 | 0 | 0 | 308.6658 | 344.7945 | 31.2758 | 40.8275 | 321.0754 | 183.6244 | 15.1842 | 102.2145 | 109.8307 | 340.237 | 185.4274 | 248.4594 | 128.465 | 31.2758 | 394.3301 | 54.6677 | 329.22 | 153.5399 | 184.9202 | 57.2534 | 108.8401 | 641.9174 | 29.6685 | 182.3975 | 190.6887 | 15.1842 | 15.1842 | 84.4164 | 139.0972 | 78.1696 | 156.2037 | 183.4578 | 131.2365 | 145.2503 | 977.8889 | 147.535 | 102.2145 | 91.0735 | 91.0735 | 40.2606 | 67.0147 | 977.8889 | 521.7644 | 166.5019 | 0 | 0 | 0 | 89.8754 | 109.8307 | 88.4018 | 445.141 | 108.8401 | 0 | 77.7841 | 67.0147 | 15.1842 | 88.4498 | 34.7606 | 0 | 0 | 0 | 104.6865 | 0 | 0 | 170.9033 | 0 | 39.5312 | 0 | 0 | 240.6214 | 92.7264 | 34.7606 | 35.4534 | 35.4534 | 84.5102 | 176.887 | 249.5008 | 166.3072 | 380.7881 | 214.2882 | 137.2878 | 311.1059 | 331.5953 | 195.7868 | 176.373 | 608.1151 | 218.242 | 242.1839 | 110.6309 | 102.5843 | 241.347 | 257.8432 | 94.3495 | 102.5843 | 102.5843 | 202.6328 | 110.6309 | 110.6309 | 110.6309 | 213.517 | 204.6519 | 219.8347 | 165.9482 | 165.9482 | 131.4763 | 248.516 | 532.0878 | 178.283 | 141.9589 | 972.5268 | 222.5546 | 141.9589 | 661.7747 | 1346.8804 | 186.094 | 754.895 | 496.7445 | 222.5546 | 139.4457 | 77.9912 | 273.6552 | 63.2425 | 63.2425 | 63.2425 | 206.6284 | 281.6822 | 97.8698 | 131.6419 | 264.9487 | 240.8637 | 133.3602 | 133.3602 | 156.9283 | 391.5299 | 63.2425 | 545.2575 | 259.97 | 439.9841 | 162.1127 | 135.2473 | 506.6329 | 115.6533 | 199.7628 | 115.6533 | 306.4032 | 107.4672 | 134.9923 | 77.4268 | 77.4268 | 107.4672 | 355.929 | 307.0187 | 193.225 | 273.3723 | 134.7506 | 107.4672 | 841.1947 | 220.2745 | 286.8291 | 642.2594 | 1168.0199 | 106.3024 | 114.5931 | 214.2619 | 427.5767 | 114.5931 | 68.2017 | 165.5397 | 119.1313 | 112.4951 | 141.2594 | 68.2069 | 68.2069 | 110.8627 | 68.4516 | 218.9812 | 295.6277 | 132.4611 | 199.7628 | 127.6399 | 300.0244 | 210.4769 | 132.4611 | 127.6399 | 102.4141 | 360.0611 | 211.9593 | 55.5098 | 35.4843 | 440.64 | 96.0568 | 347.7095 | 98.5584 | 423.014 | 1116.5372 | 50.4979 | 331.184 | 360.0611 | 492.9639 | 98.5584 | 39.5312 | 325.9582 | 347.1448 | 235.3609 | 224.9842 | 0 | 102.5843 | 174.7109 | 678.2419 | 0 | 106.3024 | 150.2601 | 241.347 | 111.0472 | 154.2743 | 217.4627 | 101.2671 | 0 | 0 | 0 | 0 | 0 | 0 | 0 | 0 | 92.7264 | 0 | 181.7322 | 209.1718 | 322.5846 | 205.3846 | 0 | 213.1758 | 72.102 | 53.7044 | 29.6685 | 1081.5474 | 46.2473 | 170.7465 | 66.6636 | 66.6636 | 134.8906 | 43.8799 | 72.102 | 46.2473 | 43.3671 | 43.3671 | 74.4321 | 0 | 0 | 0 | 0 | 43.8799 | 43.8799 | 43.8799 | 67.3755 | 43.3671 | 142.6783 | 0 | 0 | 33.6536 | 0 | 0 | 0 | 129.426 | 50.9489 | 167.5161 | 66.0022 | 69.1383 | 33.6536 | 139.7698 | 240.9185 | 42.2458 | 185.1478 | 167.206 | 737.007 | 137.4792 | 133.1164 | 169.1523 | 26.48 | 31.4963 | 31.4963 | 26.48 | 63.5774 | 102.5417 | 221.9818 | 2584.14 | 192.4097 | 102.5417 | 96.2778 | 245.7686 | 142.0007 | 116.0025 | 120.4431 | 96.2778 | 222.3202 | 94.1037 | 50.9489 | 50.9489 | 193.3079 | 148.8205 | 0 | 0 | 0 | 31.4963 | 31.4963 | 38.7686 | 0 | 0 | 0 | 0 | 0 | 0 | 26.48 | 50.9489 | 203.2314 | 31.4963 | 41.1651 | 87.4989 | 0 | 0 | 0 | 0 | 0 | 0 | 0 | 0 | 0 | 0 | 0 | 0 | 0 | 0 | 0 | 0 | 0 | 0 | 0 | 0 | 0 | 0 | 0 | 0 | 0 | 0 | 0 | 0 | 0 | 0 | 0 | 0 | 0 | 0 | 0 | 0 | 0 | 0 | 0 | 0 | 0 | 0 | 0 | 0 | 0 | 0 | 0 | 0 | 0 | 0 | 0 | 0 | 0 | 0 | 0 | 0 | 0 | 0 | 0 | 0 | 0 | 0 | 0 | 0 | 0 | 0 | 0 | 0 | 0 | 0 | 0 | 0 | 0 | 0 | 0 | 0 | 0 | 0 | 0 | 0 | 0 | 0 | 0 | 0 | 0 | 0 | 0 | 0 | 0 | 0 | 0 | 0 | 0 | 0 | 0 | 0 | 0 | 0 | 0 | 0 | 0 | 0 | 0 | 0 | 0 | 0 | 0 | 0 | 0 | 2017-01-19 10:00
t0444 | 0 | 149.6513 | 449.4509 | 167.6915 | 51.1826 | 356.3283 | 51.1826 | 529.3724 | 88.7812 | 88.7812 | 2896.0559 | 97.6932 | 93.3794 | 389.6785 | 456.8481 | 65.0056 | 93.2818 | 429.7099 | 274.376 | 378.7916 | 0 | 0 | 558.0456 | 43.2476 | 43.2476 | 43.2476 | 96.6468 | 190.2501 | 297.0834 | 202.3295 | 441.8851 | 113.8384 | 268.0949 | 239.583 | 324.7759 | 335.3706 | 158.2296 | 584.7312 | 420.8248 | 113.107 | 233.8322 | 337.9545 | 127.001 | 270.2555 | 554.0133 | 127.001 | 49.1091 | 339.5221 | 907.5595 | 180.5745 | 232.6344 | 117.2584 | 204.776 | 49.1091 | 197.2677 | 310.7997 | 111.819 | 444.9126 | 44.4371 | 196.3741 | 44.4371 | 127.001 | 190.2501 | 76.1252 | 554.0133 | 0 | 0 | 0 | 0 | 0 | 0 | 0 | 0 | 190.6113 | 0 | 0 | 0 | 0 | 303.4886 | 339.2115 | 30.6245 | 40.4286 | 319.9398 | 180.5833 | 15.0131 | 100.996 | 108.1348 | 336.4103 | 182.3769 | 244.0191 | 127.8418 | 30.6245 | 394.1711 | 53.9571 | 325.8402 | 151.6514 | 181.6641 | 56.4052 | 107.29 | 637.5662 | 29.4975 | 179.5324 | 188.7116 | 15.0131 | 15.0131 | 83.9212 | 136.4593 | 77.0984 | 154.1757 | 180.4541 | 131.9983 | 147.5464 | 983.9046 | 146.8667 | 100.996 | 89.5768 | 89.5768 | 39.7377 | 66.9967 | 983.9046 | 521.095 | 163.1672 | 0 | 0 | 0 | 88.2493 | 108.1348 | 86.9127 | 440.6609 | 107.29 | 0 | 76.4431 | 66.9967 | 15.0131 | 88.2732 | 34.6256 | 0 | 0 | 0 | 103.1529 | 0 | 0 | 168.8456 | 0 | 39.2045 | 0 | 0 | 236.8306 | 90.2707 | 34.6256 | 34.9477 | 34.9477 | 83.8094 | 175.3936 | 248.3202 | 164.2833 | 377.2229 | 210.5564 | 135.662 | 306.5322 | 330.8908 | 194.6314 | 174.1066 | 611.9411 | 215.1842 | 241.28 | 109.1382 | 101.124 | 239.436 | 256.0501 | 93.5914 | 101.124 | 101.124 | 202.4145 | 109.1382 | 109.1382 | 109.1382 | 212.2629 | 201.9373 | 219.1828 | 164.4988 | 164.4988 | 130.5154 | 249.0874 | 525.2713 | 174.5431 | 141.808 | 982.0076 | 220.2972 | 141.808 | 670.0916 | 1350.3133 | 185.4797 | 754.8971 | 492.5871 | 220.2972 | 138.7555 | 77.2369 | 272.341 | 62.2369 | 62.2369 | 62.2369 | 205.1849 | 282.5214 | 97.7185 | 127.6817 | 261.2602 | 236.1642 | 130.6161 | 130.6161 | 155.4537 | 380.7178 | 62.2369 | 543.0775 | 255.4984 | 432.6839 | 159.1108 | 132.9777 | 509.9562 | 114.2894 | 194.9844 | 114.2894 | 303.964 | 106.9849 | 133.2045 | 76.1252 | 76.1252 | 106.9849 | 347.1561 | 300.1542 | 191.8123 | 272.3061 | 132.0584 | 106.9849 | 818.4322 | 216.6881 | 286.8071 | 641.1339 | 1175.3777 | 104.5839 | 112.5366 | 213.601 | 424.0435 | 112.5366 | 67.2232 | 164.0037 | 116.8263 | 110.9426 | 140.2437 | 67.3085 | 67.3085 | 109.2716 | 67.9039 | 218.5436 | 292.181 | 130.8927 | 194.9844 | 126.3948 | 299.3374 | 206.8462 | 130.8927 | 126.3948 | 101.6012 | 360.7089 | 208.5985 | 54.0004 | 35.1061 | 434.1979 | 95.0475 | 345.8839 | 97.6731 | 415.8635 | 1104.9597 | 49.6859 | 327.3098 | 360.7089 | 492.1678 | 97.6731 | 39.2045 | 310.9844 | 345.0454 | 231.387 | 218.8375 | 0 | 101.124 | 171.7256 | 681.826 | 0 | 104.5839 | 148.7127 | 239.436 | 110.5842 | 153.3622 | 213.7853 | 100.6501 | 0 | 0 | 0 | 0 | 0 | 0 | 0 | 0 | 90.2707 | 0 | 178.3052 | 201.6157 | 322.2796 | 204.4594 | 0 | 212.0315 | 72.3719 | 53.2071 | 29.4975 | 1087.6727 | 45.5777 | 171.2706 | 66.507 | 66.507 | 135.6721 | 43.81 | 72.3719 | 45.5777 | 43.0033 | 43.0033 | 73.8431 | 0 | 0 | 0 | 0 | 43.81 | 43.81 | 43.81 | 66.8918 | 43.0033 | 141.5095 | 0 | 0 | 33.7253 | 0 | 0 | 0 | 128.7168 | 49.8888 | 166.8496 | 64.5543 | 68.5496 | 33.7253 | 137.0763 | 242.1174 | 41.7549 | 181.8629 | 165.7905 | 731.5136 | 135.64 | 131.3118 | 167.4364 | 26.1528 | 31.0434 | 31.0434 | 26.1528 | 63.47 | 101.8795 | 219.8802 | 2594.9132 | 193.0569 | 101.8795 | 95.5627 | 247.6931 | 141.8645 | 115.5562 | 120.4978 | 95.5627 | 222.4839 | 93.8788 | 49.8888 | 49.8888 | 191.905 | 149.102 | 0 | 0 | 0 | 31.0434 | 31.0434 | 38.6014 | 0 | 0 | 0 | 0 | 0 | 0 | 26.1528 | 49.8888 | 202.8174 | 31.0434 | 40.6844 | 87.0949 | 0 | 0 | 0 | 0 | 0 | 0 | 0 | 0 | 0 | 0 | 0 | 0 | 0 | 0 | 0 | 0 | 0 | 0 | 0 | 0 | 0 | 0 | 0 | 0 | 0 | 0 | 0 | 0 | 0 | 0 | 0 | 0 | 0 | 0 | 0 | 0 | 0 | 0 | 0 | 0 | 0 | 0 | 0 | 0 | 0 | 0 | 0 | 0 | 0 | 0 | 0 | 0 | 0 | 0 | 0 | 0 | 0 | 0 | 0 | 0 | 0 | 0 | 0 | 0 | 0 | 0 | 0 | 0 | 0 | 0 | 0 | 0 | 0 | 0 | 0 | 0 | 0 | 0 | 0 | 0 | 0 | 0 | 0 | 0 | 0 | 0 | 0 | 0 | 0 | 0 | 0 | 0 | 0 | 0 | 0 | 0 | 0 | 0 | 0 | 0 | 0 | 0 | 0 | 0 | 0 | 0 | 0 | 0 | 0 | 2017-01-19 11:00
t0445 | 0 | 147.2409 | 445.161 | 165.6887 | 51.0033 | 353.641 | 51.0033 | 515.3965 | 87.3122 | 87.3122 | 2820.1363 | 97.1079 | 92.6386 | 382.2531 | 451.0333 | 64.3497 | 92.5492 | 425.269 | 272.0272 | 372.799 | 0 | 0 | 551.5948 | 42.9268 | 42.9268 | 42.9268 | 95.3911 | 187.8768 | 292.2199 | 197.7522 | 434.8469 | 112.7611 | 264.2868 | 236.0668 | 321.6979 | 332.327 | 156.6351 | 570.6688 | 411.6132 | 111.8302 | 229.7683 | 333.3044 | 125.1705 | 266.449 | 538.9198 | 125.1705 | 48.7693 | 335.5156 | 894.9591 | 177.9543 | 229.3914 | 116.4084 | 202.0152 | 48.7693 | 195.2532 | 306.1734 | 110.6353 | 438.8671 | 44.2032 | 193.3467 | 44.2032 | 125.1705 | 187.8768 | 75.2571 | 538.9198 | 0 | 0 | 0 | 0 | 0 | 0 | 0 | 0 | 188.6566 | 0 | 0 | 0 | 0 | 299.7552 | 336.2904 | 30.4579 | 40.6325 | 317.9399 | 179.9611 | 14.9984 | 100.8527 | 108.2839 | 332.6834 | 180.3504 | 241.5371 | 127.6927 | 30.4579 | 389.823 | 53.9708 | 323.0528 | 151.4994 | 180.9079 | 56.3457 | 106.9827 | 631.7029 | 29.6567 | 178.6513 | 188.3556 | 14.9984 | 14.9984 | 83.6818 | 135.1141 | 76.8908 | 153.7846 | 178.7253 | 130.7304 | 145.6418 | 973.0881 | 147.3667 | 100.8527 | 89.3091 | 89.3091 | 39.6774 | 66.9566 | 973.0881 | 516.0644 | 162.5429 | 0 | 0 | 0 | 88.0158 | 108.2839 | 86.5422 | 438.3122 | 106.9827 | 0 | 76.1642 | 66.9566 | 14.9984 | 87.692 | 34.5411 | 0 | 0 | 0 | 102.3722 | 0 | 0 | 167.6369 | 0 | 39.3094 | 0 | 0 | 234.9602 | 89.1383 | 34.5411 | 34.7806 | 34.7806 | 84.2229 | 174.7253 | 246.8994 | 163.7162 | 371.8053 | 208.4014 | 134.588 | 304.1384 | 325.8599 | 193.6906 | 172.9774 | 598.6923 | 213.0656 | 240.5582 | 107.5304 | 99.9739 | 236.6999 | 255.47 | 93.1403 | 99.9739 | 99.9739 | 200.7347 | 107.5304 | 107.5304 | 107.5304 | 211.2252 | 199.4403 | 218.1534 | 163.7271 | 163.7271 | 129.7752 | 246.2879 | 519.6443 | 171.602 | 141.0714 | 956.0637 | 217.4449 | 141.0714 | 658.4263 | 1320.8669 | 185.1624 | 745.2125 | 487.6762 | 217.4449 | 137.382 | 76.796 | 272.2115 | 61.7972 | 61.7972 | 61.7972 | 204.7686 | 280.217 | 97.7341 | 126.0255 | 259.0976 | 233.5669 | 128.8746 | 128.8746 | 153.9326 | 376.0028 | 61.7972 | 538.4421 | 252.8234 | 428.2968 | 157.4841 | 132.1623 | 502.1533 | 113.4094 | 191.6353 | 113.4094 | 300.1591 | 106.0588 | 131.2604 | 75.2571 | 75.2571 | 106.0588 | 340.3433 | 295.6177 | 189.5703 | 269.5279 | 130.0502 | 106.0588 | 800.8523 | 214.6311 | 282.3562 | 631.1348 | 1147.1082 | 103.5719 | 111.344 | 212.5944 | 419.6387 | 111.344 | 67.0023 | 162.5787 | 115.4446 | 110.0859 | 139.6031 | 66.58 | 66.58 | 107.8918 | 67.4497 | 214.4997 | 288.197 | 130.0483 | 191.6353 | 125.1092 | 295.4961 | 204.901 | 130.0483 | 125.1092 | 101.4996 | 355.4833 | 205.9866 | 53.4429 | 35.1582 | 431.1352 | 94.6373 | 343.418 | 97.2545 | 413.719 | 1084.6112 | 49.5475 | 327.6055 | 355.4833 | 486.1506 | 97.2545 | 39.3094 | 301.5134 | 342.733 | 227.6968 | 215.0265 | 0 | 99.9739 | 170.831 | 662.2969 | 0 | 103.5719 | 147.3476 | 236.6999 | 108.8935 | 153.9712 | 212.1946 | 100.2305 | 0 | 0 | 0 | 0 | 0 | 0 | 0 | 0 | 89.1383 | 0 | 176.3846 | 197.7231 | 317.9025 | 201.5234 | 0 | 211.0814 | 72.4846 | 53.0562 | 29.6567 | 1077.1726 | 45.2855 | 169.465 | 66.5467 | 66.5467 | 135.8989 | 43.7089 | 72.4846 | 45.2855 | 43.0956 | 43.0956 | 73.8131 | 0 | 0 | 0 | 0 | 43.7089 | 43.7089 | 43.7089 | 66.7228 | 43.0956 | 141.0637 | 0 | 0 | 33.3067 | 0 | 0 | 0 | 128.3434 | 49.2215 | 165.6799 | 63.19 | 68.2588 | 33.3067 | 135.7336 | 239.3654 | 41.7154 | 179.3311 | 164.1765 | 719.8792 | 134.5809 | 130.2338 | 166.1548 | 25.9299 | 30.8061 | 30.8061 | 25.9299 | 63.2725 | 101.1377 | 218.8153 | 2541.8307 | 192.0745 | 101.1377 | 94.7141 | 243.6481 | 141.3689 | 115.8194 | 120.1802 | 94.7141 | 221.245 | 92.7744 | 49.2215 | 49.2215 | 191.2709 | 147.6588 | 0 | 0 | 0 | 30.8061 | 30.8061 | 38.4966 | 0 | 0 | 0 | 0 | 0 | 0 | 25.9299 | 49.2215 | 201.2082 | 30.8061 | 40.3991 | 87.1679 | 0 | 0 | 0 | 0 | 0 | 0 | 0 | 0 | 0 | 0 | 0 | 0 | 0 | 0 | 0 | 0 | 0 | 0 | 0 | 0 | 0 | 0 | 0 | 0 | 0 | 0 | 0 | 0 | 0 | 0 | 0 | 0 | 0 | 0 | 0 | 0 | 0 | 0 | 0 | 0 | 0 | 0 | 0 | 0 | 0 | 0 | 0 | 0 | 0 | 0 | 0 | 0 | 0 | 0 | 0 | 0 | 0 | 0 | 0 | 0 | 0 | 0 | 0 | 0 | 0 | 0 | 0 | 0 | 0 | 0 | 0 | 0 | 0 | 0 | 0 | 0 | 0 | 0 | 0 | 0 | 0 | 0 | 0 | 0 | 0 | 0 | 0 | 0 | 0 | 0 | 0 | 0 | 0 | 0 | 0 | 0 | 0 | 0 | 0 | 0 | 0 | 0 | 0 | 0 | 0 | 0 | 0 | 0 | 0 | 2017-01-19 12:00
t0446 | 0 | 148.25 | 436.497 | 168.8895 | 50.0944 | 346.3911 | 50.0944 | 560.0459 | 84.0086 | 84.0086 | 2682.1398 | 93.5504 | 94.591 | 388.2068 | 462.2541 | 66.6733 | 92.5989 | 426.561 | 271.7141 | 388.4277 | 0 | 0 | 540.3286 | 43.409 | 43.409 | 43.409 | 97.2415 | 190.1407 | 303.1032 | 186.1823 | 427.9497 | 111.4657 | 272.5455 | 244.6721 | 325.6473 | 331.5309 | 160.6625 | 605.3958 | 418.3141 | 113.7371 | 239.6847 | 333.0202 | 127.4681 | 271.2147 | 533.9834 | 127.4681 | 50.3528 | 340.7007 | 911.1231 | 183.8997 | 227.3355 | 116.9809 | 207.3343 | 50.3528 | 199.1064 | 317.8376 | 113.552 | 433.5916 | 44.1705 | 200.6733 | 44.1705 | 127.4681 | 190.1407 | 75.8578 | 533.9834 | 0 | 0 | 0 | 0 | 0 | 0 | 0 | 0 | 191.2725 | 0 | 0 | 0 | 0 | 301.9101 | 339.0796 | 31.194 | 40.6398 | 309.6208 | 182.345 | 14.9967 | 100.9954 | 109.7579 | 330.0501 | 181.6407 | 244.4381 | 125.334 | 31.194 | 374.6871 | 54.2818 | 320.214 | 151.9259 | 183.7567 | 56.9088 | 107.7305 | 619.5281 | 29.3349 | 180.3809 | 187.7199 | 14.9967 | 14.9967 | 82.2663 | 137.2007 | 77.3188 | 154.3407 | 180.1704 | 123.5307 | 133.1948 | 917.4462 | 145.0325 | 100.9954 | 90.4897 | 90.4897 | 39.8519 | 64.8884 | 917.4462 | 497.8795 | 166.287 | 0 | 0 | 0 | 89.6245 | 109.7579 | 87.7068 | 435.2966 | 107.7305 | 0 | 77.3115 | 64.8884 | 14.9967 | 84.9931 | 33.7745 | 0 | 0 | 0 | 102.8438 | 0 | 0 | 167.199 | 0 | 39.0786 | 0 | 0 | 236.7367 | 92.3173 | 33.7745 | 34.9754 | 34.9754 | 83.8794 | 172.9187 | 241.3772 | 163.8124 | 365.8892 | 210.6164 | 134.0817 | 305.53 | 313.7003 | 190.1352 | 173.018 | 558.9084 | 213.284 | 235.0129 | 107.075 | 100.0245 | 232.4954 | 252.0524 | 91.9968 | 100.0245 | 100.0245 | 193.7623 | 107.075 | 107.075 | 107.075 | 207.3221 | 198.8273 | 212.3609 | 162.059 | 162.059 | 127.8275 | 234.8095 | 518.0256 | 174.3666 | 136.5146 | 879.352 | 214.7149 | 136.5146 | 605.5021 | 1246.894 | 180.8549 | 714.3414 | 480.2007 | 214.7149 | 133.9423 | 76.1587 | 267.2919 | 62.3295 | 62.3295 | 62.3295 | 202.0853 | 267.3246 | 95.1226 | 131.8386 | 259.6063 | 237.3485 | 131.1394 | 131.1394 | 152.0487 | 390.7263 | 62.3295 | 524.0857 | 255.3076 | 431.8526 | 159.6666 | 133.7312 | 471.0766 | 112.9852 | 196.3507 | 112.9852 | 294.6073 | 103.3683 | 130.6231 | 75.8578 | 75.8578 | 103.3683 | 348.8346 | 301.9752 | 185.8345 | 261.9105 | 131.9228 | 103.3683 | 825.5231 | 216.324 | 270.1063 | 606.7165 | 1068.5302 | 104.3395 | 112.6699 | 207.0184 | 412.9418 | 112.6699 | 67.4696 | 160.6724 | 117.1865 | 110.3102 | 137.5804 | 66.4366 | 66.4366 | 107.8792 | 66.5172 | 205.845 | 285.6872 | 129.7044 | 196.3507 | 123.6692 | 285.1728 | 207.1089 | 129.7044 | 123.6692 | 100.5236 | 338.4747 | 206.8819 | 55.5483 | 35.1587 | 433.2533 | 94.1798 | 335.8624 | 96.3632 | 419.0805 | 1067.0521 | 50.1591 | 328.4362 | 338.4747 | 468.4733 | 96.3632 | 39.0786 | 326.4162 | 336.0835 | 228.7747 | 222.4655 | 0 | 100.0245 | 173.129 | 616.2513 | 0 | 104.3395 | 145.9948 | 232.4954 | 105.4576 | 152.1975 | 214.5848 | 98.4968 | 0 | 0 | 0 | 0 | 0 | 0 | 0 | 0 | 92.3173 | 0 | 178.9322 | 209.5687 | 305.3925 | 195.5075 | 0 | 206.9454 | 69.5615 | 52.6709 | 29.3349 | 1018.231 | 45.5113 | 161.2972 | 64.941 | 64.941 | 129.6623 | 42.4618 | 69.5615 | 45.5113 | 42.8403 | 42.8403 | 73.1321 | 0 | 0 | 0 | 0 | 42.4618 | 42.4618 | 42.4618 | 65.859 | 42.8403 | 139.576 | 0 | 0 | 31.7384 | 0 | 0 | 0 | 126.0273 | 50.1186 | 161.453 | 64.1836 | 67.5441 | 31.7384 | 137.958 | 226.3899 | 41.7534 | 180.9085 | 161.7351 | 703.5898 | 134.6816 | 130.3589 | 164.752 | 25.8588 | 30.9223 | 30.9223 | 25.8588 | 61.4442 | 99.2476 | 217.0183 | 2390.6821 | 183.5078 | 99.2476 | 93.0878 | 227.4948 | 136.952 | 113.6626 | 116.0317 | 93.0878 | 212.9157 | 89.639 | 50.1186 | 50.1186 | 188.7232 | 141.1334 | 0 | 0 | 0 | 30.9223 | 30.9223 | 37.6803 | 0 | 0 | 0 | 0 | 0 | 0 | 25.8588 | 50.1186 | 194.8227 | 30.9223 | 40.256 | 85.636 | 0 | 0 | 0 | 0 | 0 | 0 | 0 | 0 | 0 | 0 | 0 | 0 | 0 | 0 | 0 | 0 | 0 | 0 | 0 | 0 | 0 | 0 | 0 | 0 | 0 | 0 | 0 | 0 | 0 | 0 | 0 | 0 | 0 | 0 | 0 | 0 | 0 | 0 | 0 | 0 | 0 | 0 | 0 | 0 | 0 | 0 | 0 | 0 | 0 | 0 | 0 | 0 | 0 | 0 | 0 | 0 | 0 | 0 | 0 | 0 | 0 | 0 | 0 | 0 | 0 | 0 | 0 | 0 | 0 | 0 | 0 | 0 | 0 | 0 | 0 | 0 | 0 | 0 | 0 | 0 | 0 | 0 | 0 | 0 | 0 | 0 | 0 | 0 | 0 | 0 | 0 | 0 | 0 | 0 | 0 | 0 | 0 | 0 | 0 | 0 | 0 | 0 | 0 | 0 | 0 | 0 | 0 | 0 | 0 | 2017-01-19 13:00
t0447 | 0 | 150.9611 | 429.4191 | 172.723 | 48.8778 | 339.3227 | 48.8778 | 615.4597 | 82.1304 | 82.1304 | 2636.9528 | 89.9498 | 96.2977 | 400.0777 | 475.5286 | 68.9562 | 92.5642 | 429.027 | 271.4966 | 407.0068 | 0 | 0 | 532.8274 | 43.7811 | 43.7811 | 43.7811 | 99.6136 | 193.404 | 316.6798 | 180.141 | 426.853 | 110.4758 | 282.4732 | 254.8334 | 329.7803 | 331.158 | 164.736 | 651.2002 | 433.2364 | 115.9784 | 251.9654 | 335.5783 | 130.7445 | 277.9361 | 545.737 | 130.7445 | 51.6789 | 347.209 | 933.5565 | 191.0204 | 227.4709 | 117.2908 | 213.7877 | 51.6789 | 203.1643 | 331.5758 | 116.5834 | 432.385 | 43.9236 | 209.4766 | 43.9236 | 130.7445 | 193.404 | 76.7592 | 545.737 | 0 | 0 | 0 | 0 | 0 | 0 | 0 | 0 | 194.1997 | 0 | 0 | 0 | 0 | 305.7099 | 341.725 | 31.722 | 39.8004 | 300.9869 | 183.1191 | 14.8217 | 100.0277 | 109.452 | 329.0566 | 183.5821 | 247.7467 | 121.7503 | 31.722 | 362.539 | 53.8377 | 317.7101 | 150.5673 | 185.1476 | 56.7759 | 107.4854 | 609.2471 | 28.4091 | 180.9767 | 185.2284 | 14.8217 | 14.8217 | 80.2548 | 139.4064 | 77.0229 | 153.4388 | 181.8147 | 117.2325 | 122.9139 | 870.8292 | 140.2123 | 100.0277 | 90.8082 | 90.8082 | 39.5849 | 62.1947 | 870.8292 | 482.3622 | 168.5287 | 0 | 0 | 0 | 90.2964 | 109.452 | 88.2055 | 430.4481 | 107.4854 | 0 | 77.7888 | 62.1947 | 14.8217 | 82.2898 | 32.7563 | 0 | 0 | 0 | 103.1386 | 0 | 0 | 166.4739 | 0 | 38.1928 | 0 | 0 | 238.1655 | 95.7889 | 32.7563 | 34.9557 | 34.9557 | 81.8278 | 170.0229 | 235.3211 | 162.6342 | 364.0084 | 213.23 | 133.5187 | 306.5118 | 306.1479 | 185.822 | 172.5353 | 535.3555 | 213.9653 | 227.9403 | 107.7355 | 100.5377 | 229.7998 | 246.5004 | 90.4352 | 100.5377 | 100.5377 | 187.3909 | 107.7355 | 107.7355 | 107.7355 | 202.613 | 199.5148 | 205.8309 | 159.5925 | 159.5925 | 125.5019 | 225.4738 | 518.4413 | 179.1738 | 131.664 | 837.1434 | 213.7909 | 131.664 | 566.7794 | 1207.8094 | 175.0076 | 691.4759 | 474.6054 | 213.7909 | 131.138 | 75.2555 | 259.4601 | 62.6838 | 62.6838 | 62.6838 | 197.6108 | 255.4962 | 91.4466 | 138.0307 | 260.0174 | 241.7395 | 134.2001 | 134.2001 | 150.6703 | 406.4695 | 62.6838 | 511.1464 | 258.3877 | 436.2538 | 162.1014 | 134.6874 | 448.2989 | 112.4744 | 203.2989 | 112.4744 | 291.5062 | 100.9644 | 131.3271 | 76.7592 | 76.7592 | 100.9644 | 362.6151 | 310.8886 | 183.4189 | 255.748 | 135.0233 | 100.9644 | 864.6031 | 218.2302 | 262.1457 | 591.6939 | 1025.7154 | 105.2444 | 114.2595 | 200.7225 | 408.1631 | 114.2595 | 67.359 | 159.0123 | 119.3925 | 110.3964 | 134.9046 | 66.5596 | 66.5596 | 108.586 | 65.4883 | 201.412 | 285.7843 | 128.994 | 203.2989 | 122.7077 | 277.8513 | 209.4381 | 128.994 | 122.7077 | 98.4661 | 326.4272 | 209.0323 | 57.6236 | 34.6191 | 434.2671 | 93.1593 | 328.3082 | 94.927 | 421.8539 | 1068.3035 | 50.2809 | 324.4515 | 326.4272 | 455.3306 | 94.927 | 38.1928 | 359.7248 | 329.1252 | 232.471 | 232.2966 | 0 | 100.5377 | 174.3647 | 595.8639 | 0 | 105.2444 | 144.9448 | 229.7998 | 103.519 | 147.6321 | 216.4376 | 96.2576 | 0 | 0 | 0 | 0 | 0 | 0 | 0 | 0 | 95.7889 | 0 | 181.9052 | 223.7578 | 296.6167 | 191.9337 | 0 | 201.8915 | 65.7827 | 51.8598 | 28.4091 | 966.7649 | 45.5755 | 154.4421 | 62.55 | 62.55 | 121.8659 | 40.9125 | 65.7827 | 45.5755 | 41.9021 | 41.9021 | 71.5943 | 0 | 0 | 0 | 0 | 40.9125 | 40.9125 | 40.9125 | 64.4622 | 41.9021 | 137.067 | 0 | 0 | 30.5231 | 0 | 0 | 0 | 122.8198 | 51.3199 | 157.2488 | 66.3656 | 66.4505 | 30.5231 | 140.277 | 215.7105 | 41.3034 | 183.9039 | 159.8593 | 697.3195 | 134.6475 | 130.4328 | 163.2816 | 25.799 | 30.9911 | 30.9911 | 25.799 | 59.2597 | 97.3515 | 214.1667 | 2301.9428 | 174.7245 | 97.3515 | 91.6801 | 215.8656 | 131.8531 | 109.7812 | 111.179 | 91.6801 | 204.3624 | 87.2796 | 51.3199 | 51.3199 | 184.8845 | 135.4972 | 0 | 0 | 0 | 30.9911 | 30.9911 | 36.5967 | 0 | 0 | 0 | 0 | 0 | 0 | 25.799 | 51.3199 | 188.8699 | 30.9911 | 40.0377 | 82.9909 | 0 | 0 | 0 | 0 | 0 | 0 | 0 | 0 | 0 | 0 | 0 | 0 | 0 | 0 | 0 | 0 | 0 | 0 | 0 | 0 | 0 | 0 | 0 | 0 | 0 | 0 | 0 | 0 | 0 | 0 | 0 | 0 | 0 | 0 | 0 | 0 | 0 | 0 | 0 | 0 | 0 | 0 | 0 | 0 | 0 | 0 | 0 | 0 | 0 | 0 | 0 | 0 | 0 | 0 | 0 | 0 | 0 | 0 | 0 | 0 | 0 | 0 | 0 | 0 | 0 | 0 | 0 | 0 | 0 | 0 | 0 | 0 | 0 | 0 | 0 | 0 | 0 | 0 | 0 | 0 | 0 | 0 | 0 | 0 | 0 | 0 | 0 | 0 | 0 | 0 | 0 | 0 | 0 | 0 | 0 | 0 | 0 | 0 | 0 | 0 | 0 | 0 | 0 | 0 | 0 | 0 | 0 | 0 | 0 | 2017-01-19 14:00
t0448 | 0 | 150.4877 | 428.0443 | 171.1469 | 48.4414 | 337.7091 | 48.4414 | 609.4457 | 82.7352 | 82.7352 | 2687.0919 | 89.7215 | 95.0645 | 399.0956 | 470.9931 | 68.0062 | 91.7411 | 425.9096 | 269.3407 | 402.8605 | 0 | 0 | 532.1876 | 43.2832 | 43.2832 | 43.2832 | 98.7901 | 192.0005 | 313.8672 | 183.4473 | 427.5455 | 109.9233 | 279.7825 | 252.2574 | 326.5381 | 328.7601 | 162.7776 | 646.5754 | 433.1306 | 114.9074 | 249.6573 | 334.3948 | 129.8451 | 275.9737 | 551.1254 | 129.8451 | 50.8664 | 344.2595 | 926.7766 | 189.1714 | 227.0983 | 116.0844 | 211.8228 | 50.8664 | 201.0005 | 328.1799 | 115.2324 | 431.8326 | 43.446 | 207.4292 | 43.446 | 129.8451 | 192.0005 | 76.1949 | 551.1254 | 0 | 0 | 0 | 0 | 0 | 0 | 0 | 0 | 192.3577 | 0 | 0 | 0 | 0 | 303.7445 | 338.3806 | 31.2317 | 39.0034 | 299.5822 | 180.3491 | 14.6036 | 98.5646 | 107.3395 | 327.6249 | 182.2174 | 245.4692 | 120.4254 | 31.2317 | 363.4779 | 52.9279 | 315.6871 | 148.2702 | 182.3733 | 55.8357 | 105.9327 | 607.0828 | 27.8903 | 178.5859 | 182.7666 | 14.6036 | 14.6036 | 79.4764 | 137.995 | 75.9197 | 151.2778 | 180.1927 | 117.8524 | 124.9821 | 877.0426 | 138.0375 | 98.5646 | 89.3997 | 89.3997 | 38.9867 | 61.6498 | 877.0426 | 482.5946 | 165.7314 | 0 | 0 | 0 | 88.7858 | 107.3395 | 86.929 | 426.3242 | 105.9327 | 0 | 76.5992 | 61.6498 | 14.6036 | 82.0154 | 32.4629 | 0 | 0 | 0 | 102.1124 | 0 | 0 | 164.9995 | 0 | 37.5508 | 0 | 0 | 235.7242 | 94.6686 | 32.4629 | 34.5176 | 34.5176 | 80.2618 | 168.2873 | 233.9149 | 160.5679 | 364.1035 | 211.3391 | 132.4553 | 303.5272 | 307.9908 | 184.4042 | 170.8079 | 545.8959 | 212.4084 | 226.0532 | 107.5229 | 99.9488 | 229.3608 | 243.8008 | 89.6286 | 99.9488 | 99.9488 | 187.228 | 107.5229 | 107.5229 | 107.5229 | 201.0822 | 198.665 | 204.5992 | 158.0822 | 158.0822 | 124.5487 | 226.5291 | 515.4979 | 178.3852 | 131.1039 | 860.8508 | 213.4231 | 131.1039 | 577.949 | 1228.2301 | 173.3646 | 694.8394 | 472.8353 | 213.4231 | 130.9224 | 74.5813 | 256.4548 | 61.9839 | 61.9839 | 61.9839 | 195.3941 | 255.9251 | 90.5003 | 136.2048 | 257.7256 | 239.4884 | 133.1766 | 133.1766 | 149.9835 | 401.405 | 61.9839 | 509.8683 | 256.1887 | 432.5504 | 160.5599 | 132.9922 | 453.876 | 111.557 | 202.1166 | 111.557 | 291.2776 | 100.6936 | 131.0699 | 76.1949 | 76.1949 | 100.6936 | 361.212 | 308.7393 | 183.1901 | 255.5846 | 134.2901 | 100.6936 | 861.5702 | 216.2756 | 264.1934 | 595.6656 | 1048.8328 | 104.3283 | 113.2526 | 199.51 | 406.8472 | 113.2526 | 66.4105 | 158.1171 | 118.3895 | 109.369 | 133.7334 | 66.1748 | 66.1748 | 108.0809 | 65.0335 | 203.3786 | 285.2248 | 127.7733 | 202.1166 | 122.1707 | 278.7671 | 207.4273 | 127.7733 | 122.1707 | 97.2025 | 329.0361 | 207.8483 | 56.8069 | 34.0346 | 429.7283 | 92.1457 | 326.7339 | 93.9748 | 416.108 | 1072.4408 | 49.5006 | 318.9829 | 329.0361 | 456.736 | 93.9748 | 37.5508 | 357.5536 | 327.2352 | 231.8134 | 230.5453 | 0 | 99.9488 | 171.9814 | 612.0368 | 0 | 104.3283 | 144.1131 | 229.3608 | 104.0056 | 145.1423 | 213.979 | 95.4446 | 0 | 0 | 0 | 0 | 0 | 0 | 0 | 0 | 94.6686 | 0 | 180.2385 | 221.3782 | 298.1127 | 192.5985 | 0 | 200.3407 | 65.2119 | 51.2537 | 27.8903 | 971.8335 | 45.0734 | 155.1264 | 61.8438 | 61.8438 | 120.948 | 40.5969 | 65.2119 | 45.0734 | 41.2178 | 41.2178 | 70.6325 | 0 | 0 | 0 | 0 | 40.5969 | 40.5969 | 40.5969 | 63.7655 | 41.2178 | 135.5939 | 0 | 0 | 30.7027 | 0 | 0 | 0 | 121.6629 | 50.9237 | 156.5996 | 66.3154 | 65.7993 | 30.7027 | 138.8239 | 217.1597 | 40.6863 | 182.914 | 159.2142 | 699.5156 | 133.4393 | 129.3018 | 162.1017 | 25.6016 | 30.6899 | 30.6899 | 25.6016 | 58.8505 | 96.8277 | 212.0817 | 2340.17 | 174.4609 | 96.8277 | 91.2866 | 219.0226 | 131.0567 | 108.2507 | 110.5013 | 91.2866 | 203.8122 | 87.4592 | 50.9237 | 50.9237 | 183.0277 | 135.8557 | 0 | 0 | 0 | 30.6899 | 30.6899 | 36.2702 | 0 | 0 | 0 | 0 | 0 | 0 | 25.6016 | 50.9237 | 188.5126 | 30.6899 | 39.6856 | 81.9234 | 0 | 0 | 0 | 0 | 0 | 0 | 0 | 0 | 0 | 0 | 0 | 0 | 0 | 0 | 0 | 0 | 0 | 0 | 0 | 0 | 0 | 0 | 0 | 0 | 0 | 0 | 0 | 0 | 0 | 0 | 0 | 0 | 0 | 0 | 0 | 0 | 0 | 0 | 0 | 0 | 0 | 0 | 0 | 0 | 0 | 0 | 0 | 0 | 0 | 0 | 0 | 0 | 0 | 0 | 0 | 0 | 0 | 0 | 0 | 0 | 0 | 0 | 0 | 0 | 0 | 0 | 0 | 0 | 0 | 0 | 0 | 0 | 0 | 0 | 0 | 0 | 0 | 0 | 0 | 0 | 0 | 0 | 0 | 0 | 0 | 0 | 0 | 0 | 0 | 0 | 0 | 0 | 0 | 0 | 0 | 0 | 0 | 0 | 0 | 0 | 0 | 0 | 0 | 0 | 0 | 0 | 0 | 0 | 0 | 2017-01-19 15:00
t0449 | 0 | 157.9687 | 447.493 | 179.1139 | 50.4202 | 352.5489 | 50.4202 | 642.6898 | 86.9627 | 86.9627 | 2844.9288 | 93.5752 | 99.22 | 419.6757 | 493.1316 | 71.0676 | 95.7689 | 445.36 | 281.3107 | 422.5192 | 0 | 0 | 557.1796 | 45.1643 | 45.1643 | 45.1643 | 103.4611 | 201.0335 | 329.3278 | 193.7892 | 448.9633 | 114.8976 | 293.1858 | 264.399 | 341.2055 | 343.5 | 170.1274 | 681.3239 | 456.301 | 120.2079 | 262.0934 | 350.5129 | 136.1154 | 289.2399 | 583.0892 | 136.1154 | 53.0474 | 360.2724 | 971.1945 | 198.2658 | 238.1113 | 121.1238 | 221.8841 | 53.0474 | 210.1121 | 344.012 | 120.4751 | 452.6897 | 45.2716 | 217.5111 | 45.2716 | 136.1154 | 201.0335 | 79.727 | 583.0892 | 0 | 0 | 0 | 0 | 0 | 0 | 0 | 0 | 201.0999 | 0 | 0 | 0 | 0 | 318.0232 | 353.3887 | 32.541 | 40.3422 | 312.4733 | 187.668 | 15.1708 | 102.425 | 111.3187 | 342.8219 | 190.6287 | 256.6174 | 125.1299 | 32.541 | 380.5252 | 54.9345 | 329.7484 | 154.0307 | 189.8653 | 58.0055 | 110.1911 | 634.506 | 28.8388 | 186.0271 | 189.9927 | 15.1708 | 15.1708 | 82.683 | 144.2246 | 78.9629 | 157.3259 | 188.3105 | 123.2829 | 131.1601 | 918.463 | 142.9426 | 102.425 | 92.9982 | 92.9982 | 40.516 | 64.0342 | 918.463 | 504.6852 | 172.4911 | 0 | 0 | 0 | 92.335 | 111.3187 | 90.5079 | 444.2849 | 110.1911 | 0 | 79.718 | 64.0342 | 15.1708 | 85.57 | 33.7635 | 0 | 0 | 0 | 106.5693 | 0 | 0 | 172.1661 | 0 | 38.9066 | 0 | 0 | 246.0605 | 99.0895 | 33.7635 | 35.9539 | 35.9539 | 83.022 | 175.191 | 243.8757 | 167.0989 | 381.9256 | 220.9511 | 138.284 | 316.8283 | 323.4104 | 192.1245 | 178.1369 | 576.4158 | 222.04 | 235.2075 | 112.7882 | 104.5922 | 240.0982 | 253.5231 | 93.3749 | 104.5922 | 104.5922 | 195.601 | 112.7882 | 112.7882 | 112.7882 | 209.5094 | 208.0494 | 213.1594 | 164.6716 | 164.6716 | 129.8378 | 237.2239 | 539.2308 | 187.3097 | 136.6473 | 912.679 | 223.6334 | 136.6473 | 608.5774 | 1296.5935 | 180.2141 | 728.4281 | 494.4385 | 223.6334 | 136.9177 | 77.7455 | 266.3367 | 64.6639 | 64.6639 | 64.6639 | 203.1506 | 267.3852 | 93.9455 | 142.5817 | 269.1156 | 250.4898 | 139.5094 | 139.5094 | 156.8082 | 420.0843 | 64.6639 | 532.7015 | 267.8865 | 452.2088 | 167.8534 | 138.6483 | 476.9164 | 116.4483 | 212.2362 | 116.4483 | 305.1535 | 105.2102 | 137.4771 | 79.727 | 79.727 | 105.2102 | 379.8971 | 323.7795 | 191.8081 | 267.3611 | 140.8599 | 105.2102 | 907.0906 | 226.006 | 277.5233 | 625.6852 | 1109.5173 | 109.0366 | 118.4305 | 207.8592 | 425.5661 | 118.4305 | 69.1007 | 165.1822 | 123.8992 | 114.1582 | 139.3006 | 69.2257 | 69.2257 | 113.201 | 67.8441 | 214.0857 | 298.9918 | 133.2566 | 212.2362 | 127.7633 | 292.2053 | 216.738 | 133.2566 | 127.7633 | 100.9837 | 345.4119 | 217.662 | 59.3708 | 35.2941 | 448.3227 | 95.9565 | 340.9957 | 97.8626 | 433.5089 | 1128.1189 | 51.4861 | 330.9244 | 345.4119 | 478.5549 | 97.8626 | 38.9066 | 377.9829 | 341.4024 | 243.322 | 242.0762 | 0 | 104.5922 | 179.1791 | 649.6481 | 0 | 109.0366 | 150.5995 | 240.0982 | 109.2049 | 150.2376 | 223.282 | 99.3915 | 0 | 0 | 0 | 0 | 0 | 0 | 0 | 0 | 99.0895 | 0 | 188.4941 | 232.607 | 312.6826 | 202.0844 | 0 | 208.6767 | 67.6236 | 53.3178 | 28.8388 | 1016.6461 | 47.0027 | 162.3701 | 64.1765 | 64.1765 | 125.4102 | 42.2209 | 67.6236 | 47.0027 | 42.7225 | 42.7225 | 73.3482 | 0 | 0 | 0 | 0 | 42.2209 | 42.2209 | 42.2209 | 66.3208 | 42.7225 | 141.0894 | 0 | 0 | 32.1807 | 0 | 0 | 0 | 126.577 | 53.3461 | 163.4279 | 69.8296 | 68.52 | 32.1807 | 145.0829 | 227.467 | 42.2656 | 191.7174 | 166.4596 | 734.6574 | 139.2931 | 135.0115 | 169.2133 | 26.7392 | 32.0314 | 32.0314 | 26.7392 | 61.2418 | 101.0612 | 220.9423 | 2468.2598 | 181.8458 | 101.0612 | 95.3857 | 230.3469 | 136.4231 | 112.1915 | 114.9545 | 95.3857 | 212.5011 | 91.6019 | 53.3461 | 53.3461 | 190.4704 | 142.0977 | 0 | 0 | 0 | 32.0314 | 32.0314 | 37.7309 | 0 | 0 | 0 | 0 | 0 | 0 | 26.7392 | 53.3461 | 196.8817 | 32.0314 | 41.4054 | 84.9971 | 0 | 0 | 0 | 0 | 0 | 0 | 0 | 0 | 0 | 0 | 0 | 0 | 0 | 0 | 0 | 0 | 0 | 0 | 0 | 0 | 0 | 0 | 0 | 0 | 0 | 0 | 0 | 0 | 0 | 0 | 0 | 0 | 0 | 0 | 0 | 0 | 0 | 0 | 0 | 0 | 0 | 0 | 0 | 0 | 0 | 0 | 0 | 0 | 0 | 0 | 0 | 0 | 0 | 0 | 0 | 0 | 0 | 0 | 0 | 0 | 0 | 0 | 0 | 0 | 0 | 0 | 0 | 0 | 0 | 0 | 0 | 0 | 0 | 0 | 0 | 0 | 0 | 0 | 0 | 0 | 0 | 0 | 0 | 0 | 0 | 0 | 0 | 0 | 0 | 0 | 0 | 0 | 0 | 0 | 0 | 0 | 0 | 0 | 0 | 0 | 0 | 0 | 0 | 0 | 0 | 0 | 0 | 0 | 0 | 2017-01-19 16:00
t0450 | 0 | 157.0469 | 454.4503 | 178.2959 | 51.6697 | 359.3618 | 51.6697 | 613.0582 | 88.0372 | 88.0372 | 2848.5841 | 96.3607 | 99.2853 | 414.0167 | 489.2555 | 70.4747 | 96.6661 | 447.342 | 283.8399 | 414.7178 | 0 | 0 | 564.2529 | 45.412 | 45.412 | 45.412 | 102.8264 | 200.535 | 323.5425 | 196.0303 | 450.6278 | 116.2867 | 289.5608 | 260.4516 | 341.863 | 346.4956 | 169.3897 | 657.0707 | 448.1798 | 119.8824 | 256.5828 | 350.7958 | 135.0526 | 287.1727 | 573.6248 | 135.0526 | 52.9207 | 359.2522 | 964.4727 | 195.5714 | 239.0417 | 122.144 | 219.7769 | 52.9207 | 209.6541 | 338.5722 | 119.833 | 455.2976 | 45.906 | 213.927 | 45.906 | 135.0526 | 200.535 | 79.7886 | 573.6248 | 0 | 0 | 0 | 0 | 0 | 0 | 0 | 0 | 201.122 | 0 | 0 | 0 | 0 | 317.9396 | 355.1179 | 32.6423 | 41.5647 | 320.0264 | 189.6813 | 15.4832 | 104.3893 | 113.3322 | 345.5488 | 190.925 | 256.8711 | 128.7632 | 32.6423 | 388.9486 | 56.026 | 333.8192 | 156.9891 | 191.4895 | 58.9266 | 111.7748 | 644.6778 | 29.8883 | 187.8883 | 193.9124 | 15.4832 | 15.4832 | 84.7861 | 144.2341 | 80.1689 | 159.9053 | 188.9695 | 127.3217 | 136.7989 | 947.2526 | 148.0199 | 104.3893 | 94.0627 | 94.0627 | 41.2315 | 66.3576 | 947.2526 | 516.1726 | 173.5255 | 0 | 0 | 0 | 93.2394 | 113.3322 | 91.3567 | 451.6901 | 111.7748 | 0 | 80.4861 | 66.3576 | 15.4832 | 87.7815 | 34.7327 | 0 | 0 | 0 | 107.4283 | 0 | 0 | 174.204 | 0 | 40.0475 | 0 | 0 | 247.6096 | 97.935 | 34.7327 | 36.3843 | 36.3843 | 85.6965 | 178.8231 | 249.5434 | 169.8228 | 384.296 | 221.2732 | 139.8248 | 319.2681 | 328.0542 | 196.5077 | 180.212 | 586.2047 | 223.3846 | 241.8375 | 112.8681 | 105.0013 | 242.9118 | 259.7897 | 95.2406 | 105.0013 | 105.0013 | 200.4591 | 112.8681 | 112.8681 | 112.8681 | 214.2823 | 208.8565 | 218.915 | 167.8367 | 167.8367 | 132.4154 | 243.2902 | 542.7184 | 185.3437 | 140.6081 | 926.5069 | 225.1994 | 140.6081 | 627.8457 | 1311.8987 | 185.7072 | 743.2186 | 500.8599 | 225.1994 | 139.3177 | 79.0439 | 274.33 | 65.125 | 65.125 | 65.125 | 208.2256 | 275.5931 | 97.2771 | 140.2942 | 271.2932 | 250.0056 | 138.6827 | 138.6827 | 158.6752 | 414.744 | 65.125 | 543.6551 | 268.2698 | 453.3661 | 167.8801 | 139.6444 | 489.3169 | 117.7846 | 209.2372 | 117.7846 | 308.2918 | 107.2882 | 137.6385 | 79.7886 | 79.7886 | 107.2882 | 373.1671 | 320.534 | 194.1412 | 272.3137 | 139.8111 | 107.2882 | 886.8074 | 226.8459 | 282.143 | 634.6544 | 1124.7738 | 109.4327 | 118.4766 | 213.4331 | 430.9255 | 118.4766 | 70.0485 | 167.4022 | 123.5614 | 115.1772 | 142.2857 | 69.6332 | 69.6332 | 113.4545 | 69.0406 | 216.2774 | 300.2705 | 134.9854 | 209.2372 | 129.1644 | 297.2409 | 217.3136 | 134.9854 | 129.1644 | 103.5104 | 352.5039 | 217.7846 | 58.7826 | 36.1598 | 452.236 | 97.6236 | 348.0588 | 99.7621 | 437.0711 | 1128.0524 | 52.1111 | 338.3384 | 352.5039 | 487.6122 | 99.7621 | 40.0475 | 359.1471 | 348.2996 | 242.1629 | 237.7011 | 0 | 105.0013 | 180.5994 | 653.7303 | 0 | 109.4327 | 152.3344 | 242.9118 | 110.4712 | 155.3911 | 224.4961 | 101.7191 | 0 | 0 | 0 | 0 | 0 | 0 | 0 | 0 | 97.935 | 0 | 188.3253 | 225.8173 | 318.3232 | 204.5818 | 0 | 213.6839 | 70.6782 | 54.4316 | 29.8883 | 1049.6769 | 47.4584 | 166.8494 | 66.4161 | 66.4161 | 131.4877 | 43.5759 | 70.6782 | 47.4584 | 43.9387 | 43.9387 | 75.2419 | 0 | 0 | 0 | 0 | 43.5759 | 43.5759 | 43.5759 | 67.9176 | 43.9387 | 144.1809 | 0 | 0 | 32.9453 | 0 | 0 | 0 | 129.8555 | 53.0133 | 167.1177 | 68.676 | 69.8963 | 32.9453 | 145.0507 | 234.099 | 43.1182 | 191.0765 | 168.6503 | 739.5412 | 140.5951 | 136.1766 | 171.5203 | 26.9997 | 32.2974 | 32.2974 | 26.9997 | 63.1331 | 102.9724 | 224.9334 | 2507.1148 | 188.2896 | 102.9724 | 96.8727 | 236.422 | 140.7072 | 116.1181 | 118.9286 | 96.8727 | 219.0922 | 93.2963 | 53.0133 | 53.0133 | 194.845 | 145.9491 | 0 | 0 | 0 | 32.2974 | 32.2974 | 38.7779 | 0 | 0 | 0 | 0 | 0 | 0 | 26.9997 | 53.0133 | 201.6077 | 32.2974 | 41.9222 | 87.7172 | 0 | 0 | 0 | 0 | 0 | 0 | 0 | 0 | 0 | 0 | 0 | 0 | 0 | 0 | 0 | 0 | 0 | 0 | 0 | 0 | 0 | 0 | 0 | 0 | 0 | 0 | 0 | 0 | 0 | 0 | 0 | 0 | 0 | 0 | 0 | 0 | 0 | 0 | 0 | 0 | 0 | 0 | 0 | 0 | 0 | 0 | 0 | 0 | 0 | 0 | 0 | 0 | 0 | 0 | 0 | 0 | 0 | 0 | 0 | 0 | 0 | 0 | 0 | 0 | 0 | 0 | 0 | 0 | 0 | 0 | 0 | 0 | 0 | 0 | 0 | 0 | 0 | 0 | 0 | 0 | 0 | 0 | 0 | 0 | 0 | 0 | 0 | 0 | 0 | 0 | 0 | 0 | 0 | 0 | 0 | 0 | 0 | 0 | 0 | 0 | 0 | 0 | 0 | 0 | 0 | 0 | 0 | 0 | 0 | 2017-01-19 17:00
t0451 | 0 | 151.3482 | 450.244 | 173.7573 | 52.2184 | 358.5392 | 52.2184 | 564.1851 | 85.4988 | 85.4988 | 2678.5132 | 97.04 | 97.9835 | 394.456 | 475.053 | 68.8531 | 95.8659 | 439.7792 | 280.9438 | 397.3954 | 0 | 0 | 555.3498 | 44.9899 | 44.9899 | 44.9899 | 99.8662 | 195.3853 | 309.746 | 187.0915 | 436.5358 | 115.0283 | 279.4676 | 250.743 | 336.3475 | 342.474 | 165.8557 | 611.3876 | 422.9489 | 117.1349 | 244.5873 | 341.2531 | 130.5848 | 277.9969 | 533.7988 | 130.5848 | 52.2658 | 350.5511 | 934.2362 | 188.4906 | 232.7948 | 121.2508 | 212.8157 | 52.2658 | 205.4501 | 325.6329 | 117.1252 | 444.2174 | 45.9287 | 205.4087 | 45.9287 | 130.5848 | 195.3853 | 78.0804 | 533.7988 | 0 | 0 | 0 | 0 | 0 | 0 | 0 | 0 | 197.3085 | 0 | 0 | 0 | 0 | 310.2664 | 350.6857 | 32.4499 | 42.9873 | 321.1381 | 190.2563 | 15.7064 | 105.7011 | 115.4317 | 339.6912 | 187.0502 | 252.17 | 131.1676 | 32.4499 | 385.1584 | 56.9741 | 331.0026 | 159.1201 | 191.5144 | 59.6081 | 112.4948 | 639.4342 | 31.043 | 187.7309 | 196.2907 | 15.7064 | 15.7064 | 85.852 | 141.634 | 80.7582 | 161.2404 | 186.029 | 127.222 | 136.1359 | 942.3776 | 152.9616 | 105.7011 | 94.4871 | 94.4871 | 41.7048 | 67.9542 | 942.3776 | 513.1361 | 173.4373 | 0 | 0 | 0 | 93.6484 | 115.4317 | 91.3885 | 452.487 | 112.4948 | 0 | 80.6426 | 67.9542 | 15.7064 | 88.0895 | 35.2665 | 0 | 0 | 0 | 106.5386 | 0 | 0 | 173.2848 | 0 | 41.1722 | 0 | 0 | 245.1299 | 94.9445 | 35.2665 | 36.4038 | 36.4038 | 88.7039 | 180.1944 | 250.6179 | 170.86 | 374.2733 | 217.2436 | 138.7763 | 316.3772 | 320.0595 | 197.7422 | 179.5379 | 562.3811 | 220.061 | 245.1571 | 109.5181 | 102.9293 | 239.0419 | 263.3259 | 95.6976 | 102.9293 | 102.9293 | 200.1857 | 109.5181 | 109.5181 | 109.5181 | 215.5956 | 204.2187 | 220.854 | 168.6255 | 168.6255 | 132.7642 | 241.1975 | 533.6005 | 177.8612 | 141.8255 | 875.6317 | 220.2201 | 141.8255 | 613.7221 | 1255.1628 | 189.0749 | 731.8336 | 495.0365 | 220.2201 | 138.044 | 79.1117 | 280.0632 | 64.6324 | 64.6324 | 64.6324 | 211.2101 | 276.1367 | 99.7557 | 135.5508 | 268.5845 | 244.5519 | 134.5902 | 134.5902 | 156.8158 | 402.009 | 64.6324 | 541.3998 | 263.2274 | 445.4743 | 164.7138 | 138.9046 | 479.9099 | 116.9847 | 200.2567 | 116.9847 | 302.3101 | 106.7658 | 133.6317 | 78.0804 | 78.0804 | 106.7658 | 354.2755 | 309.031 | 190.9631 | 269.7503 | 134.9392 | 106.7658 | 835.9657 | 223.39 | 275.335 | 618.5279 | 1069.9985 | 107.7119 | 116.1491 | 215.294 | 425.3777 | 116.1491 | 70.4038 | 166.0291 | 120.5673 | 114.2336 | 143.167 | 68.4236 | 68.4236 | 110.768 | 68.9679 | 208.7109 | 292.7085 | 134.5875 | 200.2567 | 127.4645 | 292.2434 | 213.9291 | 134.5875 | 127.4645 | 105.254 | 345.6023 | 212.5019 | 57.3489 | 36.9732 | 449.2156 | 98.0739 | 347.8727 | 100.3402 | 436.0172 | 1083.5828 | 52.3912 | 345.0729 | 345.6023 | 480.5832 | 100.3402 | 41.1722 | 326.4982 | 348.3918 | 233.5962 | 226.9089 | 0 | 102.9293 | 180.1126 | 611.4713 | 0 | 107.7119 | 150.7482 | 239.0419 | 107.6109 | 160.68 | 222.3921 | 102.5577 | 0 | 0 | 0 | 0 | 0 | 0 | 0 | 0 | 94.9445 | 0 | 184.4211 | 213.3358 | 312.474 | 199.8524 | 0 | 215.3476 | 73.1033 | 54.9823 | 31.043 | 1048.5813 | 47.2394 | 165.8835 | 68.1586 | 68.1586 | 136.2759 | 44.3402 | 73.1033 | 47.2394 | 45.0959 | 45.0959 | 76.6506 | 0 | 0 | 0 | 0 | 44.3402 | 44.3402 | 44.3402 | 68.7749 | 45.0959 | 145.611 | 0 | 0 | 32.5315 | 0 | 0 | 0 | 131.5056 | 51.4352 | 167.2406 | 64.9795 | 70.3341 | 32.5315 | 142.4359 | 232.4145 | 43.7327 | 185.4096 | 166.8032 | 717.4869 | 139.445 | 134.8781 | 170.5693 | 26.7374 | 32.0282 | 32.0282 | 26.7374 | 64.0727 | 102.7814 | 225.7667 | 2412.2005 | 190.6061 | 102.7814 | 96.1397 | 231.2536 | 142.7067 | 119.6458 | 121.0762 | 96.1397 | 221.0152 | 92.0433 | 51.4352 | 51.4352 | 196.817 | 145.3979 | 0 | 0 | 0 | 32.0282 | 32.0282 | 39.3273 | 0 | 0 | 0 | 0 | 0 | 0 | 26.7374 | 51.4352 | 201.4339 | 32.0282 | 41.7304 | 89.928 | 0 | 0 | 0 | 0 | 0 | 0 | 0 | 0 | 0 | 0 | 0 | 0 | 0 | 0 | 0 | 0 | 0 | 0 | 0 | 0 | 0 | 0 | 0 | 0 | 0 | 0 | 0 | 0 | 0 | 0 | 0 | 0 | 0 | 0 | 0 | 0 | 0 | 0 | 0 | 0 | 0 | 0 | 0 | 0 | 0 | 0 | 0 | 0 | 0 | 0 | 0 | 0 | 0 | 0 | 0 | 0 | 0 | 0 | 0 | 0 | 0 | 0 | 0 | 0 | 0 | 0 | 0 | 0 | 0 | 0 | 0 | 0 | 0 | 0 | 0 | 0 | 0 | 0 | 0 | 0 | 0 | 0 | 0 | 0 | 0 | 0 | 0 | 0 | 0 | 0 | 0 | 0 | 0 | 0 | 0 | 0 | 0 | 0 | 0 | 0 | 0 | 0 | 0 | 0 | 0 | 0 | 0 | 0 | 0 | 2017-01-19 18:00
t0452 | 0 | 144.4514 | 428.181 | 169.281 | 50.5268 | 342.5285 | 50.5268 | 556.6568 | 78.4302 | 78.4302 | 2356.4801 | 91.8655 | 96.541 | 376.1154 | 463.8195 | 68.2149 | 93.0405 | 424.9154 | 271.8151 | 389.858 | 0 | 0 | 524.8038 | 44.0652 | 44.0652 | 44.0652 | 97.0404 | 189.048 | 302.4161 | 164.9639 | 409.0759 | 110.1266 | 273.1335 | 245.7076 | 327.9954 | 330.5842 | 163.1048 | 595.696 | 400.3978 | 114.1125 | 239.2321 | 325.7451 | 126.3269 | 269.0642 | 486.629 | 126.3269 | 52.0412 | 340.6518 | 904.8071 | 184.3707 | 220.6425 | 118.2506 | 207.613 | 52.0412 | 201.0929 | 319.3103 | 115.0927 | 420.3718 | 44.8253 | 201.1242 | 44.8253 | 126.3269 | 189.048 | 75.5207 | 486.629 | 0 | 0 | 0 | 0 | 0 | 0 | 0 | 0 | 192.2607 | 0 | 0 | 0 | 0 | 299.2116 | 341.7017 | 32.2361 | 43.0398 | 306.4463 | 188.4408 | 15.4993 | 104.3122 | 115.6672 | 324.7463 | 180.9395 | 245.4274 | 127.6149 | 32.2361 | 358.7983 | 56.6284 | 318.3452 | 157.3474 | 189.6991 | 59.24 | 111.0766 | 608.7703 | 30.8654 | 184.805 | 192.8117 | 15.4993 | 15.4993 | 83.2684 | 138.3118 | 79.6911 | 158.9445 | 180.7894 | 117.2862 | 120.5789 | 863.4859 | 150.8149 | 104.3122 | 93.6861 | 93.6861 | 41.236 | 65.572 | 863.4859 | 481.4068 | 172.8171 | 0 | 0 | 0 | 93.2628 | 115.6672 | 90.352 | 439.486 | 111.0766 | 0 | 79.9378 | 65.572 | 15.4993 | 83.6655 | 34.101 | 0 | 0 | 0 | 103.7942 | 0 | 0 | 168.0706 | 0 | 40.8184 | 0 | 0 | 239.1487 | 93.4757 | 34.101 | 35.7402 | 35.7402 | 88.5252 | 175.2303 | 240.2295 | 167.6758 | 352.2693 | 211.1799 | 134.2189 | 308.0325 | 294.9246 | 190.5971 | 174.8139 | 493.3889 | 212.5612 | 236.5571 | 103.9796 | 98.9849 | 226.4786 | 256.4797 | 92.6831 | 98.9849 | 98.9849 | 188.6055 | 103.9796 | 103.9796 | 103.9796 | 207.7555 | 195.3203 | 211.5616 | 163.6313 | 163.6313 | 128.0252 | 222.9992 | 512.5804 | 170.6689 | 135.0417 | 743.8539 | 208.6743 | 135.0417 | 538.2836 | 1112.5996 | 183.0176 | 676.6079 | 471.8302 | 208.6743 | 130.5467 | 76.6804 | 273.0371 | 63.2368 | 63.2368 | 63.2368 | 205.8849 | 257.7396 | 96.7631 | 134.3106 | 260.6702 | 238.2635 | 130.4871 | 130.4871 | 149.9139 | 396.9363 | 63.2368 | 513.2245 | 255.5709 | 432.3809 | 160.5115 | 136.5478 | 431.9442 | 113.2081 | 193.2661 | 113.2081 | 285.3846 | 101.2851 | 126.8567 | 75.5207 | 75.5207 | 101.2851 | 339.8012 | 299.1331 | 180.5036 | 254.1928 | 129.8715 | 101.2851 | 801.5266 | 217.1138 | 252.0635 | 568.5733 | 928.9172 | 104.5986 | 112.9123 | 206.2808 | 404.7699 | 112.9123 | 69.4443 | 159.2515 | 117.1222 | 111.0312 | 138.5087 | 65.7588 | 65.7588 | 106.1177 | 66.3914 | 189.8691 | 277.7193 | 130.7708 | 193.2661 | 121.7999 | 271.7578 | 208.4203 | 130.7708 | 121.7999 | 103.1356 | 316.0707 | 204.3581 | 56.9168 | 36.7058 | 438.3142 | 95.6502 | 332.301 | 97.546 | 429.9841 | 1007.8987 | 51.9398 | 342.721 | 316.0707 | 447.1192 | 97.546 | 40.8184 | 317.983 | 333.8775 | 222.667 | 220.5188 | 0 | 98.9849 | 177.661 | 521.5599 | 0 | 104.5986 | 144.6996 | 226.4786 | 99.6513 | 159.1429 | 217.8147 | 99.1052 | 0 | 0 | 0 | 0 | 0 | 0 | 0 | 0 | 93.4757 | 0 | 179.546 | 210.1917 | 288.7923 | 185.8533 | 0 | 207.5544 | 70.4067 | 53.7245 | 30.8654 | 966.8637 | 46.1699 | 153.462 | 66.3205 | 66.3205 | 130.7005 | 42.6754 | 70.4067 | 46.1699 | 44.6499 | 44.6499 | 75.2401 | 0 | 0 | 0 | 0 | 42.6754 | 42.6754 | 42.6754 | 66.9645 | 44.6499 | 141.8143 | 0 | 0 | 29.9593 | 0 | 0 | 0 | 127.4205 | 49.8865 | 159.3482 | 61.6153 | 68.3144 | 29.9593 | 139.2146 | 213.307 | 43.1917 | 178.269 | 159.1436 | 668.4745 | 135.3725 | 130.826 | 164.4786 | 25.8393 | 31.1775 | 31.1775 | 25.8393 | 61.5187 | 98.4042 | 219.3282 | 2140.2508 | 179.6767 | 98.4042 | 91.7648 | 206.5446 | 136.6206 | 117.3991 | 115.8691 | 91.7648 | 209.2957 | 85.9417 | 49.8865 | 49.8865 | 191.2039 | 135.334 | 0 | 0 | 0 | 31.1775 | 31.1775 | 38.0301 | 0 | 0 | 0 | 0 | 0 | 0 | 25.8393 | 49.8865 | 190.4568 | 31.1775 | 40.461 | 87.9942 | 0 | 0 | 0 | 0 | 0 | 0 | 0 | 0 | 0 | 0 | 0 | 0 | 0 | 0 | 0 | 0 | 0 | 0 | 0 | 0 | 0 | 0 | 0 | 0 | 0 | 0 | 0 | 0 | 0 | 0 | 0 | 0 | 0 | 0 | 0 | 0 | 0 | 0 | 0 | 0 | 0 | 0 | 0 | 0 | 0 | 0 | 0 | 0 | 0 | 0 | 0 | 0 | 0 | 0 | 0 | 0 | 0 | 0 | 0 | 0 | 0 | 0 | 0 | 0 | 0 | 0 | 0 | 0 | 0 | 0 | 0 | 0 | 0 | 0 | 0 | 0 | 0 | 0 | 0 | 0 | 0 | 0 | 0 | 0 | 0 | 0 | 0 | 0 | 0 | 0 | 0 | 0 | 0 | 0 | 0 | 0 | 0 | 0 | 0 | 0 | 0 | 0 | 0 | 0 | 0 | 0 | 0 | 0 | 0 | 2017-01-19 19:00
t0453 | 0 | 140.1713 | 405.2802 | 165.4112 | 47.756 | 323.6139 | 47.756 | 573.3767 | 73.2534 | 73.2534 | 2186.5188 | 85.502 | 94.2407 | 368.0444 | 455.2346 | 67.37 | 89.4393 | 409.7969 | 261.0445 | 387.8775 | 0 | 0 | 496.8076 | 42.6961 | 42.6961 | 42.6961 | 94.8846 | 183.7942 | 300.0386 | 151.2648 | 389.6374 | 104.9337 | 269.5153 | 243.3896 | 318.4046 | 317.2576 | 159.9349 | 603.2392 | 392.7 | 111.2784 | 238.4477 | 313.7751 | 123.5287 | 262.9632 | 469.1709 | 123.5287 | 51.1768 | 331.8979 | 884.3012 | 182.2336 | 211.1619 | 114.0226 | 204.0704 | 51.1768 | 196.3618 | 316.6908 | 112.9405 | 401.213 | 42.9909 | 199.5124 | 42.9909 | 123.5287 | 183.7942 | 73.1531 | 469.1709 | 0 | 0 | 0 | 0 | 0 | 0 | 0 | 0 | 186.9388 | 0 | 0 | 0 | 0 | 289.7993 | 330.5673 | 31.4938 | 41.1051 | 287.9392 | 182.4757 | 14.841 | 100.0201 | 111.7627 | 310.596 | 175.1286 | 238.2944 | 120.4252 | 31.4938 | 333.9758 | 54.4326 | 303.8683 | 151.0033 | 184.0969 | 57.1588 | 107.0324 | 576.2083 | 29.2232 | 178.6206 | 184.2372 | 14.841 | 14.841 | 78.7383 | 134.6101 | 76.701 | 152.7437 | 174.9618 | 107.387 | 106.8497 | 789.3024 | 142.3428 | 100.0201 | 90.6973 | 90.6973 | 39.6308 | 61.2093 | 789.3024 | 449.3365 | 168.5567 | 0 | 0 | 0 | 90.6015 | 111.7627 | 87.5424 | 419.4778 | 107.0324 | 0 | 77.5179 | 61.2093 | 14.841 | 78.3041 | 32.0972 | 0 | 0 | 0 | 100.0759 | 0 | 0 | 161.1098 | 0 | 38.8446 | 0 | 0 | 231.1402 | 92.4247 | 32.0972 | 34.4365 | 34.4365 | 84.2761 | 166.6663 | 226.4117 | 160.8345 | 335.2436 | 204.8375 | 128.5925 | 297.028 | 275.4247 | 180.1739 | 167.8904 | 448.2691 | 204.6241 | 222.5484 | 99.9398 | 95.3273 | 214.8742 | 243.1685 | 88.0566 | 95.3273 | 95.3273 | 176.0189 | 99.9398 | 99.9398 | 99.9398 | 196.3787 | 187.6686 | 198.5811 | 155.7185 | 155.7185 | 121.41 | 206.0425 | 492.0543 | 166.8518 | 126.1403 | 665.9303 | 199.0089 | 126.1403 | 480.499 | 1022.6199 | 172.0521 | 628.7307 | 448.2572 | 199.0089 | 122.9886 | 73.1196 | 257.6612 | 61.1408 | 61.1408 | 61.1408 | 195.2218 | 237.9853 | 90.6248 | 133.7612 | 250.9138 | 232.1615 | 127.4436 | 127.4436 | 142.7791 | 393.3598 | 61.1408 | 482.5155 | 247.7778 | 418.6386 | 156.065 | 132.2773 | 393.5011 | 108.4523 | 190.1574 | 108.4523 | 270.738 | 95.3385 | 121.8577 | 73.1531 | 73.1531 | 95.3385 | 334.9256 | 293.2999 | 170.9912 | 238.8258 | 126.6824 | 95.3385 | 794.2698 | 210.0738 | 234.0565 | 530.3798 | 842.7472 | 101.1804 | 109.648 | 193.6803 | 384.4222 | 109.648 | 66.9293 | 151.6542 | 114.0834 | 106.8508 | 131.3403 | 63.1775 | 63.1775 | 102.2152 | 63.0531 | 177.0677 | 265.7991 | 125.3069 | 190.1574 | 116.0956 | 254.0838 | 202.0915 | 125.3069 | 116.0956 | 98.0234 | 292.0696 | 197.5206 | 56.3435 | 35.1092 | 422.5978 | 91.3989 | 313.4874 | 92.8876 | 416.6566 | 960.9984 | 50.2454 | 328.5315 | 292.0696 | 417.3704 | 92.8876 | 38.8446 | 327.7795 | 315.6127 | 215.6942 | 218.5325 | 0 | 95.3273 | 172.2212 | 473.4431 | 0 | 101.1804 | 138.1183 | 214.8742 | 93.5697 | 150.6887 | 211.0544 | 93.74 | 0 | 0 | 0 | 0 | 0 | 0 | 0 | 0 | 92.4247 | 0 | 174.7007 | 212.0373 | 268.9791 | 174.7063 | 0 | 195.9677 | 65.1146 | 51.2016 | 29.2232 | 885.5927 | 44.5021 | 141.5313 | 62.2397 | 62.2397 | 120.2518 | 39.9468 | 65.1146 | 44.5021 | 42.4994 | 42.4994 | 71.5135 | 0 | 0 | 0 | 0 | 39.9468 | 39.9468 | 39.9468 | 63.5191 | 42.4994 | 134.819 | 0 | 0 | 27.6814 | 0 | 0 | 0 | 120.3776 | 48.7473 | 149.8613 | 60.3769 | 64.9821 | 27.6814 | 135.5778 | 195.6046 | 41.3891 | 173.0298 | 151.2335 | 632.9566 | 130.1512 | 125.8269 | 156.9724 | 24.7838 | 30.0425 | 30.0425 | 24.7838 | 57.5866 | 93.1025 | 209.0701 | 1958.7455 | 165.9303 | 93.1025 | 86.9986 | 187.3272 | 127.644 | 110.6053 | 107.9012 | 86.9986 | 194.5823 | 80.3985 | 48.7473 | 48.7473 | 181.3759 | 125.2574 | 0 | 0 | 0 | 30.0425 | 30.0425 | 35.8298 | 0 | 0 | 0 | 0 | 0 | 0 | 24.7838 | 48.7473 | 178.2038 | 30.0425 | 38.7538 | 83.0253 | 0 | 0 | 0 | 0 | 0 | 0 | 0 | 0 | 0 | 0 | 0 | 0 | 0 | 0 | 0 | 0 | 0 | 0 | 0 | 0 | 0 | 0 | 0 | 0 | 0 | 0 | 0 | 0 | 0 | 0 | 0 | 0 | 0 | 0 | 0 | 0 | 0 | 0 | 0 | 0 | 0 | 0 | 0 | 0 | 0 | 0 | 0 | 0 | 0 | 0 | 0 | 0 | 0 | 0 | 0 | 0 | 0 | 0 | 0 | 0 | 0 | 0 | 0 | 0 | 0 | 0 | 0 | 0 | 0 | 0 | 0 | 0 | 0 | 0 | 0 | 0 | 0 | 0 | 0 | 0 | 0 | 0 | 0 | 0 | 0 | 0 | 0 | 0 | 0 | 0 | 0 | 0 | 0 | 0 | 0 | 0 | 0 | 0 | 0 | 0 | 0 | 0 | 0 | 0 | 0 | 0 | 0 | 0 | 0 | 2017-01-19 20:00
t0454 | 0 | 139.5299 | 387.1098 | 164.4318 | 44.9497 | 307.0916 | 44.9497 | 615.5469 | 70.0824 | 70.0824 | 2132.6445 | 79.42 | 92.8589 | 371.7914 | 455.3397 | 67.4827 | 86.6315 | 400.391 | 252.9443 | 395.661 | 0 | 0 | 476.7598 | 41.6863 | 41.6863 | 41.6863 | 94.5847 | 181.9296 | 305.5455 | 144.204 | 380.2229 | 100.9736 | 271.8345 | 246.6603 | 312.7823 | 307.4945 | 158.998 | 635.4754 | 400.0129 | 110.2408 | 244.389 | 308.389 | 123.4993 | 262.5808 | 476.2301 | 123.4993 | 50.7345 | 328.8302 | 882.6673 | 184.2211 | 206.1845 | 110.6889 | 204.7287 | 50.7345 | 194.3966 | 321.4715 | 112.477 | 390.295 | 41.3157 | 202.7693 | 41.3157 | 123.4993 | 181.9296 | 71.9713 | 476.2301 | 0 | 0 | 0 | 0 | 0 | 0 | 0 | 0 | 184.2408 | 0 | 0 | 0 | 0 | 285.6109 | 322.9505 | 30.9154 | 38.5374 | 270.7024 | 176.6892 | 14.1166 | 95.376 | 106.9913 | 301.1752 | 172.0502 | 234.4564 | 112.5822 | 30.9154 | 313.9619 | 51.8933 | 292.4163 | 144.0245 | 178.9443 | 54.8704 | 102.9387 | 549.9476 | 27.0809 | 173.068 | 175.1176 | 14.1166 | 14.1166 | 74.052 | 132.6978 | 73.6445 | 146.3473 | 171.3306 | 98.6223 | 95.0462 | 726.0185 | 131.8856 | 95.376 | 87.7203 | 87.7203 | 37.9014 | 56.385 | 726.0185 | 422.3857 | 164.6662 | 0 | 0 | 0 | 87.9211 | 106.9913 | 84.9528 | 400.9484 | 102.9387 | 0 | 75.2105 | 56.385 | 14.1166 | 73.3249 | 29.9917 | 0 | 0 | 0 | 97.2044 | 0 | 0 | 155.335 | 0 | 36.417 | 0 | 0 | 225.2615 | 93.1155 | 29.9917 | 33.2394 | 33.2394 | 78.7114 | 158.1569 | 213.388 | 154.0377 | 325.6679 | 201.3465 | 124.1026 | 288.6769 | 262.5778 | 170.0944 | 161.9992 | 421.8353 | 199.3258 | 208.0678 | 98.2035 | 93.1959 | 206.6573 | 229.1514 | 83.6255 | 93.1959 | 93.1959 | 164.9128 | 98.2035 | 98.2035 | 98.2035 | 185.397 | 183.3982 | 185.8275 | 148.1296 | 148.1296 | 115.255 | 192.1107 | 478.6973 | 167.6133 | 117.471 | 626.0131 | 193.1531 | 117.471 | 437.3135 | 975.0685 | 160.2766 | 592.4943 | 430.3773 | 193.1531 | 116.9383 | 69.8665 | 240.5474 | 59.5113 | 59.5113 | 59.5113 | 183.9053 | 220.0394 | 83.6978 | 135.8538 | 243.6084 | 229.6698 | 126.9778 | 126.9778 | 137.4148 | 397.0916 | 59.5113 | 456.2711 | 243.5454 | 410.6206 | 153.7993 | 128.7962 | 364.6894 | 104.6078 | 192.3769 | 104.6078 | 260.9998 | 90.3035 | 119.6317 | 71.9713 | 71.9713 | 90.3035 | 341.1329 | 294.4579 | 164.2652 | 226.5229 | 126.5388 | 90.3035 | 816.2529 | 205.6332 | 221.8861 | 505.4975 | 797.625 | 99.05 | 107.9924 | 181.3113 | 369.2921 | 107.9924 | 64.4364 | 145.593 | 113.0047 | 103.5963 | 124.3808 | 61.5326 | 61.5326 | 100.2146 | 60.0884 | 169.9741 | 259.372 | 120.5887 | 192.3769 | 111.9273 | 241.1389 | 198.2438 | 120.5887 | 111.9273 | 92.4126 | 274.6196 | 194.3254 | 56.5994 | 33.1966 | 410.0342 | 87.2974 | 296.6989 | 88.353 | 405.0651 | 944.2913 | 48.5364 | 311.7992 | 274.6196 | 394.7971 | 88.353 | 36.417 | 354.81 | 299.1435 | 214.251 | 222.7482 | 0 | 93.1959 | 167.5201 | 454.9698 | 0 | 99.05 | 133.0883 | 206.6573 | 89.7654 | 140.0372 | 206.0794 | 88.4334 | 0 | 0 | 0 | 0 | 0 | 0 | 0 | 0 | 93.1155 | 0 | 172.488 | 220.5998 | 254.6285 | 167.434 | 0 | 184.6002 | 58.9918 | 48.6076 | 27.0809 | 813.7919 | 43.1108 | 131.4412 | 57.5777 | 57.5777 | 108.1729 | 37.0625 | 58.9918 | 43.1108 | 39.8934 | 39.8934 | 67.3439 | 0 | 0 | 0 | 0 | 37.0625 | 37.0625 | 37.0625 | 59.9237 | 39.8934 | 127.6912 | 0 | 0 | 25.8863 | 0 | 0 | 0 | 113.0983 | 48.5985 | 141.2804 | 61.3479 | 61.7261 | 25.8863 | 133.73 | 180.7949 | 39.4027 | 171.4889 | 145.1712 | 613.719 | 126.0739 | 122.0354 | 150.7418 | 23.9785 | 29.1652 | 29.1652 | 23.9785 | 53.5233 | 88.4457 | 199.3326 | 1851.6941 | 152.325 | 88.4457 | 83.1318 | 173.2039 | 118.4562 | 102.4745 | 99.5375 | 83.1318 | 180.3206 | 76.1566 | 48.5985 | 48.5985 | 171.3926 | 116.5759 | 0 | 0 | 0 | 29.1652 | 29.1652 | 33.5383 | 0 | 0 | 0 | 0 | 0 | 0 | 23.9785 | 48.5985 | 167.3307 | 29.1652 | 37.3191 | 77.2887 | 0 | 0 | 0 | 0 | 0 | 0 | 0 | 0 | 0 | 0 | 0 | 0 | 0 | 0 | 0 | 0 | 0 | 0 | 0 | 0 | 0 | 0 | 0 | 0 | 0 | 0 | 0 | 0 | 0 | 0 | 0 | 0 | 0 | 0 | 0 | 0 | 0 | 0 | 0 | 0 | 0 | 0 | 0 | 0 | 0 | 0 | 0 | 0 | 0 | 0 | 0 | 0 | 0 | 0 | 0 | 0 | 0 | 0 | 0 | 0 | 0 | 0 | 0 | 0 | 0 | 0 | 0 | 0 | 0 | 0 | 0 | 0 | 0 | 0 | 0 | 0 | 0 | 0 | 0 | 0 | 0 | 0 | 0 | 0 | 0 | 0 | 0 | 0 | 0 | 0 | 0 | 0 | 0 | 0 | 0 | 0 | 0 | 0 | 0 | 0 | 0 | 0 | 0 | 0 | 0 | 0 | 0 | 0 | 0 | 2017-01-19 21:00
t0455 | 0 | 134.0465 | 362.3117 | 157.794 | 41.6507 | 286.164 | 41.6507 | 617.4903 | 65.7001 | 65.7001 | 2025.6103 | 72.9585 | 88.6108 | 360.3825 | 438.598 | 65.046 | 81.7948 | 380.1552 | 238.8906 | 385.6014 | 0 | 0 | 447.6279 | 39.5539 | 39.5539 | 39.5539 | 90.9242 | 174.144 | 297.4997 | 134.9646 | 360.8863 | 94.9523 | 263.1597 | 239.4647 | 297.9473 | 290.4689 | 152.5662 | 630.9461 | 389.6984 | 105.5672 | 238.8493 | 293.9435 | 118.9394 | 252.6963 | 463.2318 | 118.9394 | 48.59 | 314.9165 | 849.2286 | 178.5843 | 195.7403 | 104.6507 | 197.5619 | 48.59 | 186.0639 | 312.3947 | 108.0451 | 369.657 | 38.8088 | 197.1893 | 38.8088 | 118.9394 | 174.144 | 68.6313 | 463.2318 | 0 | 0 | 0 | 0 | 0 | 0 | 0 | 0 | 175.8642 | 0 | 0 | 0 | 0 | 272.6615 | 306.5742 | 29.4283 | 35.5959 | 250.6931 | 166.7413 | 13.1687 | 89.1187 | 100.2072 | 284.6229 | 163.9169 | 223.5631 | 103.8335 | 29.4283 | 290.8555 | 48.4763 | 274.9698 | 134.5916 | 169.2846 | 51.4903 | 96.7234 | 514.4474 | 24.8181 | 163.4057 | 163.292 | 13.1687 | 13.1687 | 68.5778 | 126.679 | 69.1235 | 137.1761 | 162.889 | 89.93 | 84.7718 | 662.8253 | 120.8671 | 89.1187 | 82.7191 | 82.7191 | 35.4819 | 51.4846 | 662.8253 | 391.2394 | 156.2638 | 0 | 0 | 0 | 83.0815 | 100.2072 | 80.2849 | 375.3141 | 96.7234 | 0 | 71.0666 | 51.4846 | 13.1687 | 67.7283 | 27.6542 | 0 | 0 | 0 | 91.9359 | 0 | 0 | 146.2299 | 0 | 33.6415 | 0 | 0 | 213.5032 | 90.0745 | 27.6542 | 31.3082 | 31.3082 | 72.5189 | 147.3386 | 197.9314 | 144.3563 | 308.1997 | 191.8805 | 116.9057 | 273.137 | 245.575 | 157.937 | 152.5718 | 391.4679 | 188.8917 | 191.9322 | 93.5985 | 88.5257 | 194.2991 | 212.4821 | 77.9502 | 88.5257 | 88.5257 | 152.3998 | 93.5985 | 93.5985 | 93.5985 | 172.1492 | 174.177 | 171.5415 | 138.2252 | 138.2252 | 107.4121 | 177.008 | 453.3042 | 161.9121 | 108.0948 | 580.9016 | 182.6708 | 108.0948 | 396.6163 | 912.6214 | 147.4758 | 549.8557 | 404.1539 | 182.6708 | 109.128 | 65.3874 | 221.6387 | 56.3578 | 56.3578 | 56.3578 | 170.4859 | 201.544 | 76.5545 | 132.0429 | 230.3538 | 219.7394 | 122.0305 | 122.0305 | 129.238 | 384.5705 | 56.3578 | 424.2354 | 232.0936 | 390.7973 | 146.7988 | 121.9899 | 334.7956 | 98.5055 | 186.6078 | 98.5055 | 245.7802 | 84.0555 | 113.9569 | 68.6313 | 68.6313 | 84.0555 | 332.2614 | 284.3033 | 154.3335 | 211.0638 | 121.8086 | 84.0555 | 799.2086 | 195.4529 | 206.7714 | 472.6958 | 743.1872 | 94.1524 | 103.0423 | 167.4156 | 346.9236 | 103.0423 | 60.5875 | 136.7013 | 108.2093 | 97.8709 | 115.7252 | 58.3103 | 58.3103 | 95.3687 | 56.1441 | 159.7166 | 246.1329 | 113.3796 | 186.6078 | 105.3857 | 224.8194 | 188.6771 | 113.3796 | 105.3857 | 85.7069 | 254.5206 | 185.3196 | 54.6491 | 30.8421 | 387.5378 | 81.6716 | 275.9963 | 82.4384 | 383.2648 | 900.2771 | 45.733 | 290.4063 | 254.5206 | 367.2678 | 82.4384 | 33.6415 | 357.5794 | 278.5244 | 205.5663 | 217.0135 | 0 | 88.5257 | 158.5582 | 428.2976 | 0 | 94.1524 | 125.2583 | 194.2991 | 84.29 | 128.594 | 195.5481 | 82.0707 | 0 | 0 | 0 | 0 | 0 | 0 | 0 | 0 | 90.0745 | 0 | 164.8315 | 217.4569 | 237.0211 | 157.107 | 0 | 171.1551 | 53.2361 | 45.292 | 24.8181 | 742.3685 | 40.7033 | 120.7801 | 52.7215 | 52.7215 | 97.1266 | 34.0109 | 53.2361 | 40.7033 | 36.8851 | 36.8851 | 62.4082 | 0 | 0 | 0 | 0 | 34.0109 | 34.0109 | 34.0109 | 55.6061 | 36.8851 | 118.8032 | 0 | 0 | 23.9009 | 0 | 0 | 0 | 104.6677 | 46.7219 | 131.0839 | 59.6765 | 57.543 | 23.9009 | 127.7093 | 165.6091 | 36.7774 | 164.2914 | 136.3053 | 580.1927 | 119.0399 | 115.3191 | 141.5507 | 22.6247 | 27.5755 | 27.5755 | 22.6247 | 49.1782 | 82.4752 | 186.2796 | 1723.288 | 138.8056 | 82.4752 | 77.8226 | 158.7719 | 108.7306 | 93.917 | 90.9886 | 77.8226 | 165.3838 | 70.9078 | 46.7219 | 46.7219 | 159.2248 | 107.266 | 0 | 0 | 0 | 27.5755 | 27.5755 | 30.9613 | 0 | 0 | 0 | 0 | 0 | 0 | 22.6247 | 46.7219 | 154.8572 | 27.5755 | 35.104 | 71.0697 | 0 | 0 | 0 | 0 | 0 | 0 | 0 | 0 | 0 | 0 | 0 | 0 | 0 | 0 | 0 | 0 | 0 | 0 | 0 | 0 | 0 | 0 | 0 | 0 | 0 | 0 | 0 | 0 | 0 | 0 | 0 | 0 | 0 | 0 | 0 | 0 | 0 | 0 | 0 | 0 | 0 | 0 | 0 | 0 | 0 | 0 | 0 | 0 | 0 | 0 | 0 | 0 | 0 | 0 | 0 | 0 | 0 | 0 | 0 | 0 | 0 | 0 | 0 | 0 | 0 | 0 | 0 | 0 | 0 | 0 | 0 | 0 | 0 | 0 | 0 | 0 | 0 | 0 | 0 | 0 | 0 | 0 | 0 | 0 | 0 | 0 | 0 | 0 | 0 | 0 | 0 | 0 | 0 | 0 | 0 | 0 | 0 | 0 | 0 | 0 | 0 | 0 | 0 | 0 | 0 | 0 | 0 | 0 | 0 | 2017-01-19 22:00
t0456 | 0 | 131.176 | 342.0853 | 153.7902 | 38.6588 | 268.3119 | 38.6588 | 636.6668 | 62.5075 | 62.5075 | 1974.4281 | 67.0755 | 85.5782 | 356.9312 | 429.5377 | 63.6518 | 77.978 | 365.4865 | 227.9296 | 383.379 | 0 | 0 | 424.9268 | 37.9266 | 37.9266 | 37.9266 | 88.8548 | 169.283 | 295.581 | 128.9149 | 348.2255 | 90.1718 | 259.4427 | 236.9024 | 287.4163 | 277.3062 | 148.5086 | 643.0155 | 388.8587 | 102.5921 | 238.4355 | 284.5756 | 116.5863 | 247.4321 | 463.462 | 116.5863 | 47.1046 | 306.1722 | 831.191 | 176.3643 | 188.6365 | 99.8943 | 193.9775 | 47.1046 | 180.5939 | 309.4249 | 105.3387 | 355.1613 | 36.6997 | 195.5385 | 36.6997 | 116.5863 | 169.283 | 66.3727 | 463.462 | 0 | 0 | 0 | 0 | 0 | 0 | 0 | 0 | 170.1494 | 0 | 0 | 0 | 0 | 264.1949 | 294.35 | 28.2947 | 32.7215 | 232.9695 | 158.4253 | 12.3101 | 83.509 | 94.0313 | 272.2454 | 158.3217 | 216.0183 | 95.6288 | 28.2947 | 271.428 | 45.3641 | 260.9492 | 126.1069 | 161.4045 | 48.5053 | 91.3664 | 485.285 | 22.5644 | 155.4899 | 152.6499 | 12.3101 | 12.3101 | 63.5753 | 122.5483 | 65.199 | 129.1506 | 156.7776 | 82.1227 | 75.3979 | 607.0113 | 110.0302 | 83.509 | 78.4978 | 78.4978 | 33.3318 | 46.7592 | 607.0113 | 364.6244 | 149.5387 | 0 | 0 | 0 | 79.0331 | 94.0313 | 76.4549 | 353.3774 | 91.3664 | 0 | 67.6383 | 46.7592 | 12.3101 | 62.7432 | 25.483 | 0 | 0 | 0 | 87.8156 | 0 | 0 | 138.8341 | 0 | 30.974 | 0 | 0 | 204.5058 | 88.6353 | 25.483 | 29.6997 | 29.6997 | 66.4365 | 137.7409 | 184.2478 | 135.9539 | 296.0047 | 185.2846 | 111.1405 | 261.0607 | 232.7037 | 147.1224 | 144.8721 | 369.8446 | 181.1273 | 177.0297 | 90.6729 | 85.2155 | 184.7401 | 197.2337 | 72.9759 | 85.2155 | 85.2155 | 141.4596 | 90.6729 | 90.6729 | 90.6729 | 160.3716 | 167.7442 | 158.5681 | 129.5718 | 129.5718 | 100.5913 | 164.0769 | 434.5399 | 159.5094 | 99.5379 | 551.8949 | 175.117 | 99.5379 | 362.5272 | 870.9953 | 135.4483 | 515.0473 | 383.292 | 175.117 | 102.6881 | 61.5665 | 203.7643 | 53.8992 | 53.8992 | 53.8992 | 158.1758 | 184.9006 | 69.6538 | 130.6674 | 220.0713 | 213.2863 | 119.242 | 119.242 | 122.78 | 378.8918 | 53.8992 | 396.9444 | 224.1474 | 376.7433 | 142.0166 | 116.6226 | 310.0767 | 93.5917 | 184.7308 | 93.5917 | 234.3301 | 78.765 | 110.311 | 66.3727 | 66.3727 | 78.765 | 330.938 | 279.6074 | 146.6437 | 198.2671 | 119.3969 | 78.765 | 801.5092 | 188.0529 | 195.1323 | 447.9936 | 707.3502 | 90.6056 | 99.6696 | 154.8083 | 329.2713 | 99.6696 | 57.2966 | 129.5022 | 105.1907 | 93.3643 | 108.0641 | 55.9491 | 55.9491 | 92.0839 | 52.789 | 152.6423 | 237.0323 | 107.4287 | 184.7308 | 100.2856 | 211.7965 | 181.8101 | 107.4287 | 100.2856 | 79.5109 | 238.3666 | 179.3695 | 53.5914 | 28.635 | 369.7273 | 76.7936 | 258.1255 | 77.248 | 365.7193 | 874.8938 | 43.3508 | 270.6046 | 238.3666 | 344.8747 | 77.248 | 30.974 | 371.2434 | 260.7129 | 200.8474 | 215.8983 | 0 | 85.2155 | 151.3682 | 414.6107 | 0 | 90.6056 | 119.0528 | 184.7401 | 80.2644 | 117.3441 | 187.5173 | 76.3649 | 0 | 0 | 0 | 0 | 0 | 0 | 0 | 0 | 88.6353 | 0 | 159.7409 | 219.3398 | 222.9968 | 149.3583 | 0 | 159.0931 | 47.4892 | 42.3258 | 22.5644 | 678.3146 | 38.7671 | 111.4993 | 48.0267 | 48.0267 | 86.0103 | 31.1379 | 47.4892 | 38.7671 | 34.0112 | 34.0112 | 57.8144 | 0 | 0 | 0 | 0 | 31.1379 | 31.1379 | 31.1379 | 51.6751 | 34.0112 | 110.8301 | 0 | 0 | 22.2365 | 0 | 0 | 0 | 96.9505 | 45.6746 | 122.1812 | 59.4201 | 53.8574 | 22.2365 | 123.5919 | 152.3751 | 34.4036 | 160.0197 | 129.2236 | 557.2208 | 113.4872 | 110.0773 | 134.0177 | 21.5609 | 26.3305 | 26.3305 | 21.5609 | 45.1262 | 77.3833 | 174.9658 | 1631.4892 | 126.1517 | 77.3833 | 73.4614 | 146.9306 | 99.6659 | 85.5636 | 82.8876 | 73.4614 | 151.6746 | 66.6313 | 45.6746 | 45.6746 | 148.2661 | 99.1237 | 0 | 0 | 0 | 26.3305 | 26.3305 | 28.5811 | 0 | 0 | 0 | 0 | 0 | 0 | 21.5609 | 45.6746 | 143.9665 | 26.3305 | 33.2927 | 65.1037 | 0 | 0 | 0 | 0 | 0 | 0 | 0 | 0 | 0 | 0 | 0 | 0 | 0 | 0 | 0 | 0 | 0 | 0 | 0 | 0 | 0 | 0 | 0 | 0 | 0 | 0 | 0 | 0 | 0 | 0 | 0 | 0 | 0 | 0 | 0 | 0 | 0 | 0 | 0 | 0 | 0 | 0 | 0 | 0 | 0 | 0 | 0 | 0 | 0 | 0 | 0 | 0 | 0 | 0 | 0 | 0 | 0 | 0 | 0 | 0 | 0 | 0 | 0 | 0 | 0 | 0 | 0 | 0 | 0 | 0 | 0 | 0 | 0 | 0 | 0 | 0 | 0 | 0 | 0 | 0 | 0 | 0 | 0 | 0 | 0 | 0 | 0 | 0 | 0 | 0 | 0 | 0 | 0 | 0 | 0 | 0 | 0 | 0 | 0 | 0 | 0 | 0 | 0 | 0 | 0 | 0 | 0 | 0 | 0 | 2017-01-19 23:00
t0457 | 0 | 130.2642 | 324.3829 | 152.3216 | 35.9081 | 252.2227 | 35.9081 | 673.547 | 59.5694 | 59.5694 | 1930.2841 | 61.276 | 83.9192 | 359.6 | 428.0455 | 63.4694 | 75.0857 | 355.5485 | 219.6209 | 389.1598 | 0 | 0 | 405.4744 | 36.8318 | 36.8318 | 36.8318 | 88.269 | 166.9983 | 299.6507 | 122.7529 | 339.0141 | 86.2396 | 260.6422 | 239.0448 | 281.1004 | 267.3242 | 147.018 | 670.9294 | 394.9404 | 101.2525 | 243.1013 | 278.8643 | 116.1889 | 246.2819 | 470.1937 | 116.1889 | 46.4618 | 302.2467 | 826.9686 | 177.5572 | 183.6219 | 96.4051 | 193.8854 | 46.4618 | 178.0556 | 312.6892 | 104.4749 | 344.3135 | 34.9938 | 197.8382 | 34.9938 | 116.1889 | 166.9983 | 65.0564 | 470.1937 | 0 | 0 | 0 | 0 | 0 | 0 | 0 | 0 | 167.0093 | 0 | 0 | 0 | 0 | 259.4854 | 286.1536 | 27.6182 | 30.1359 | 216.3182 | 152.2701 | 11.5766 | 78.7858 | 89.0517 | 262.7683 | 154.9378 | 211.6603 | 87.9436 | 27.6182 | 252.5674 | 42.7617 | 249.499 | 118.9901 | 155.8312 | 46.1246 | 87.1234 | 459.6838 | 20.4424 | 149.6269 | 143.471 | 11.5766 | 11.5766 | 58.9744 | 120.2997 | 62.0466 | 122.5937 | 152.8363 | 73.966 | 64.7027 | 548.4133 | 99.7384 | 78.7858 | 75.3395 | 75.3395 | 31.5592 | 42.1029 | 548.4133 | 339.0374 | 145.1522 | 0 | 0 | 0 | 76.13 | 89.0517 | 73.6838 | 334.8142 | 87.1234 | 0 | 65.1604 | 42.1029 | 11.5766 | 57.9654 | 23.4316 | 0 | 0 | 0 | 84.8094 | 0 | 0 | 132.9636 | 0 | 28.5499 | 0 | 0 | 198.2454 | 88.9137 | 23.4316 | 28.4567 | 28.4567 | 60.8705 | 129.2881 | 171.5883 | 129.0312 | 286.6246 | 181.3736 | 106.5859 | 252.3081 | 220.7241 | 137.2559 | 138.8362 | 346.6334 | 175.6093 | 162.943 | 88.865 | 82.981 | 176.7161 | 183.3913 | 68.59 | 82.981 | 82.981 | 130.8831 | 88.865 | 88.865 | 88.865 | 149.6244 | 163.3336 | 146.2363 | 122.0286 | 122.0286 | 94.5315 | 151.0656 | 420.8494 | 159.7908 | 91.221 | 518.2958 | 169.3125 | 91.221 | 323.9108 | 829.1512 | 123.988 | 481.1651 | 365.7139 | 169.3125 | 96.858 | 58.3175 | 186.9823 | 52.1645 | 52.1645 | 52.1645 | 146.9952 | 168.0147 | 62.9334 | 132.0418 | 212.4882 | 210.1865 | 118.4123 | 118.4123 | 117.4639 | 380.7534 | 52.1645 | 371.6767 | 219.424 | 367.9644 | 139.3823 | 112.8771 | 283.8474 | 89.6933 | 186.2473 | 89.6933 | 224.8475 | 73.9081 | 108.0062 | 65.0564 | 65.0564 | 73.9081 | 335.8559 | 279.7948 | 140.1076 | 186.4813 | 118.9194 | 73.9081 | 819.9321 | 183.2447 | 183.8836 | 424.8703 | 668.5434 | 88.3021 | 97.7738 | 142.8433 | 314.4215 | 97.7738 | 54.7093 | 123.4895 | 103.8209 | 89.9931 | 101.2048 | 54.2547 | 54.2547 | 89.9743 | 49.8633 | 146.1607 | 230.5543 | 102.6398 | 186.2473 | 96.1457 | 199.5912 | 177.5524 | 102.6398 | 96.1457 | 73.9351 | 222.2501 | 175.8738 | 53.584 | 26.7032 | 356.5909 | 72.6684 | 241.8145 | 72.7318 | 353.2683 | 858.6353 | 41.5458 | 253.604 | 222.2501 | 323.5985 | 72.7318 | 28.5499 | 395.2588 | 244.6351 | 199.0362 | 219.1062 | 0 | 82.981 | 146.3034 | 399.7444 | 0 | 88.3021 | 114.0264 | 176.7161 | 76.6862 | 106.8012 | 182.1213 | 71.16 | 0 | 0 | 0 | 0 | 0 | 0 | 0 | 0 | 88.9137 | 0 | 157.1015 | 226.4565 | 209.5756 | 142.4761 | 0 | 147.9867 | 41.6228 | 39.7343 | 20.4424 | 611.4822 | 37.3162 | 102.0739 | 43.4889 | 43.4889 | 74.4891 | 28.3503 | 41.6228 | 37.3162 | 31.4086 | 31.4086 | 53.6689 | 0 | 0 | 0 | 0 | 28.3503 | 28.3503 | 28.3503 | 48.1218 | 31.4086 | 103.7541 | 0 | 0 | 20.5662 | 0 | 0 | 0 | 89.8168 | 45.3834 | 113.8902 | 60.2073 | 50.6234 | 20.5662 | 121.3935 | 138.6431 | 32.3873 | 158.1278 | 123.2565 | 538.8126 | 109.2843 | 106.1597 | 127.7873 | 20.7399 | 25.4152 | 25.4152 | 20.7399 | 41.2037 | 72.8327 | 165.2445 | 1536.4305 | 113.2658 | 72.8327 | 69.6743 | 134.1603 | 90.8243 | 77.5911 | 74.8615 | 69.6743 | 138.0823 | 62.6143 | 45.3834 | 45.3834 | 138.4058 | 90.966 | 0 | 0 | 0 | 25.4152 | 25.4152 | 26.3457 | 0 | 0 | 0 | 0 | 0 | 0 | 20.7399 | 45.3834 | 133.5658 | 25.4152 | 31.8389 | 59.4728 | 0 | 0 | 0 | 0 | 0 | 0 | 0 | 0 | 0 | 0 | 0 | 0 | 0 | 0 | 0 | 0 | 0 | 0 | 0 | 0 | 0 | 0 | 0 | 0 | 0 | 0 | 0 | 0 | 0 | 0 | 0 | 0 | 0 | 0 | 0 | 0 | 0 | 0 | 0 | 0 | 0 | 0 | 0 | 0 | 0 | 0 | 0 | 0 | 0 | 0 | 0 | 0 | 0 | 0 | 0 | 0 | 0 | 0 | 0 | 0 | 0 | 0 | 0 | 0 | 0 | 0 | 0 | 0 | 0 | 0 | 0 | 0 | 0 | 0 | 0 | 0 | 0 | 0 | 0 | 0 | 0 | 0 | 0 | 0 | 0 | 0 | 0 | 0 | 0 | 0 | 0 | 0 | 0 | 0 | 0 | 0 | 0 | 0 | 0 | 0 | 0 | 0 | 0 | 0 | 0 | 0 | 0 | 0 | 0 | 2017-01-20
t0458 | 0 | 130.8333 | 313.8975 | 152.9516 | 34.2112 | 242.4159 | 34.2112 | 709.6779 | 57.6545 | 57.6545 | 1899.543 | 57.3844 | 83.7065 | 365.101 | 431.8858 | 64.1439 | 73.7288 | 351.8238 | 215.7011 | 398.1871 | 0 | 0 | 394.149 | 36.4426 | 36.4426 | 36.4426 | 88.8153 | 167.0788 | 306.2034 | 118.1671 | 334.6773 | 84.1023 | 264.5947 | 243.5065 | 279.5598 | 262.5938 | 147.6875 | 699.7154 | 403.16 | 101.396 | 249.4813 | 277.2161 | 117.1476 | 248.0908 | 478.0954 | 117.1476 | 46.5927 | 302.6651 | 832.8147 | 180.5451 | 181.4554 | 94.8772 | 196.0531 | 46.5927 | 178.2424 | 318.8904 | 105.091 | 339.0919 | 34.1095 | 201.9159 | 34.1095 | 117.1476 | 167.0788 | 64.7622 | 478.0954 | 0 | 0 | 0 | 0 | 0 | 0 | 0 | 0 | 166.5456 | 0 | 0 | 0 | 0 | 258.6538 | 283.2282 | 27.4698 | 28.6136 | 205.7032 | 149.5914 | 11.1692 | 76.2161 | 86.549 | 258.1279 | 154.05 | 210.764 | 83.1224 | 27.4698 | 239.9268 | 41.3681 | 243.3728 | 115.1454 | 153.6358 | 44.9405 | 85.0233 | 444.4842 | 19.1187 | 147.0488 | 138.2888 | 11.1692 | 11.1692 | 56.1399 | 119.9989 | 60.449 | 119.1778 | 151.5675 | 68.1309 | 56.428 | 506.1683 | 93.2314 | 76.2161 | 73.9369 | 73.9369 | 30.6255 | 39.0137 | 506.1683 | 322.1385 | 143.7885 | 0 | 0 | 0 | 74.9598 | 86.549 | 72.5309 | 324.4965 | 85.0233 | 0 | 64.1361 | 39.0137 | 11.1692 | 54.8487 | 22.1281 | 0 | 0 | 0 | 83.5048 | 0 | 0 | 129.9853 | 0 | 27.0969 | 0 | 0 | 195.8013 | 90.2154 | 22.1281 | 27.8627 | 27.8627 | 57.5177 | 124.3474 | 163.6722 | 125.3631 | 281.8571 | 180.4524 | 104.2837 | 248.5563 | 212.8898 | 131.2042 | 135.8498 | 328.8569 | 173.3022 | 153.975 | 88.3046 | 82.1401 | 172.1751 | 175.0122 | 66.0144 | 82.1401 | 82.1401 | 123.8862 | 88.3046 | 88.3046 | 88.3046 | 143.03 | 161.5852 | 138.3037 | 117.6678 | 117.6678 | 90.9271 | 142.0311 | 414.7458 | 161.6295 | 85.7326 | 490.4263 | 166.4065 | 85.7326 | 293.8292 | 798.5205 | 116.6455 | 458.2458 | 355.7957 | 166.4065 | 93.2529 | 56.4963 | 176.44 | 51.4692 | 51.4692 | 51.4692 | 140.2273 | 156.297 | 58.5371 | 134.7632 | 209.1046 | 210.245 | 119.0893 | 119.0893 | 114.5657 | 386.9184 | 51.4692 | 355.7208 | 218.2918 | 365.4054 | 138.9858 | 111.4278 | 264.5207 | 87.7112 | 189.3824 | 87.7112 | 219.5436 | 70.8697 | 107.2416 | 64.7622 | 64.7622 | 70.8697 | 343.0039 | 282.9857 | 136.34 | 179.0374 | 119.7952 | 70.8697 | 842.2477 | 181.6622 | 176.2355 | 409.6258 | 638.1223 | 87.5431 | 97.4385 | 135.1596 | 306.0425 | 97.4385 | 53.4431 | 120.161 | 103.9454 | 88.4517 | 97.0988 | 53.5239 | 53.5239 | 89.269 | 48.1588 | 141.8956 | 227.718 | 100.1639 | 189.3824 | 93.9304 | 191.6463 | 176.3612 | 100.1639 | 93.9304 | 70.6082 | 211.0173 | 175.035 | 54.271 | 25.5998 | 350.7815 | 70.3866 | 231.7337 | 70.131 | 348.2868 | 852.486 | 40.7244 | 244.1448 | 211.0173 | 309.5863 | 70.131 | 27.0969 | 417.933 | 234.845 | 199.5641 | 223.995 | 0 | 82.1401 | 144.3124 | 387.3791 | 0 | 87.5431 | 111.3615 | 172.1751 | 74.4581 | 100.2469 | 180.2096 | 67.9743 | 0 | 0 | 0 | 0 | 0 | 0 | 0 | 0 | 90.2154 | 0 | 156.891 | 234.6081 | 200.6199 | 138.2198 | 0 | 141.105 | 37.5988 | 38.2404 | 19.1187 | 563.7228 | 36.6566 | 95.4862 | 40.5473 | 40.5473 | 66.4675 | 26.5258 | 37.5988 | 36.6566 | 29.8539 | 29.8539 | 51.1899 | 0 | 0 | 0 | 0 | 26.5258 | 26.5258 | 26.5258 | 45.9812 | 29.8539 | 99.5843 | 0 | 0 | 19.4048 | 0 | 0 | 0 | 85.3939 | 45.6647 | 108.6457 | 61.3611 | 48.7398 | 19.4048 | 121.1524 | 128.8343 | 31.2773 | 158.3226 | 119.8938 | 528.7047 | 107.3175 | 104.3654 | 124.405 | 20.3399 | 25.0114 | 25.0114 | 20.3399 | 38.6383 | 70.0904 | 159.7321 | 1465.9929 | 104.3518 | 70.0904 | 67.4605 | 124.5958 | 84.9898 | 72.5116 | 69.4859 | 67.4605 | 128.917 | 60.0053 | 45.6647 | 45.6647 | 132.4877 | 85.3506 | 0 | 0 | 0 | 25.0114 | 25.0114 | 24.9343 | 0 | 0 | 0 | 0 | 0 | 0 | 20.3399 | 45.6647 | 126.7812 | 25.0114 | 31.0882 | 55.9228 | 0 | 0 | 0 | 0 | 0 | 0 | 0 | 0 | 0 | 0 | 0 | 0 | 0 | 0 | 0 | 0 | 0 | 0 | 0 | 0 | 0 | 0 | 0 | 0 | 0 | 0 | 0 | 0 | 0 | 0 | 0 | 0 | 0 | 0 | 0 | 0 | 0 | 0 | 0 | 0 | 0 | 0 | 0 | 0 | 0 | 0 | 0 | 0 | 0 | 0 | 0 | 0 | 0 | 0 | 0 | 0 | 0 | 0 | 0 | 0 | 0 | 0 | 0 | 0 | 0 | 0 | 0 | 0 | 0 | 0 | 0 | 0 | 0 | 0 | 0 | 0 | 0 | 0 | 0 | 0 | 0 | 0 | 0 | 0 | 0 | 0 | 0 | 0 | 0 | 0 | 0 | 0 | 0 | 0 | 0 | 0 | 0 | 0 | 0 | 0 | 0 | 0 | 0 | 0 | 0 | 0 | 0 | 0 | 0 | 2017-01-20 01:00
t0459 | 0 | 132.0115 | 312.2548 | 154.449 | 33.8592 | 240.5702 | 33.8592 | 729.0674 | 57.2451 | 57.2451 | 1894.3947 | 56.3311 | 84.3626 | 369.8304 | 436.9079 | 64.9654 | 73.8283 | 353.237 | 215.9781 | 404.8963 | 0 | 0 | 392.6435 | 36.6105 | 36.6105 | 36.6105 | 89.7414 | 168.4422 | 311.166 | 116.8071 | 335.2427 | 83.9414 | 268.2675 | 247.2126 | 281.3215 | 262.9172 | 149.2135 | 716.0656 | 409.0694 | 102.2879 | 253.922 | 278.6521 | 118.4352 | 250.7409 | 483.6826 | 118.4352 | 47.069 | 305.2915 | 841.6502 | 183.1634 | 181.9297 | 95.1072 | 198.4818 | 47.069 | 179.8222 | 323.8828 | 106.2244 | 339.5142 | 34.0707 | 205.1211 | 34.0707 | 118.4352 | 168.4422 | 65.1697 | 483.6826 | 0 | 0 | 0 | 0 | 0 | 0 | 0 | 0 | 167.7559 | 0 | 0 | 0 | 0 | 260.3743 | 284.5025 | 27.6665 | 28.3364 | 203.2706 | 149.9649 | 11.1198 | 75.9555 | 86.4699 | 258.3286 | 154.9509 | 212.1711 | 82.0363 | 27.6665 | 236.6547 | 41.2423 | 242.9849 | 114.7774 | 154.2213 | 44.9228 | 85.0134 | 442.0528 | 18.8153 | 147.3936 | 137.5937 | 11.1198 | 11.1198 | 55.5513 | 120.8945 | 60.4022 | 118.9826 | 152.3403 | 66.3028 | 53.4038 | 492.7967 | 91.6855 | 75.9555 | 74.0968 | 74.0968 | 30.5597 | 38.1801 | 492.7967 | 317.907 | 144.625 | 0 | 0 | 0 | 75.2283 | 86.4699 | 72.7588 | 323.3492 | 85.0134 | 0 | 64.3437 | 38.1801 | 11.1198 | 54.0782 | 21.8236 | 0 | 0 | 0 | 83.7179 | 0 | 0 | 129.941 | 0 | 26.8153 | 0 | 0 | 196.539 | 91.4767 | 21.8236 | 27.8861 | 27.8861 | 56.8446 | 123.5532 | 161.9757 | 125.1023 | 281.9735 | 181.5911 | 104.2657 | 249.2314 | 211.1388 | 129.9939 | 135.8759 | 322.993 | 173.8217 | 151.8749 | 88.7272 | 82.4628 | 171.6925 | 173.3866 | 65.5957 | 82.4628 | 82.4628 | 122.1027 | 88.7272 | 88.7272 | 88.7272 | 141.7096 | 162.1439 | 136.4035 | 117.0185 | 117.0185 | 90.3083 | 139.4396 | 415.6658 | 163.5429 | 84.3112 | 480.1225 | 166.4959 | 84.3112 | 282.9691 | 789.717 | 114.8741 | 452.2558 | 354.7082 | 166.4959 | 92.5536 | 56.2814 | 174.0427 | 51.6506 | 51.6506 | 51.6506 | 138.9112 | 152.8664 | 57.3937 | 136.9623 | 209.5575 | 212.0076 | 120.2994 | 120.2994 | 114.343 | 392.5829 | 51.6506 | 352.2757 | 219.6509 | 367.4312 | 139.9927 | 111.8654 | 258.2731 | 87.6816 | 192.0304 | 87.6816 | 219.0699 | 70.2387 | 107.7227 | 65.1697 | 65.1697 | 70.2387 | 348.2617 | 286.4252 | 135.8772 | 177.4637 | 121.0478 | 70.2387 | 856.9137 | 182.5663 | 174.2764 | 406.1366 | 627.9428 | 87.9767 | 98.1131 | 133.3298 | 305.1379 | 98.1131 | 53.4538 | 119.8406 | 104.8388 | 88.6091 | 96.3604 | 53.6649 | 53.6649 | 89.6813 | 47.9022 | 140.9955 | 228.2807 | 100.0721 | 192.0304 | 93.8055 | 189.8282 | 177.3848 | 100.0721 | 93.8055 | 69.9954 | 207.8628 | 176.0753 | 55.0119 | 25.4332 | 351.5814 | 70.1366 | 229.7052 | 69.7501 | 349.5413 | 855.4764 | 40.7944 | 242.9462 | 207.8628 | 306.2116 | 69.7501 | 26.8153 | 429.703 | 232.9896 | 201.2236 | 227.6215 | 0 | 82.4628 | 144.8603 | 383.2377 | 0 | 87.9767 | 111.2243 | 171.6925 | 74.0608 | 98.7725 | 181.0445 | 67.3382 | 0 | 0 | 0 | 0 | 0 | 0 | 0 | 0 | 91.4767 | 0 | 158.1081 | 239.6286 | 198.404 | 137.4676 | 0 | 139.6648 | 36.4038 | 38.0153 | 18.8153 | 548.8025 | 36.7239 | 93.5521 | 39.8013 | 39.8013 | 63.9983 | 26.0566 | 36.4038 | 36.7239 | 29.5582 | 29.5582 | 50.7262 | 0 | 0 | 0 | 0 | 26.0566 | 26.0566 | 26.0566 | 45.5755 | 29.5582 | 98.8782 | 0 | 0 | 19.0738 | 0 | 0 | 0 | 84.4528 | 46.1374 | 107.4863 | 62.2281 | 48.4449 | 19.0738 | 122.0842 | 125.8065 | 31.1515 | 159.6152 | 119.5259 | 528.2173 | 107.4667 | 104.5497 | 124.1305 | 20.3537 | 25.0694 | 25.0694 | 20.3537 | 37.9833 | 69.5997 | 159.0099 | 1444.3405 | 101.719 | 69.5997 | 67.1353 | 121.4087 | 83.4627 | 71.2813 | 68.0111 | 67.1353 | 126.3952 | 59.4039 | 46.1374 | 46.1374 | 131.3942 | 83.7585 | 0 | 0 | 0 | 25.0694 | 25.0694 | 24.6124 | 0 | 0 | 0 | 0 | 0 | 0 | 20.3537 | 46.1374 | 125.1236 | 25.0694 | 31.063 | 55.0987 | 0 | 0 | 0 | 0 | 0 | 0 | 0 | 0 | 0 | 0 | 0 | 0 | 0 | 0 | 0 | 0 | 0 | 0 | 0 | 0 | 0 | 0 | 0 | 0 | 0 | 0 | 0 | 0 | 0 | 0 | 0 | 0 | 0 | 0 | 0 | 0 | 0 | 0 | 0 | 0 | 0 | 0 | 0 | 0 | 0 | 0 | 0 | 0 | 0 | 0 | 0 | 0 | 0 | 0 | 0 | 0 | 0 | 0 | 0 | 0 | 0 | 0 | 0 | 0 | 0 | 0 | 0 | 0 | 0 | 0 | 0 | 0 | 0 | 0 | 0 | 0 | 0 | 0 | 0 | 0 | 0 | 0 | 0 | 0 | 0 | 0 | 0 | 0 | 0 | 0 | 0 | 0 | 0 | 0 | 0 | 0 | 0 | 0 | 0 | 0 | 0 | 0 | 0 | 0 | 0 | 0 | 0 | 0 | 0 | 2017-01-20 02:00
t0460 | 0 | 134.2656 | 316.2918 | 157.0966 | 34.2396 | 243.4985 | 34.2396 | 745.1838 | 57.974 | 57.974 | 1921.6728 | 56.8397 | 85.7529 | 376.5691 | 444.6245 | 66.128 | 74.9129 | 358.7186 | 219.153 | 412.6468 | 0 | 0 | 397.9086 | 37.1807 | 37.1807 | 37.1807 | 91.2982 | 171.2587 | 317.0748 | 118.1908 | 340.3059 | 85.104 | 273.1792 | 251.8301 | 285.8542 | 266.7834 | 151.7842 | 731.1413 | 416.7436 | 104.0117 | 258.8573 | 283.1 | 120.5133 | 255.1171 | 492.4797 | 120.5133 | 47.8738 | 310.4319 | 856.3174 | 186.5489 | 184.7084 | 96.5306 | 202.0324 | 47.8738 | 182.8493 | 329.9717 | 108.0692 | 344.5685 | 34.5443 | 208.9923 | 34.5443 | 120.5133 | 171.2587 | 66.224 | 492.4797 | 0 | 0 | 0 | 0 | 0 | 0 | 0 | 0 | 170.5074 | 0 | 0 | 0 | 0 | 264.6202 | 288.9374 | 28.115 | 28.6495 | 205.4899 | 152.192 | 11.2622 | 76.9513 | 87.6561 | 262.1152 | 157.4373 | 215.6165 | 82.8837 | 28.115 | 239.1714 | 41.7847 | 246.3628 | 116.2875 | 156.5719 | 45.5496 | 86.2119 | 447.7319 | 18.9887 | 149.5838 | 139.3369 | 11.2622 | 11.2622 | 56.1707 | 122.8823 | 61.2421 | 120.6074 | 154.7453 | 66.7512 | 53.3507 | 496.2303 | 92.5195 | 76.9513 | 75.1891 | 75.1891 | 30.9715 | 38.4807 | 496.2303 | 321.3112 | 146.9084 | 0 | 0 | 0 | 76.3662 | 87.6561 | 73.8545 | 327.6268 | 86.2119 | 0 | 65.313 | 38.4807 | 11.2622 | 54.6351 | 22.0459 | 0 | 0 | 0 | 84.9748 | 0 | 0 | 131.7856 | 0 | 27.1087 | 0 | 0 | 199.5581 | 93.1494 | 22.0459 | 28.2886 | 28.2886 | 57.4395 | 125.0804 | 163.8077 | 126.7994 | 286.116 | 184.5221 | 105.7537 | 252.9867 | 213.7479 | 131.5013 | 137.8214 | 326.2404 | 176.4674 | 153.4311 | 90.1373 | 83.7437 | 174.0421 | 175.3749 | 66.4101 | 83.7437 | 83.7437 | 123.3581 | 90.1373 | 90.1373 | 90.1373 | 143.3529 | 164.6477 | 137.8079 | 118.498 | 118.498 | 91.4209 | 140.7413 | 421.9172 | 166.4626 | 85.1123 | 484.6783 | 168.9379 | 85.1123 | 284.1949 | 799.1403 | 115.9927 | 457.1791 | 359.5156 | 168.9379 | 93.6929 | 57.0225 | 175.8087 | 52.4391 | 52.4391 | 52.4391 | 140.4988 | 154.1047 | 57.8745 | 139.5535 | 212.6869 | 215.5547 | 122.3792 | 122.3792 | 115.9271 | 399.8284 | 52.4391 | 356.3734 | 223.1931 | 373.2839 | 142.288 | 113.5817 | 260.3489 | 88.9283 | 195.5694 | 88.9283 | 222.117 | 71.0717 | 109.4254 | 66.224 | 66.224 | 71.0717 | 354.83 | 291.5463 | 137.716 | 179.5864 | 123.1577 | 71.0717 | 873.5883 | 185.4418 | 176.293 | 411.1302 | 634.6736 | 89.3624 | 99.7143 | 134.7105 | 309.2874 | 99.7143 | 54.2129 | 121.4714 | 106.6018 | 89.921 | 97.5212 | 54.4784 | 54.4784 | 91.0954 | 48.5144 | 142.8335 | 231.7557 | 101.4739 | 195.5694 | 95.1226 | 192.0855 | 180.2183 | 101.4739 | 95.1226 | 70.8066 | 210.034 | 178.9142 | 56.0093 | 25.7413 | 356.8268 | 71.0613 | 232.4231 | 70.6325 | 354.8608 | 868.903 | 41.3905 | 246.0061 | 210.034 | 309.7226 | 70.6325 | 27.1087 | 439.3339 | 235.7981 | 204.6213 | 231.95 | 0 | 83.7437 | 147.0729 | 387.997 | 0 | 89.3624 | 112.7845 | 174.0421 | 75.0353 | 99.723 | 183.8658 | 68.1146 | 0 | 0 | 0 | 0 | 0 | 0 | 0 | 0 | 93.1494 | 0 | 160.7254 | 244.5227 | 200.6841 | 139.2665 | 0 | 141.2431 | 36.5728 | 38.489 | 18.9887 | 552.574 | 37.2664 | 94.368 | 40.1472 | 40.1472 | 64.1902 | 26.2921 | 36.5728 | 37.2664 | 29.8865 | 29.8865 | 51.3073 | 0 | 0 | 0 | 0 | 26.2921 | 26.2921 | 26.2921 | 46.1047 | 29.8865 | 100.0778 | 0 | 0 | 19.2595 | 0 | 0 | 0 | 85.3816 | 46.9375 | 108.699 | 63.3854 | 49.0492 | 19.2595 | 124.0988 | 126.7921 | 31.554 | 162.2923 | 121.1442 | 535.8201 | 109.0465 | 106.0992 | 125.8304 | 20.6495 | 25.4443 | 25.4443 | 20.6495 | 38.3362 | 70.4581 | 161.0661 | 1459.9807 | 102.4281 | 70.4581 | 68.009 | 122.3244 | 84.2151 | 71.9252 | 68.5564 | 68.009 | 127.4892 | 60.0983 | 46.9375 | 46.9375 | 132.9456 | 84.5236 | 0 | 0 | 0 | 25.4443 | 25.4443 | 24.8695 | 0 | 0 | 0 | 0 | 0 | 0 | 20.6495 | 46.9375 | 126.4551 | 25.4443 | 31.4997 | 55.6361 | 0 | 0 | 0 | 0 | 0 | 0 | 0 | 0 | 0 | 0 | 0 | 0 | 0 | 0 | 0 | 0 | 0 | 0 | 0 | 0 | 0 | 0 | 0 | 0 | 0 | 0 | 0 | 0 | 0 | 0 | 0 | 0 | 0 | 0 | 0 | 0 | 0 | 0 | 0 | 0 | 0 | 0 | 0 | 0 | 0 | 0 | 0 | 0 | 0 | 0 | 0 | 0 | 0 | 0 | 0 | 0 | 0 | 0 | 0 | 0 | 0 | 0 | 0 | 0 | 0 | 0 | 0 | 0 | 0 | 0 | 0 | 0 | 0 | 0 | 0 | 0 | 0 | 0 | 0 | 0 | 0 | 0 | 0 | 0 | 0 | 0 | 0 | 0 | 0 | 0 | 0 | 0 | 0 | 0 | 0 | 0 | 0 | 0 | 0 | 0 | 0 | 0 | 0 | 0 | 0 | 0 | 0 | 0 | 0 | 2017-01-20 03:00
t0461 | 0 | 140.2792 | 331.8072 | 163.7783 | 35.8866 | 255.4595 | 35.8866 | 773.3552 | 61.1177 | 61.1177 | 2032.4572 | 59.879 | 89.3371 | 393.081 | 463.2586 | 68.7901 | 78.2758 | 374.7736 | 229.0735 | 429.2975 | 0 | 0 | 417.5829 | 38.7838 | 38.7838 | 38.7838 | 95.1919 | 178.727 | 330.0469 | 125.4109 | 356.9158 | 89.1313 | 284.4678 | 262.1033 | 298.2081 | 278.9346 | 158.0796 | 760.0413 | 435.1018 | 108.4593 | 269.318 | 296.0614 | 125.6898 | 266.0817 | 516.3302 | 125.6898 | 49.8009 | 323.7938 | 893.0807 | 194.2184 | 193.4383 | 100.786 | 210.4817 | 49.8009 | 190.5773 | 343.3821 | 112.5497 | 361.0476 | 36.0921 | 217.504 | 36.0921 | 125.6898 | 178.727 | 69.144 | 516.3302 | 0 | 0 | 0 | 0 | 0 | 0 | 0 | 0 | 177.8532 | 0 | 0 | 0 | 0 | 276.3477 | 301.5675 | 29.2695 | 29.8886 | 215.8536 | 158.6293 | 11.7594 | 80.3321 | 91.2991 | 274.3773 | 164.3939 | 224.9615 | 86.8633 | 29.2695 | 252.1721 | 43.5799 | 257.8651 | 121.3617 | 163.1526 | 47.4838 | 89.9351 | 469.6618 | 19.8516 | 156.0205 | 145.589 | 11.7594 | 11.7594 | 58.857 | 128.1427 | 63.8998 | 125.8782 | 161.5326 | 70.7862 | 57.5675 | 526.6522 | 96.8547 | 80.3321 | 78.365 | 78.365 | 32.3167 | 40.4566 | 526.6522 | 338.4055 | 152.93 | 0 | 0 | 0 | 79.5328 | 91.2991 | 76.9841 | 342.6843 | 89.9351 | 0 | 68.06 | 40.4566 | 11.7594 | 57.4613 | 23.1277 | 0 | 0 | 0 | 88.7284 | 0 | 0 | 137.7644 | 0 | 28.322 | 0 | 0 | 208.2867 | 96.933 | 23.1277 | 29.5238 | 29.5238 | 59.9715 | 130.8944 | 171.9022 | 132.4224 | 300.0466 | 192.5587 | 110.5829 | 264.1706 | 225.2974 | 137.861 | 143.9933 | 347.2895 | 184.415 | 161.0019 | 94.3261 | 87.537 | 182.5414 | 183.61 | 69.5315 | 87.537 | 87.537 | 129.8945 | 94.3261 | 94.3261 | 94.3261 | 150.2907 | 172.2254 | 144.7556 | 124.0141 | 124.0141 | 95.7802 | 148.7625 | 441.2644 | 173.7095 | 89.5455 | 518.9529 | 177.0256 | 89.5455 | 305.0066 | 847.2332 | 121.7088 | 482.4294 | 376.835 | 177.0256 | 98.417 | 59.6617 | 184.2202 | 54.7187 | 54.7187 | 54.7187 | 147.0841 | 162.8548 | 60.7714 | 145.0763 | 222.1934 | 224.7898 | 127.6333 | 127.6333 | 121.4345 | 415.9088 | 54.7187 | 374.4545 | 232.947 | 389.6691 | 148.4176 | 118.4495 | 276.7777 | 92.9866 | 203.8749 | 92.9866 | 233.0206 | 74.6545 | 114.5211 | 69.144 | 69.144 | 74.6545 | 369.9817 | 303.9725 | 144.5042 | 188.7941 | 128.5257 | 74.6545 | 910.4649 | 193.5793 | 186.1483 | 433.516 | 676.0329 | 93.2924 | 104.0427 | 141.4904 | 324.2409 | 104.0427 | 56.5573 | 127.2162 | 111.196 | 93.9332 | 102.149 | 56.9679 | 56.9679 | 95.2437 | 50.8203 | 150.6911 | 242.6912 | 106.0697 | 203.8749 | 99.6311 | 202.3147 | 188.0453 | 106.0697 | 99.6311 | 74.0638 | 222.0934 | 186.9278 | 58.2458 | 26.8685 | 372.5486 | 74.2907 | 243.9157 | 73.9024 | 369.9666 | 911.5453 | 43.143 | 256.6881 | 222.0934 | 326.3377 | 73.9024 | 28.322 | 456.2581 | 247.3016 | 213.8498 | 241.5354 | 0 | 87.537 | 153.3239 | 413.2386 | 0 | 93.2924 | 118.0663 | 182.5414 | 78.9698 | 104.2886 | 191.7931 | 71.3874 | 0 | 0 | 0 | 0 | 0 | 0 | 0 | 0 | 96.933 | 0 | 167.6465 | 254.0754 | 211.6403 | 146.5001 | 0 | 148.1106 | 38.5647 | 40.2496 | 19.8516 | 585.888 | 38.9049 | 99.8026 | 42.1261 | 42.1261 | 67.8324 | 27.6272 | 38.5647 | 38.9049 | 31.2266 | 31.2266 | 53.6596 | 0 | 0 | 0 | 0 | 27.6272 | 27.6272 | 27.6272 | 48.2667 | 31.2266 | 104.7264 | 0 | 0 | 20.3604 | 0 | 0 | 0 | 89.488 | 48.9488 | 114.1689 | 66.1773 | 51.3328 | 20.3604 | 129.3939 | 134.3967 | 32.9412 | 169.4746 | 126.9657 | 562.7604 | 113.9372 | 110.8588 | 131.6846 | 21.59 | 26.572 | 26.572 | 21.59 | 40.2893 | 73.8874 | 168.502 | 1549.9296 | 108.1884 | 73.8874 | 71.3058 | 130.2907 | 88.5657 | 75.3541 | 72.1639 | 71.3058 | 134.346 | 63.2763 | 48.9488 | 48.9488 | 139.2021 | 89.2673 | 0 | 0 | 0 | 26.572 | 26.572 | 26.0842 | 0 | 0 | 0 | 0 | 0 | 0 | 21.59 | 48.9488 | 133.0415 | 26.572 | 32.9336 | 58.2832 | 0 | 0 | 0 | 0 | 0 | 0 | 0 | 0 | 0 | 0 | 0 | 0 | 0 | 0 | 0 | 0 | 0 | 0 | 0 | 0 | 0 | 0 | 0 | 0 | 0 | 0 | 0 | 0 | 0 | 0 | 0 | 0 | 0 | 0 | 0 | 0 | 0 | 0 | 0 | 0 | 0 | 0 | 0 | 0 | 0 | 0 | 0 | 0 | 0 | 0 | 0 | 0 | 0 | 0 | 0 | 0 | 0 | 0 | 0 | 0 | 0 | 0 | 0 | 0 | 0 | 0 | 0 | 0 | 0 | 0 | 0 | 0 | 0 | 0 | 0 | 0 | 0 | 0 | 0 | 0 | 0 | 0 | 0 | 0 | 0 | 0 | 0 | 0 | 0 | 0 | 0 | 0 | 0 | 0 | 0 | 0 | 0 | 0 | 0 | 0 | 0 | 0 | 0 | 0 | 0 | 0 | 0 | 0 | 0 | 2017-01-20 04:00
t0462 | 0 | 157.2357 | 372.3751 | 183.4671 | 40.2665 | 286.7048 | 40.2665 | 865.1122 | 68.6815 | 68.6815 | 2285.8525 | 67.2845 | 100.0597 | 440.4715 | 518.8566 | 77.012 | 87.7466 | 420.0926 | 256.8148 | 480.6005 | 0 | 0 | 468.678 | 43.4551 | 43.4551 | 43.4551 | 106.638 | 200.2718 | 369.5452 | 141.1799 | 400.5005 | 99.9812 | 318.5527 | 293.4643 | 334.1282 | 312.7367 | 177.0339 | 850.6335 | 487.576 | 121.5062 | 301.5046 | 331.9461 | 140.8134 | 298.1008 | 579.2682 | 140.8134 | 55.7545 | 362.7709 | 1000.5385 | 217.4764 | 216.9722 | 112.9557 | 235.7355 | 55.7545 | 213.4749 | 384.4513 | 126.0438 | 405.0368 | 40.4591 | 243.5229 | 40.4591 | 140.8134 | 200.2718 | 77.4901 | 579.2682 | 0 | 0 | 0 | 0 | 0 | 0 | 0 | 0 | 199.2673 | 0 | 0 | 0 | 0 | 309.7215 | 337.9416 | 32.7766 | 33.4945 | 242.3462 | 177.7012 | 13.1805 | 90.0339 | 102.2599 | 307.726 | 184.2426 | 252.0659 | 97.4656 | 32.7766 | 283.4087 | 48.8306 | 289.207 | 136.0078 | 182.7533 | 53.1966 | 100.7738 | 527.0757 | 22.2606 | 174.8122 | 163.2139 | 13.1805 | 13.1805 | 66.0358 | 143.5611 | 71.6052 | 141.0696 | 181.0221 | 79.6869 | 65.1192 | 592.9974 | 108.6483 | 90.0339 | 87.7857 | 87.7857 | 36.2144 | 45.4371 | 592.9974 | 380.211 | 171.2529 | 0 | 0 | 0 | 89.0748 | 102.2599 | 86.2411 | 384.2711 | 100.7738 | 0 | 76.2375 | 45.4371 | 13.1805 | 64.5364 | 25.9578 | 0 | 0 | 0 | 99.4443 | 0 | 0 | 154.4545 | 0 | 31.7515 | 0 | 0 | 233.4129 | 108.5275 | 25.9578 | 33.0856 | 33.0856 | 67.2226 | 146.8032 | 192.9475 | 148.4288 | 336.6808 | 215.7717 | 123.9891 | 296.077 | 253.1702 | 154.6954 | 161.4127 | 391.315 | 206.7322 | 180.7156 | 105.7782 | 98.136 | 204.8431 | 205.9571 | 77.9927 | 98.136 | 98.136 | 145.9352 | 105.7782 | 105.7782 | 105.7782 | 168.6444 | 193.1156 | 162.5245 | 139.0878 | 139.0878 | 107.4548 | 167.3085 | 494.7725 | 194.6386 | 100.5829 | 585.6469 | 198.5978 | 100.5829 | 344.473 | 953.5439 | 136.6113 | 542.304 | 422.8038 | 198.5978 | 110.4908 | 66.9077 | 206.6977 | 61.3155 | 61.3155 | 61.3155 | 164.9821 | 183.155 | 68.2291 | 162.3816 | 249.0627 | 251.8369 | 142.9911 | 142.9911 | 136.2232 | 465.6057 | 61.3155 | 420.4358 | 261.0391 | 436.6857 | 166.2875 | 132.7079 | 311.7743 | 104.259 | 228.3707 | 104.259 | 261.5047 | 83.8141 | 128.4286 | 77.4901 | 77.4901 | 83.8141 | 414.4549 | 340.5148 | 162.1785 | 212.0039 | 144.0148 | 83.8141 | 1019.7567 | 216.9367 | 209.2825 | 487.2014 | 761.8393 | 104.5517 | 116.5799 | 158.8547 | 363.8099 | 116.5799 | 63.3742 | 142.7021 | 124.5833 | 105.2906 | 114.5941 | 63.873 | 63.873 | 106.7818 | 57.0117 | 169.3725 | 272.2123 | 118.9184 | 228.3707 | 111.7606 | 227.3024 | 210.7087 | 118.9184 | 111.7606 | 83.0571 | 249.7993 | 209.5296 | 65.2013 | 30.1133 | 417.531 | 83.2954 | 273.775 | 82.8797 | 414.4719 | 1022.9095 | 48.331 | 287.6549 | 249.7993 | 366.685 | 82.8797 | 31.7515 | 510.4839 | 277.5262 | 239.7202 | 270.4701 | 0 | 98.136 | 171.7649 | 465.6518 | 0 | 104.5517 | 132.4209 | 204.8431 | 88.7012 | 116.9529 | 214.8931 | 80.0983 | 0 | 0 | 0 | 0 | 0 | 0 | 0 | 0 | 108.5275 | 0 | 187.8298 | 284.3308 | 237.8641 | 164.5327 | 0 | 166.2094 | 43.3513 | 45.1327 | 22.2606 | 659.5291 | 43.6016 | 112.264 | 47.2859 | 47.2859 | 76.2997 | 31.0226 | 43.3513 | 43.6016 | 35.0083 | 35.0083 | 60.1731 | 0 | 0 | 0 | 0 | 31.0226 | 31.0226 | 31.0226 | 54.1401 | 35.0083 | 117.4547 | 0 | 0 | 22.8994 | 0 | 0 | 0 | 100.4105 | 54.8374 | 128.1762 | 74.1588 | 57.5727 | 22.8994 | 144.9573 | 151.2727 | 36.92 | 189.9358 | 142.4495 | 631.7349 | 127.7214 | 124.2704 | 147.6848 | 24.2065 | 29.7823 | 29.7823 | 24.2065 | 45.2424 | 82.9146 | 188.9627 | 1745.1009 | 121.6621 | 82.9146 | 80.0118 | 146.8413 | 99.4731 | 84.5477 | 81.0738 | 80.0118 | 150.9749 | 71.0851 | 54.8374 | 54.8374 | 156.1468 | 100.3747 | 0 | 0 | 0 | 29.7823 | 29.7823 | 29.2742 | 0 | 0 | 0 | 0 | 0 | 0 | 24.2065 | 54.8374 | 149.4347 | 29.7823 | 36.9251 | 65.3909 | 0 | 0 | 0 | 0 | 0 | 0 | 0 | 0 | 0 | 0 | 0 | 0 | 0 | 0 | 0 | 0 | 0 | 0 | 0 | 0 | 0 | 0 | 0 | 0 | 0 | 0 | 0 | 0 | 0 | 0 | 0 | 0 | 0 | 0 | 0 | 0 | 0 | 0 | 0 | 0 | 0 | 0 | 0 | 0 | 0 | 0 | 0 | 0 | 0 | 0 | 0 | 0 | 0 | 0 | 0 | 0 | 0 | 0 | 0 | 0 | 0 | 0 | 0 | 0 | 0 | 0 | 0 | 0 | 0 | 0 | 0 | 0 | 0 | 0 | 0 | 0 | 0 | 0 | 0 | 0 | 0 | 0 | 0 | 0 | 0 | 0 | 0 | 0 | 0 | 0 | 0 | 0 | 0 | 0 | 0 | 0 | 0 | 0 | 0 | 0 | 0 | 0 | 0 | 0 | 0 | 0 | 0 | 0 | 0 | 2017-01-20 05:00
t0463 | 0 | 169.13 | 415.1674 | 197.9445 | 45.7397 | 322.0765 | 45.7397 | 892.0137 | 76.0837 | 76.0837 | 2475.4935 | 77.4502 | 108.8398 | 468.8218 | 557.3221 | 82.7441 | 96.7383 | 459.3001 | 282.9305 | 509.5039 | 0 | 0 | 519.6524 | 47.611 | 47.611 | 47.611 | 114.7819 | 216.6461 | 392.0409 | 156.068 | 436.8471 | 110.7406 | 340.1654 | 312.4233 | 363.9872 | 344.3629 | 191.1664 | 884.6344 | 515.8161 | 131.4441 | 318.6003 | 360.6452 | 151.1744 | 320.337 | 612.0995 | 151.1744 | 60.4098 | 392.3191 | 1075.5524 | 231.8835 | 236.8461 | 124.3427 | 252.6421 | 60.4098 | 231.1685 | 408.8641 | 135.9114 | 443.4998 | 44.9751 | 258.747 | 44.9751 | 151.1744 | 216.6461 | 84.2355 | 612.0995 | 0 | 0 | 0 | 0 | 0 | 0 | 0 | 0 | 216.4676 | 0 | 0 | 0 | 0 | 336.1031 | 369.8505 | 35.796 | 38.419 | 275.1143 | 196.4265 | 14.8317 | 101.0381 | 114.4943 | 338.3232 | 200.5238 | 274.1742 | 111.7336 | 35.796 | 320.6016 | 54.8619 | 320.4922 | 152.6327 | 201.2856 | 59.3303 | 112.0942 | 588.203 | 25.9094 | 192.9814 | 183.6996 | 14.8317 | 14.8317 | 75.1091 | 155.9582 | 79.7778 | 157.4926 | 197.657 | 92.7431 | 79.2308 | 687.8434 | 126.3197 | 101.0381 | 97.155 | 97.155 | 40.5235 | 53.0793 | 687.8434 | 430.5944 | 187.8776 | 0 | 0 | 0 | 98.3163 | 114.4943 | 95.1117 | 429.2874 | 112.0942 | 0 | 84.1188 | 53.0793 | 14.8317 | 73.5632 | 29.7493 | 0 | 0 | 0 | 109.4 | 0 | 0 | 171.0179 | 0 | 36.3701 | 0 | 0 | 256.042 | 116.0565 | 29.7493 | 36.6463 | 36.6463 | 77.452 | 165.311 | 218.5377 | 165.6863 | 368.8738 | 234.8532 | 137.1117 | 325.5178 | 281.6158 | 175.0092 | 178.6695 | 438.0334 | 226.6196 | 206.8958 | 114.8769 | 107.1836 | 226.7084 | 233.8386 | 87.7023 | 107.1836 | 107.1836 | 166.036 | 114.8769 | 114.8769 | 114.8769 | 190.7782 | 210.8661 | 185.6538 | 156.1579 | 156.1579 | 120.8145 | 190.9171 | 542.6552 | 208.0839 | 115.4958 | 652.7975 | 217.933 | 115.4958 | 402.2379 | 1054.7204 | 157.2093 | 611.0673 | 469.0725 | 217.933 | 123.688 | 74.7521 | 237.4516 | 67.357 | 67.357 | 67.357 | 187.4145 | 211.6321 | 79.4776 | 172.7809 | 273.9882 | 272.7442 | 153.9354 | 153.9354 | 150.8299 | 497.3365 | 67.357 | 473.642 | 284.0973 | 476.0867 | 180.655 | 145.8141 | 356.8528 | 115.3627 | 243.0893 | 115.3627 | 288.6337 | 94.2553 | 139.5783 | 84.2355 | 84.2355 | 94.2553 | 438.9774 | 364.4878 | 179.6361 | 237.8344 | 154.6381 | 94.2553 | 1074.0776 | 236.9539 | 233.9461 | 541.9164 | 846.2546 | 114.1805 | 126.6828 | 181.3808 | 403.3198 | 126.6828 | 70.4114 | 158.4572 | 134.7489 | 115.9954 | 129.2464 | 69.987 | 69.987 | 116.2959 | 63.8176 | 186.8086 | 297.3408 | 131.9415 | 243.0893 | 123.531 | 254.3589 | 229.7888 | 131.9415 | 123.531 | 94.3324 | 281.7239 | 227.6361 | 69.9191 | 34.1442 | 459.8631 | 93.1739 | 308.4467 | 93.0826 | 456.2077 | 1108.4205 | 53.5523 | 324.7738 | 281.7239 | 411.8352 | 93.0826 | 36.3701 | 523.9504 | 312.308 | 258.2351 | 286.6539 | 0 | 107.1836 | 188.9722 | 508.5115 | 0 | 114.1805 | 146.5226 | 226.7084 | 98.1214 | 135.505 | 235.4273 | 90.7234 | 0 | 0 | 0 | 0 | 0 | 0 | 0 | 0 | 116.0565 | 0 | 203.7276 | 297.9496 | 266.6706 | 182.2869 | 0 | 188.5148 | 51.9882 | 50.8315 | 25.9094 | 766.9673 | 48.1023 | 128.7617 | 54.9803 | 54.9803 | 92.6037 | 35.8613 | 51.9882 | 48.1023 | 40.0299 | 40.0299 | 68.4511 | 0 | 0 | 0 | 0 | 35.8613 | 35.8613 | 35.8613 | 61.3864 | 40.0299 | 132.5739 | 0 | 0 | 26.0196 | 0 | 0 | 0 | 114.3304 | 59.01 | 145.0034 | 78.5905 | 64.7488 | 26.0196 | 157.4135 | 174.3569 | 41.5106 | 205.1342 | 158.0905 | 692.4654 | 140.8049 | 136.8299 | 164.0515 | 26.7023 | 32.7766 | 32.7766 | 26.7023 | 52.1543 | 93.0604 | 211.6672 | 1947.4039 | 142.2606 | 93.0604 | 89.212 | 168.3494 | 114.8513 | 98.2305 | 94.3824 | 89.212 | 174.3362 | 79.757 | 59.01 | 59.01 | 176.6499 | 114.9269 | 0 | 0 | 0 | 32.7766 | 32.7766 | 33.4759 | 0 | 0 | 0 | 0 | 0 | 0 | 26.7023 | 59.01 | 169.6559 | 32.7766 | 40.932 | 75.4468 | 0 | 0 | 0 | 0 | 0 | 0 | 0 | 0 | 0 | 0 | 0 | 0 | 0 | 0 | 0 | 0 | 0 | 0 | 0 | 0 | 0 | 0 | 0 | 0 | 0 | 0 | 0 | 0 | 0 | 0 | 0 | 0 | 0 | 0 | 0 | 0 | 0 | 0 | 0 | 0 | 0 | 0 | 0 | 0 | 0 | 0 | 0 | 0 | 0 | 0 | 0 | 0 | 0 | 0 | 0 | 0 | 0 | 0 | 0 | 0 | 0 | 0 | 0 | 0 | 0 | 0 | 0 | 0 | 0 | 0 | 0 | 0 | 0 | 0 | 0 | 0 | 0 | 0 | 0 | 0 | 0 | 0 | 0 | 0 | 0 | 0 | 0 | 0 | 0 | 0 | 0 | 0 | 0 | 0 | 0 | 0 | 0 | 0 | 0 | 0 | 0 | 0 | 0 | 0 | 0 | 0 | 0 | 0 | 0 | 2017-01-20 06:00
t0464 | 0 | 165.7035 | 438.2655 | 193.8017 | 49.6592 | 344.3149 | 49.6592 | 785.1731 | 80.4902 | 80.4902 | 2541.8501 | 86.9057 | 107.965 | 448.9778 | 540.1479 | 79.8555 | 99.123 | 463.582 | 289.8321 | 479.1531 | 0 | 0 | 544.0276 | 48.0241 | 48.0241 | 48.0241 | 111.9193 | 213.8013 | 369.8162 | 167.3156 | 443.8458 | 115.1088 | 325.4286 | 296.6566 | 363.4606 | 352.7061 | 186.906 | 797.6892 | 488.445 | 129.4176 | 297.7327 | 360.8998 | 146.8102 | 311.6679 | 585.7698 | 146.8102 | 59.2345 | 386.3521 | 1047.0062 | 221.0546 | 239.983 | 126.8008 | 243.7436 | 59.2345 | 227.7161 | 387.2627 | 132.5194 | 452.4991 | 46.7357 | 244.6922 | 46.7357 | 146.8102 | 213.8013 | 83.9897 | 585.7698 | 0 | 0 | 0 | 0 | 0 | 0 | 0 | 0 | 214.972 | 0 | 0 | 0 | 0 | 334.2769 | 372.9161 | 35.6975 | 41.873 | 300.0483 | 200.8204 | 15.7063 | 106.455 | 119.4439 | 346.7079 | 200.4318 | 273.1126 | 123.0463 | 35.6975 | 350.9516 | 57.7728 | 332.8814 | 160.6973 | 204.3431 | 61.6301 | 116.1257 | 621.7933 | 29.0317 | 197.2297 | 194.947 | 15.7063 | 15.7063 | 81.6595 | 154.7736 | 82.9208 | 164.397 | 198.5498 | 107.3859 | 100.8207 | 794.0648 | 141.7637 | 106.455 | 99.526 | 99.526 | 42.436 | 60.594 | 794.0648 | 470.9192 | 188.8648 | 0 | 0 | 0 | 100.035 | 119.4439 | 96.8707 | 451.1749 | 116.1257 | 0 | 85.6733 | 60.594 | 15.7063 | 80.9921 | 32.8273 | 0 | 0 | 0 | 111.4651 | 0 | 0 | 176.7688 | 0 | 39.6965 | 0 | 0 | 259.2484 | 111.1076 | 32.8273 | 37.7338 | 37.7338 | 85.1778 | 176.2761 | 236.9088 | 173.1939 | 377.6103 | 234.3649 | 141.5215 | 331.3324 | 299.8207 | 188.8918 | 184.3033 | 482.9115 | 229.9747 | 228.0779 | 115.0885 | 108.1387 | 236.2449 | 252.9868 | 93.4241 | 108.1387 | 108.1387 | 182.8054 | 115.0885 | 115.0885 | 115.0885 | 205.9085 | 213.064 | 204.4598 | 165.7313 | 165.7313 | 128.8815 | 213.1037 | 552.4022 | 200.7985 | 128.711 | 725.1235 | 223.237 | 128.711 | 480.3186 | 1129.3454 | 174.6603 | 666.1494 | 489.9993 | 223.237 | 131.891 | 78.6385 | 262.2377 | 68.3267 | 68.3267 | 68.3267 | 202.8885 | 240.5832 | 90.0917 | 163.2973 | 279.5313 | 269.1684 | 150.2622 | 150.2622 | 156.7598 | 474.5123 | 68.3267 | 510.6644 | 283.5736 | 476.9625 | 179.431 | 147.7244 | 405.6079 | 119.1877 | 231.8987 | 119.1877 | 299.5806 | 101.2559 | 140.0582 | 83.9897 | 83.9897 | 101.2559 | 414.9846 | 351.6343 | 187.6689 | 255.0226 | 150.4941 | 101.2559 | 1002.6449 | 238.1852 | 252.2119 | 577.4915 | 923.1555 | 114.7703 | 125.9931 | 199.5755 | 420.9639 | 125.9931 | 72.8091 | 165.4017 | 132.7528 | 118.6185 | 138.5068 | 71.0931 | 71.0931 | 116.812 | 67.56 | 196.5766 | 301.5676 | 136.8329 | 231.8987 | 127.9727 | 272.942 | 230.0448 | 136.8329 | 127.9727 | 101.8765 | 309.1244 | 227.1642 | 67.1642 | 36.5788 | 469.358 | 98.0108 | 331.5676 | 98.7813 | 463.2735 | 1113.8179 | 54.9868 | 345.199 | 309.1244 | 444.9562 | 98.7813 | 39.6965 | 457.6433 | 334.5449 | 253.9235 | 270.2127 | 0 | 108.1387 | 191.7058 | 539.523 | 0 | 114.7703 | 151.8465 | 236.2449 | 103.0976 | 150.9058 | 237.4365 | 98.0319 | 0 | 0 | 0 | 0 | 0 | 0 | 0 | 0 | 111.1076 | 0 | 201.7348 | 272.5822 | 287.936 | 191.789 | 0 | 204.4278 | 61.9913 | 54.1197 | 29.0317 | 886.7316 | 49.2273 | 145.0325 | 62.0466 | 62.0466 | 112.7113 | 40.2527 | 61.9913 | 49.2273 | 43.5777 | 43.5777 | 74.0875 | 0 | 0 | 0 | 0 | 40.2527 | 40.2527 | 40.2527 | 66.259 | 43.5777 | 141.9007 | 0 | 0 | 28.8658 | 0 | 0 | 0 | 124.5949 | 57.5433 | 157.2353 | 74.6743 | 68.9129 | 28.8658 | 156.0452 | 198.865 | 43.8766 | 202.2012 | 165.1857 | 712.392 | 144.2522 | 139.8786 | 171.0156 | 27.4348 | 33.4312 | 33.4312 | 27.4348 | 58.3179 | 99.2306 | 223.5766 | 2122.1736 | 164.3531 | 99.2306 | 94.0492 | 192.6546 | 128.9398 | 110.3274 | 107.4973 | 94.0492 | 196.6888 | 85.8727 | 57.5433 | 57.5433 | 190.0622 | 128.6906 | 0 | 0 | 0 | 33.4312 | 33.4312 | 36.7934 | 0 | 0 | 0 | 0 | 0 | 0 | 27.4348 | 57.5433 | 185.7792 | 33.4312 | 42.4091 | 83.8292 | 0 | 0 | 0 | 0 | 0 | 0 | 0 | 0 | 0 | 0 | 0 | 0 | 0 | 0 | 0 | 0 | 0 | 0 | 0 | 0 | 0 | 0 | 0 | 0 | 0 | 0 | 0 | 0 | 0 | 0 | 0 | 0 | 0 | 0 | 0 | 0 | 0 | 0 | 0 | 0 | 0 | 0 | 0 | 0 | 0 | 0 | 0 | 0 | 0 | 0 | 0 | 0 | 0 | 0 | 0 | 0 | 0 | 0 | 0 | 0 | 0 | 0 | 0 | 0 | 0 | 0 | 0 | 0 | 0 | 0 | 0 | 0 | 0 | 0 | 0 | 0 | 0 | 0 | 0 | 0 | 0 | 0 | 0 | 0 | 0 | 0 | 0 | 0 | 0 | 0 | 0 | 0 | 0 | 0 | 0 | 0 | 0 | 0 | 0 | 0 | 0 | 0 | 0 | 0 | 0 | 0 | 0 | 0 | 0 | 2017-01-20 07:00
t0465 | 0 | 156.682 | 446.9265 | 180.1203 | 51.1508 | 353.7419 | 51.1508 | 638.7559 | 84.7573 | 84.7573 | 2692.9933 | 93.7375 | 100.7693 | 414.6164 | 495.8448 | 72.1305 | 96.6803 | 447.2751 | 283.351 | 424.0384 | 0 | 0 | 553.5069 | 45.7918 | 45.7918 | 45.7918 | 103.7913 | 201.4529 | 329.6392 | 184.3156 | 441.9564 | 115.0871 | 294.3713 | 265.5997 | 344.3696 | 345.4222 | 172.158 | 675.3661 | 447.9673 | 120.9838 | 262.2175 | 348.6949 | 136.0546 | 289.2886 | 560.0045 | 136.0546 | 54.1779 | 361.9841 | 971.8662 | 199.0591 | 236.114 | 122.6213 | 222.8165 | 54.1779 | 212.1751 | 345.5811 | 121.793 | 448.7966 | 45.9723 | 218.2281 | 45.9723 | 136.0546 | 201.4529 | 79.9922 | 560.0045 | 0 | 0 | 0 | 0 | 0 | 0 | 0 | 0 | 202.6913 | 0 | 0 | 0 | 0 | 318.3206 | 356.963 | 33.2718 | 42.0279 | 313.9468 | 192.1987 | 15.5706 | 105.057 | 115.3442 | 342.4433 | 191.3452 | 258.5509 | 127.6667 | 33.2718 | 375.9746 | 56.646 | 331.3258 | 158.2132 | 194.2548 | 59.6932 | 112.8076 | 634.2939 | 29.9817 | 189.6584 | 194.3806 | 15.5706 | 15.5706 | 84.0424 | 145.5721 | 80.8381 | 161.0325 | 189.764 | 121.4921 | 126.4311 | 901.0399 | 147.6543 | 105.057 | 95.3467 | 95.3467 | 41.5826 | 65.1713 | 901.0399 | 501.0813 | 176.9784 | 0 | 0 | 0 | 94.8773 | 115.3442 | 92.5178 | 450.2328 | 112.8076 | 0 | 81.6451 | 65.1713 | 15.5706 | 85.7645 | 34.297 | 0 | 0 | 0 | 107.7936 | 0 | 0 | 173.9254 | 0 | 40.2288 | 0 | 0 | 248.9169 | 99.9983 | 34.297 | 36.6227 | 36.6227 | 86.3701 | 178.0118 | 245.6681 | 170.5037 | 377.4019 | 222.4869 | 139.3887 | 320.2799 | 316.3473 | 194.2252 | 180.4117 | 547.59 | 223.1129 | 238.524 | 111.8122 | 104.6946 | 238.818 | 258.3549 | 94.5836 | 104.6946 | 104.6946 | 194.9141 | 111.8122 | 111.8122 | 111.8122 | 211.7626 | 207.5099 | 214.9835 | 166.9661 | 166.9661 | 131.1254 | 233.5599 | 539.9764 | 186.0337 | 137.3731 | 850.3491 | 222.0156 | 137.3731 | 580.8497 | 1237.2223 | 183.3386 | 715.6911 | 493.9937 | 222.0156 | 136.3571 | 78.6778 | 272.2447 | 65.5658 | 65.5658 | 65.5658 | 207.1624 | 265.4369 | 95.9278 | 144.1854 | 271.5201 | 252.2119 | 139.7637 | 139.7637 | 156.9029 | 424.5221 | 65.5658 | 532.0391 | 269.5307 | 455.1246 | 169.1936 | 141.0326 | 461.6562 | 117.4412 | 211.2137 | 117.4412 | 302.6309 | 105.0951 | 136.3029 | 79.9922 | 79.9922 | 105.0951 | 375.9974 | 323.4328 | 190.5314 | 265.7567 | 140.358 | 105.0951 | 895.7272 | 227.784 | 270.5875 | 611.0801 | 1046.3925 | 109.8298 | 119.1989 | 209.6522 | 424.6527 | 119.1989 | 70.6692 | 165.7568 | 124.4659 | 115.3353 | 141.0929 | 69.3248 | 69.3248 | 112.9478 | 68.3702 | 207.414 | 296.7297 | 134.849 | 211.2137 | 127.7507 | 287.8129 | 218.685 | 134.849 | 127.7507 | 103.3515 | 337.0616 | 217.5508 | 60.2826 | 36.4453 | 454.0779 | 97.5456 | 342.3295 | 99.3578 | 442.1299 | 1103.6587 | 52.7987 | 341.4706 | 337.0616 | 471.8328 | 99.3578 | 40.2288 | 372.0819 | 343.4056 | 241.2573 | 241.5386 | 0 | 104.6946 | 182.7455 | 605.0923 | 0 | 109.8298 | 151.0686 | 238.818 | 107.0377 | 155.6025 | 226.3743 | 100.6801 | 0 | 0 | 0 | 0 | 0 | 0 | 0 | 0 | 99.9983 | 0 | 189.7886 | 232.8845 | 306.8729 | 198.6653 | 0 | 211.0605 | 69.0022 | 54.3583 | 29.9817 | 1001.8919 | 47.6807 | 160.0525 | 65.6571 | 65.6571 | 127.7724 | 42.8148 | 69.0022 | 47.6807 | 44.1155 | 44.1155 | 75.1879 | 0 | 0 | 0 | 0 | 42.8148 | 42.8148 | 42.8148 | 67.5496 | 44.1155 | 143.5868 | 0 | 0 | 31.5813 | 0 | 0 | 0 | 128.5966 | 53.4491 | 163.9199 | 68.6606 | 69.5459 | 31.5813 | 146.5021 | 223.2022 | 43.3956 | 191.2624 | 166.4321 | 721.4208 | 140.6432 | 136.1973 | 170.4177 | 26.922 | 32.3852 | 32.3852 | 26.922 | 61.9678 | 101.5312 | 224.0755 | 2359.7749 | 182.0699 | 101.5312 | 95.4975 | 221.936 | 137.7976 | 115.4651 | 116.242 | 95.4975 | 213.0263 | 90.5089 | 53.4491 | 53.4491 | 193.6013 | 140.6016 | 0 | 0 | 0 | 32.3852 | 32.3852 | 38.3124 | 0 | 0 | 0 | 0 | 0 | 0 | 26.922 | 53.4491 | 196.5843 | 32.3852 | 41.8312 | 87.1852 | 0 | 0 | 0 | 0 | 0 | 0 | 0 | 0 | 0 | 0 | 0 | 0 | 0 | 0 | 0 | 0 | 0 | 0 | 0 | 0 | 0 | 0 | 0 | 0 | 0 | 0 | 0 | 0 | 0 | 0 | 0 | 0 | 0 | 0 | 0 | 0 | 0 | 0 | 0 | 0 | 0 | 0 | 0 | 0 | 0 | 0 | 0 | 0 | 0 | 0 | 0 | 0 | 0 | 0 | 0 | 0 | 0 | 0 | 0 | 0 | 0 | 0 | 0 | 0 | 0 | 0 | 0 | 0 | 0 | 0 | 0 | 0 | 0 | 0 | 0 | 0 | 0 | 0 | 0 | 0 | 0 | 0 | 0 | 0 | 0 | 0 | 0 | 0 | 0 | 0 | 0 | 0 | 0 | 0 | 0 | 0 | 0 | 0 | 0 | 0 | 0 | 0 | 0 | 0 | 0 | 0 | 0 | 0 | 0 | 2017-01-20 08:00
t0466 | 0 | 151.1029 | 451.9679 | 170.3235 | 51.6645 | 358.6076 | 51.6645 | 543.7137 | 88.458 | 88.458 | 2860.919 | 97.9347 | 95.1041 | 393.8099 | 464.5641 | 66.4156 | 94.4425 | 434.7804 | 277.5454 | 386.4218 | 0 | 0 | 560.3932 | 43.933 | 43.933 | 43.933 | 98.1089 | 192.7725 | 302.5672 | 199.7045 | 443.2727 | 114.7489 | 272.9014 | 244.1803 | 329.649 | 339.0254 | 161.1776 | 596.9901 | 424.7033 | 114.8484 | 238.4195 | 340.9106 | 128.782 | 274.0581 | 553.3689 | 128.782 | 50.2098 | 344.4921 | 920.4785 | 183.8952 | 234.0916 | 118.9089 | 208.2349 | 50.2098 | 200.5802 | 316.8767 | 113.8917 | 447.3864 | 45.0373 | 200.1428 | 45.0373 | 128.782 | 192.7725 | 77.089 | 553.3689 | 0 | 0 | 0 | 0 | 0 | 0 | 0 | 0 | 193.4776 | 0 | 0 | 0 | 0 | 307.1076 | 344.0666 | 31.2612 | 41.2177 | 321.677 | 183.9552 | 15.2545 | 102.641 | 110.4581 | 339.1546 | 184.6711 | 247.5664 | 129.1854 | 31.2612 | 393.8066 | 54.9561 | 328.8702 | 154.2199 | 185.1179 | 57.4794 | 109.1288 | 641.2946 | 29.9816 | 182.5477 | 191.4673 | 15.2545 | 15.2545 | 84.764 | 138.6052 | 78.3946 | 156.6917 | 182.9281 | 131.346 | 145.2353 | 977.6938 | 148.8959 | 102.641 | 91.2716 | 91.2716 | 40.418 | 67.4741 | 977.6938 | 521.5563 | 166.653 | 0 | 0 | 0 | 90.0686 | 110.4581 | 88.5011 | 445.7949 | 109.1288 | 0 | 77.903 | 67.4741 | 15.2545 | 88.6159 | 34.9269 | 0 | 0 | 0 | 104.577 | 0 | 0 | 170.8547 | 0 | 39.8471 | 0 | 0 | 240.2636 | 92.0912 | 34.9269 | 35.4948 | 35.4948 | 85.3332 | 177.4048 | 250.0201 | 166.7327 | 378.7278 | 213.524 | 137.173 | 310.7201 | 329.979 | 196.2902 | 176.3901 | 602.9057 | 217.6542 | 243.2449 | 109.9254 | 102.1833 | 240.6484 | 258.9738 | 94.5585 | 102.1833 | 102.1833 | 202.7736 | 109.9254 | 109.9254 | 109.9254 | 214.0579 | 203.7283 | 220.5348 | 166.3122 | 166.3122 | 131.697 | 248.2581 | 530.406 | 176.637 | 142.4023 | 961.0671 | 221.5655 | 142.4023 | 658.991 | 1334.3739 | 187.1091 | 752.8823 | 495.831 | 221.5655 | 139.2773 | 78.0881 | 275.3394 | 63.1874 | 63.1874 | 63.1874 | 207.5714 | 282.1033 | 98.5767 | 130.6186 | 264.5597 | 239.7789 | 132.4971 | 132.4971 | 156.635 | 388.8216 | 63.1874 | 545.2656 | 259.0053 | 438.5083 | 161.5058 | 135.2062 | 504.8477 | 115.5769 | 197.7729 | 115.5769 | 305.2549 | 107.4497 | 134.1512 | 77.089 | 77.089 | 107.4497 | 351.6763 | 304.5228 | 192.6462 | 273.0257 | 133.6982 | 107.4497 | 829.6295 | 219.6568 | 285.457 | 638.9717 | 1155.8075 | 105.9913 | 114.1423 | 214.9372 | 426.6594 | 114.1423 | 68.3592 | 165.3743 | 118.5221 | 112.3805 | 141.6205 | 67.9814 | 67.9814 | 110.3199 | 68.5043 | 217.3542 | 294.0823 | 132.5004 | 197.7729 | 127.3554 | 299.1093 | 209.8666 | 132.5004 | 127.3554 | 102.9462 | 358.7407 | 210.8859 | 55.2168 | 35.72 | 440.3564 | 96.266 | 348.0214 | 98.8014 | 423.1941 | 1106.8062 | 50.6187 | 333.1738 | 358.7407 | 491.7493 | 98.8014 | 39.8471 | 318.3122 | 347.5243 | 233.5082 | 222.5777 | 0 | 102.1833 | 174.7727 | 668.5931 | 0 | 105.9913 | 150.0268 | 240.6484 | 110.4613 | 155.7272 | 217.173 | 101.5765 | 0 | 0 | 0 | 0 | 0 | 0 | 0 | 0 | 92.0912 | 0 | 180.9652 | 206.3365 | 321.4839 | 204.4383 | 0 | 213.8021 | 72.7692 | 53.8945 | 29.9816 | 1082.3833 | 46.2415 | 170.6847 | 67.1585 | 67.1585 | 136.2 | 44.1119 | 72.7692 | 46.2415 | 43.6949 | 43.6949 | 74.8535 | 0 | 0 | 0 | 0 | 44.1119 | 44.1119 | 44.1119 | 67.6546 | 43.6949 | 143.1752 | 0 | 0 | 33.5868 | 0 | 0 | 0 | 129.9628 | 50.6156 | 167.7182 | 65.1662 | 69.3166 | 33.5868 | 139.2749 | 240.7524 | 42.4397 | 183.9528 | 166.9262 | 732.3686 | 137.3398 | 132.9362 | 169.094 | 26.4432 | 31.463 | 31.463 | 26.4432 | 63.8725 | 102.6004 | 222.4145 | 2563.5536 | 193.1733 | 102.6004 | 96.1975 | 244.7544 | 142.6356 | 116.9848 | 121.092 | 96.1975 | 223.0184 | 93.8936 | 50.6156 | 50.6156 | 193.9894 | 148.8379 | 0 | 0 | 0 | 31.463 | 31.463 | 38.9428 | 0 | 0 | 0 | 0 | 0 | 0 | 26.4432 | 50.6156 | 203.3974 | 31.463 | 41.1606 | 88.1298 | 0 | 0 | 0 | 0 | 0 | 0 | 0 | 0 | 0 | 0 | 0 | 0 | 0 | 0 | 0 | 0 | 0 | 0 | 0 | 0 | 0 | 0 | 0 | 0 | 0 | 0 | 0 | 0 | 0 | 0 | 0 | 0 | 0 | 0 | 0 | 0 | 0 | 0 | 0 | 0 | 0 | 0 | 0 | 0 | 0 | 0 | 0 | 0 | 0 | 0 | 0 | 0 | 0 | 0 | 0 | 0 | 0 | 0 | 0 | 0 | 0 | 0 | 0 | 0 | 0 | 0 | 0 | 0 | 0 | 0 | 0 | 0 | 0 | 0 | 0 | 0 | 0 | 0 | 0 | 0 | 0 | 0 | 0 | 0 | 0 | 0 | 0 | 0 | 0 | 0 | 0 | 0 | 0 | 0 | 0 | 0 | 0 | 0 | 0 | 0 | 0 | 0 | 0 | 0 | 0 | 0 | 0 | 0 | 0 | 2017-01-20 09:00
t0467 | 0 | 150.8652 | 449.4183 | 169.5151 | 51.1527 | 356.0875 | 51.1527 | 545.8319 | 88.4315 | 88.4315 | 2880.6206 | 97.1711 | 94.3842 | 393.9334 | 462.5607 | 65.9925 | 93.7602 | 432.3711 | 275.6865 | 385.4524 | 0 | 0 | 558.0378 | 43.5932 | 43.5932 | 43.5932 | 97.7149 | 191.9575 | 301.9537 | 200.6074 | 442.7341 | 114.0766 | 271.9698 | 243.4009 | 327.5641 | 336.8851 | 160.1825 | 598.6771 | 425.6781 | 114.2561 | 238.0743 | 339.8671 | 128.3955 | 273.1751 | 557.0659 | 128.3955 | 49.7833 | 342.8496 | 917.3802 | 183.2984 | 233.4445 | 117.9895 | 207.4402 | 49.7833 | 199.3845 | 315.9006 | 113.2274 | 446.0673 | 44.6318 | 199.6012 | 44.6318 | 128.3955 | 191.9575 | 76.7117 | 557.0659 | 0 | 0 | 0 | 0 | 0 | 0 | 0 | 0 | 192.3527 | 0 | 0 | 0 | 0 | 305.8026 | 341.7101 | 30.9687 | 40.5517 | 319.1612 | 182.0178 | 15.0716 | 101.4385 | 108.9262 | 337.5272 | 183.7327 | 246.1218 | 127.6968 | 30.9687 | 392.1544 | 54.2443 | 326.716 | 152.3647 | 183.2514 | 56.7825 | 107.9483 | 637.5175 | 29.4956 | 180.8223 | 189.3031 | 15.0716 | 15.0716 | 83.8845 | 137.7566 | 77.5393 | 154.9709 | 181.7996 | 130.7064 | 144.9644 | 973.9404 | 146.7004 | 101.4385 | 90.2815 | 90.2815 | 39.9451 | 66.6854 | 973.9404 | 518.8216 | 164.9114 | 0 | 0 | 0 | 89.0618 | 108.9262 | 87.6188 | 441.8537 | 107.9483 | 0 | 77.0908 | 66.6854 | 15.0716 | 87.9516 | 34.5579 | 0 | 0 | 0 | 103.7924 | 0 | 0 | 169.548 | 0 | 39.2726 | 0 | 0 | 238.502 | 91.6622 | 34.5579 | 35.159 | 35.159 | 83.9672 | 175.6602 | 247.9533 | 165.017 | 377.849 | 212.2933 | 136.1996 | 308.441 | 329.5611 | 194.5303 | 174.9485 | 605.3201 | 216.3824 | 240.7726 | 109.6719 | 101.6965 | 239.6013 | 256.1632 | 93.6986 | 101.6965 | 101.6965 | 201.5144 | 109.6719 | 109.6719 | 109.6719 | 212.1474 | 202.9146 | 218.5711 | 164.7783 | 164.7783 | 130.5847 | 247.2934 | 527.673 | 176.4166 | 141.2 | 968.5553 | 220.8148 | 141.2 | 659.8232 | 1339.5449 | 185.0407 | 750.7244 | 493.1405 | 220.8148 | 138.542 | 77.4205 | 272.0321 | 62.6862 | 62.6862 | 62.6862 | 205.2833 | 280.3875 | 97.3648 | 130.0212 | 262.7191 | 238.4977 | 132.0014 | 132.0014 | 155.755 | 386.9397 | 62.6862 | 541.8818 | 257.5592 | 435.9722 | 160.5634 | 134.0376 | 504.513 | 114.7392 | 197.5357 | 114.7392 | 304.1658 | 106.7893 | 133.8307 | 76.7117 | 76.7117 | 106.7893 | 351.8559 | 303.7379 | 191.8511 | 271.6609 | 133.3822 | 106.7893 | 831.0286 | 218.2891 | 285.1969 | 638.3595 | 1162.4984 | 105.346 | 113.5104 | 213.0244 | 424.475 | 113.5104 | 67.6397 | 164.3163 | 117.9601 | 111.5549 | 140.3138 | 67.635 | 67.635 | 109.8929 | 67.9729 | 217.6044 | 293.2047 | 131.4217 | 197.5357 | 126.6725 | 298.2118 | 208.5348 | 131.4217 | 126.6725 | 101.7311 | 358.1847 | 210.0345 | 54.8704 | 35.2307 | 436.8916 | 95.3431 | 345.4854 | 97.8603 | 419.2411 | 1107.4197 | 50.0634 | 328.7283 | 358.1847 | 490.077 | 97.8603 | 39.2726 | 320.4818 | 344.8699 | 233.1254 | 222.3009 | 0 | 101.6965 | 173.1449 | 674.7088 | 0 | 105.346 | 149.111 | 239.6013 | 110.3143 | 153.3581 | 215.4959 | 100.6165 | 0 | 0 | 0 | 0 | 0 | 0 | 0 | 0 | 91.6622 | 0 | 179.9761 | 206.2417 | 320.7201 | 204.0241 | 0 | 211.8375 | 71.8217 | 53.3249 | 29.4956 | 1077.1414 | 45.857 | 169.9427 | 66.3091 | 66.3091 | 134.4295 | 43.647 | 71.8217 | 45.857 | 43.0809 | 43.0809 | 73.9386 | 0 | 0 | 0 | 0 | 43.647 | 43.647 | 43.647 | 66.9321 | 43.0809 | 141.7019 | 0 | 0 | 33.4846 | 0 | 0 | 0 | 128.6214 | 50.427 | 166.4938 | 65.2818 | 68.656 | 33.4846 | 138.4135 | 239.877 | 41.929 | 183.3737 | 165.9914 | 731.5732 | 136.3426 | 132.0076 | 167.8787 | 26.2662 | 31.2291 | 31.2291 | 26.2662 | 63.2359 | 101.857 | 220.3783 | 2571.2002 | 191.5746 | 101.857 | 95.6055 | 244.7966 | 141.2583 | 115.357 | 119.8575 | 95.6055 | 221.2175 | 93.5385 | 50.427 | 50.427 | 192.0243 | 148.0875 | 0 | 0 | 0 | 31.2291 | 31.2291 | 38.5382 | 0 | 0 | 0 | 0 | 0 | 0 | 26.2662 | 50.427 | 202.0698 | 31.2291 | 40.8423 | 86.9899 | 0 | 0 | 0 | 0 | 0 | 0 | 0 | 0 | 0 | 0 | 0 | 0 | 0 | 0 | 0 | 0 | 0 | 0 | 0 | 0 | 0 | 0 | 0 | 0 | 0 | 0 | 0 | 0 | 0 | 0 | 0 | 0 | 0 | 0 | 0 | 0 | 0 | 0 | 0 | 0 | 0 | 0 | 0 | 0 | 0 | 0 | 0 | 0 | 0 | 0 | 0 | 0 | 0 | 0 | 0 | 0 | 0 | 0 | 0 | 0 | 0 | 0 | 0 | 0 | 0 | 0 | 0 | 0 | 0 | 0 | 0 | 0 | 0 | 0 | 0 | 0 | 0 | 0 | 0 | 0 | 0 | 0 | 0 | 0 | 0 | 0 | 0 | 0 | 0 | 0 | 0 | 0 | 0 | 0 | 0 | 0 | 0 | 0 | 0 | 0 | 0 | 0 | 0 | 0 | 0 | 0 | 0 | 0 | 0 | 2017-01-20 10:00
t0468 | 0 | 148.3056 | 446.6084 | 166.1022 | 50.8862 | 354.1801 | 50.8862 | 520.9268 | 88.2733 | 88.2733 | 2878.7665 | 97.239 | 92.5217 | 385.8002 | 452.291 | 64.3206 | 92.5692 | 426.233 | 272.294 | 374.4101 | 0 | 0 | 554.4341 | 42.8846 | 42.8846 | 42.8846 | 95.7195 | 188.5394 | 293.7332 | 201.3451 | 438.6657 | 113.0516 | 265.2519 | 236.9377 | 321.9536 | 332.8386 | 156.6856 | 576.6514 | 416.4881 | 112.062 | 231.0681 | 335.1941 | 125.7732 | 267.6617 | 549.0246 | 125.7732 | 48.6214 | 336.4073 | 898.8566 | 178.6247 | 230.8702 | 116.3318 | 202.6949 | 48.6214 | 195.4281 | 307.3233 | 110.7165 | 441.6567 | 44.1143 | 194.1697 | 44.1143 | 125.7732 | 188.5394 | 75.4725 | 549.0246 | 0 | 0 | 0 | 0 | 0 | 0 | 0 | 0 | 188.9165 | 0 | 0 | 0 | 0 | 300.8752 | 336.396 | 30.3442 | 40.1768 | 318.1918 | 179.1166 | 14.9103 | 100.2876 | 107.3089 | 333.9366 | 180.83 | 241.8854 | 127.1401 | 30.3442 | 392.1844 | 53.5706 | 323.5542 | 150.5784 | 180.1406 | 55.9752 | 106.4757 | 633.5491 | 29.3396 | 178.0944 | 187.4464 | 14.9103 | 14.9103 | 83.4354 | 135.2357 | 76.523 | 153.0501 | 178.9405 | 131.514 | 147.285 | 980.2978 | 146.1043 | 100.2876 | 88.8538 | 88.8538 | 39.4496 | 66.6959 | 980.2978 | 518.4078 | 161.7153 | 0 | 0 | 0 | 87.5066 | 107.3089 | 86.1979 | 437.6596 | 106.4757 | 0 | 75.8101 | 66.6959 | 14.9103 | 87.8182 | 34.4405 | 0 | 0 | 0 | 102.3367 | 0 | 0 | 167.6083 | 0 | 38.9683 | 0 | 0 | 234.8959 | 89.2995 | 34.4405 | 34.679 | 34.679 | 83.3134 | 174.2734 | 246.907 | 163.1053 | 374.5401 | 208.7356 | 134.6685 | 304.0996 | 329.0338 | 193.4839 | 172.8062 | 609.3894 | 213.4867 | 239.9911 | 108.2628 | 100.3137 | 237.8424 | 254.516 | 92.997 | 100.3137 | 100.3137 | 201.3932 | 108.2628 | 108.2628 | 108.2628 | 211.0122 | 200.3516 | 218.0289 | 163.4306 | 163.4306 | 129.7013 | 247.9709 | 521.2413 | 172.8398 | 141.1149 | 978.382 | 218.7091 | 141.1149 | 668.3087 | 1343.6171 | 184.5177 | 751.0889 | 489.2969 | 218.7091 | 137.9304 | 76.716 | 270.8586 | 61.7291 | 61.7291 | 61.7291 | 203.9566 | 281.3388 | 97.2571 | 126.2027 | 259.2248 | 234.0047 | 129.3759 | 129.3759 | 154.3826 | 376.5287 | 61.7291 | 539.9951 | 253.2979 | 429.0218 | 157.6967 | 131.8735 | 508.0202 | 113.455 | 192.952 | 113.455 | 301.9215 | 106.3659 | 132.1442 | 75.4725 | 75.4725 | 106.3659 | 343.4392 | 297.16 | 190.558 | 270.7435 | 130.8095 | 106.3659 | 809.1554 | 214.8758 | 285.3169 | 637.5734 | 1170.3372 | 103.7109 | 111.5483 | 212.4709 | 421.2118 | 111.5483 | 66.7101 | 162.8868 | 115.7574 | 110.0843 | 139.3802 | 66.7864 | 66.7864 | 108.3864 | 67.4668 | 217.2868 | 289.9693 | 129.9438 | 192.952 | 125.5117 | 297.6825 | 205.0735 | 129.9438 | 125.5117 | 100.9776 | 358.9956 | 206.8415 | 53.4168 | 34.8745 | 430.7761 | 94.3959 | 343.8531 | 97.0356 | 412.4192 | 1096.6382 | 49.2893 | 325.0675 | 358.9956 | 489.5319 | 97.0356 | 38.9683 | 305.9879 | 342.9683 | 229.3467 | 216.3888 | 0 | 100.3137 | 170.296 | 678.6014 | 0 | 103.7109 | 147.6638 | 237.8424 | 109.9151 | 152.5253 | 211.99 | 100.056 | 0 | 0 | 0 | 0 | 0 | 0 | 0 | 0 | 89.2995 | 0 | 176.7023 | 198.942 | 320.5773 | 203.2173 | 0 | 210.8094 | 72.1157 | 52.8605 | 29.3396 | 1083.6478 | 45.2214 | 170.5364 | 66.1831 | 66.1831 | 135.2506 | 43.5973 | 72.1157 | 45.2214 | 42.7419 | 42.7419 | 73.3924 | 0 | 0 | 0 | 0 | 43.5973 | 43.5973 | 43.5973 | 66.487 | 42.7419 | 140.618 | 0 | 0 | 33.571 | 0 | 0 | 0 | 127.982 | 49.4124 | 165.916 | 63.8969 | 68.1093 | 33.571 | 135.8383 | 241.1661 | 41.4657 | 180.2436 | 164.6816 | 726.5536 | 134.6025 | 130.2996 | 166.2737 | 25.9576 | 30.7995 | 30.7995 | 25.9576 | 63.1581 | 101.2543 | 218.4161 | 2583.0999 | 192.294 | 101.2543 | 94.9489 | 246.8054 | 141.1863 | 114.9665 | 119.9628 | 94.9489 | 221.4767 | 93.3628 | 49.4124 | 49.4124 | 190.7328 | 148.4325 | 0 | 0 | 0 | 30.7995 | 30.7995 | 38.391 | 0 | 0 | 0 | 0 | 0 | 0 | 25.9576 | 49.4124 | 201.7567 | 30.7995 | 40.3897 | 86.6299 | 0 | 0 | 0 | 0 | 0 | 0 | 0 | 0 | 0 | 0 | 0 | 0 | 0 | 0 | 0 | 0 | 0 | 0 | 0 | 0 | 0 | 0 | 0 | 0 | 0 | 0 | 0 | 0 | 0 | 0 | 0 | 0 | 0 | 0 | 0 | 0 | 0 | 0 | 0 | 0 | 0 | 0 | 0 | 0 | 0 | 0 | 0 | 0 | 0 | 0 | 0 | 0 | 0 | 0 | 0 | 0 | 0 | 0 | 0 | 0 | 0 | 0 | 0 | 0 | 0 | 0 | 0 | 0 | 0 | 0 | 0 | 0 | 0 | 0 | 0 | 0 | 0 | 0 | 0 | 0 | 0 | 0 | 0 | 0 | 0 | 0 | 0 | 0 | 0 | 0 | 0 | 0 | 0 | 0 | 0 | 0 | 0 | 0 | 0 | 0 | 0 | 0 | 0 | 0 | 0 | 0 | 0 | 0 | 0 | 2017-01-20 11:00
t0469 | 0 | 143.9236 | 438.1696 | 161.7718 | 50.2753 | 348.3602 | 50.2753 | 494.537 | 86.062 | 86.062 | 2777.51 | 95.9936 | 90.5259 | 372.6869 | 439.7999 | 62.6615 | 90.7955 | 416.7067 | 266.9027 | 361.9911 | 0 | 0 | 542.7084 | 42.033 | 42.033 | 42.033 | 93.1056 | 183.6612 | 283.9561 | 195.3286 | 426.9162 | 110.825 | 257.2763 | 229.543 | 314.7461 | 326.0942 | 152.8302 | 550.7192 | 400.9127 | 109.2551 | 222.9487 | 326.5036 | 122.1438 | 260.0551 | 526.6071 | 122.1438 | 47.5677 | 327.84 | 873.5061 | 173.1462 | 225.0458 | 114.1277 | 196.8847 | 47.5677 | 190.7206 | 297.5996 | 107.918 | 430.8491 | 43.4091 | 187.9096 | 43.4091 | 122.1438 | 183.6612 | 73.6491 | 526.6071 | 0 | 0 | 0 | 0 | 0 | 0 | 0 | 0 | 184.4813 | 0 | 0 | 0 | 0 | 293.3164 | 329.3575 | 29.7675 | 40.0146 | 313.6465 | 176.3521 | 14.7456 | 99.1111 | 106.2536 | 326.5935 | 176.54 | 236.2809 | 125.9708 | 29.7675 | 384.9417 | 53.0208 | 317.428 | 148.8617 | 177.1583 | 55.2883 | 104.98 | 621.8231 | 29.2696 | 175.1126 | 185.2463 | 14.7456 | 14.7456 | 82.4888 | 132.0996 | 75.4756 | 151.0169 | 174.9975 | 129.5438 | 145.0062 | 964.247 | 145.4981 | 99.1111 | 87.5302 | 87.5302 | 38.969 | 66.2197 | 964.247 | 509.4626 | 158.9684 | 0 | 0 | 0 | 86.1881 | 106.2536 | 84.783 | 430.9317 | 104.98 | 0 | 74.6065 | 66.2197 | 14.7456 | 86.5749 | 34.0868 | 0 | 0 | 0 | 100.363 | 0 | 0 | 164.5925 | 0 | 38.7298 | 0 | 0 | 230.1968 | 86.7436 | 34.0868 | 34.1193 | 34.1193 | 83.0064 | 171.9722 | 243.4278 | 160.8194 | 365.1984 | 203.9163 | 132.1432 | 298.1499 | 321.2908 | 190.8716 | 169.7776 | 592.4154 | 208.886 | 237.3948 | 105.3737 | 97.9782 | 232.7781 | 251.7022 | 91.6795 | 97.9782 | 97.9782 | 198.2266 | 105.3737 | 105.3737 | 105.3737 | 208.1526 | 195.5347 | 215.3207 | 161.1013 | 161.1013 | 127.7742 | 243.5466 | 509.7217 | 167.4019 | 139.3708 | 947.1403 | 213.5345 | 139.3708 | 654.0603 | 1304.3815 | 182.8025 | 735.8525 | 479.5808 | 213.5345 | 135.3533 | 75.5149 | 268.5742 | 60.547 | 60.547 | 60.547 | 201.752 | 277.3169 | 96.6035 | 122.378 | 254.0873 | 228.2461 | 125.8178 | 125.8178 | 151.2968 | 365.6736 | 60.547 | 530.8665 | 247.4028 | 419.277 | 154.0003 | 129.4439 | 497.401 | 111.356 | 186.6226 | 111.356 | 295.1317 | 104.5373 | 128.6481 | 73.6491 | 73.6491 | 104.5373 | 331.1733 | 288.2351 | 186.4837 | 265.6862 | 126.9713 | 104.5373 | 777.9593 | 210.1679 | 278.6909 | 622.3747 | 1134.701 | 101.4218 | 108.9094 | 209.8201 | 412.6712 | 108.9094 | 65.7401 | 159.8309 | 112.8105 | 107.9733 | 137.4813 | 65.2945 | 65.2945 | 105.7111 | 66.3751 | 211.4055 | 282.7495 | 127.7138 | 186.6226 | 122.936 | 291.4263 | 200.535 | 127.7138 | 122.936 | 99.968 | 351.2722 | 201.6581 | 52.0044 | 34.5893 | 422.7128 | 93.0352 | 338.4269 | 95.6876 | 405.2412 | 1064.1031 | 48.5715 | 322.0962 | 351.2722 | 479.6704 | 95.6876 | 38.7298 | 289.1698 | 337.6277 | 222.6674 | 208.9859 | 0 | 97.9782 | 167.3121 | 654.3489 | 0 | 101.4218 | 144.7662 | 232.7781 | 107.2468 | 151.9193 | 207.7741 | 98.771 | 0 | 0 | 0 | 0 | 0 | 0 | 0 | 0 | 86.7436 | 0 | 172.4355 | 191.1242 | 313.7167 | 198.4668 | 0 | 208.0795 | 71.8589 | 52.2044 | 29.2696 | 1067.3095 | 44.4085 | 167.6634 | 65.753 | 65.753 | 134.8714 | 43.1874 | 71.8589 | 44.4085 | 42.4541 | 42.4541 | 72.7063 | 0 | 0 | 0 | 0 | 43.1874 | 43.1874 | 43.1874 | 65.7284 | 42.4541 | 138.873 | 0 | 0 | 32.9276 | 0 | 0 | 0 | 126.5391 | 48.0475 | 163.3862 | 61.568 | 67.1765 | 32.9276 | 132.6838 | 237.0319 | 41.0046 | 175.3406 | 161.4482 | 707.6643 | 132.0272 | 127.7424 | 163.2943 | 25.4494 | 30.2057 | 30.2057 | 25.4494 | 62.5073 | 99.6008 | 215.2158 | 2512.7667 | 190.2058 | 99.6008 | 93.2044 | 241.4693 | 139.7057 | 114.3742 | 118.8692 | 93.2044 | 218.775 | 91.5058 | 48.0475 | 48.0475 | 188.3912 | 146.0156 | 0 | 0 | 0 | 30.2057 | 30.2057 | 37.9801 | 0 | 0 | 0 | 0 | 0 | 0 | 25.4494 | 48.0475 | 198.6027 | 30.2057 | 39.6742 | 86.0276 | 0 | 0 | 0 | 0 | 0 | 0 | 0 | 0 | 0 | 0 | 0 | 0 | 0 | 0 | 0 | 0 | 0 | 0 | 0 | 0 | 0 | 0 | 0 | 0 | 0 | 0 | 0 | 0 | 0 | 0 | 0 | 0 | 0 | 0 | 0 | 0 | 0 | 0 | 0 | 0 | 0 | 0 | 0 | 0 | 0 | 0 | 0 | 0 | 0 | 0 | 0 | 0 | 0 | 0 | 0 | 0 | 0 | 0 | 0 | 0 | 0 | 0 | 0 | 0 | 0 | 0 | 0 | 0 | 0 | 0 | 0 | 0 | 0 | 0 | 0 | 0 | 0 | 0 | 0 | 0 | 0 | 0 | 0 | 0 | 0 | 0 | 0 | 0 | 0 | 0 | 0 | 0 | 0 | 0 | 0 | 0 | 0 | 0 | 0 | 0 | 0 | 0 | 0 | 0 | 0 | 0 | 0 | 0 | 0 | 2017-01-20 12:00
t0470 | 0 | 143.4034 | 426.2871 | 163.1672 | 49.0316 | 338.68 | 49.0316 | 529.5588 | 82.1827 | 82.1827 | 2619.8609 | 91.9239 | 91.5048 | 374.229 | 445.8421 | 64.2069 | 90.0375 | 414.0539 | 264.2293 | 372.6353 | 0 | 0 | 527.3502 | 42.1035 | 42.1035 | 42.1035 | 93.9023 | 183.9822 | 291.0282 | 182.6423 | 416.3645 | 108.638 | 262.3026 | 235.14 | 315.4923 | 322.4274 | 155.104 | 576.2402 | 402.6779 | 109.9752 | 229.7197 | 323.0852 | 123.0461 | 261.8731 | 515.9903 | 123.0461 | 48.5974 | 329.4874 | 879.7804 | 176.8746 | 220.9877 | 113.6497 | 199.8384 | 48.5974 | 192.4848 | 305.31 | 109.5823 | 421.8795 | 43.0108 | 192.7288 | 43.0108 | 123.0461 | 183.9822 | 73.5088 | 515.9903 | 0 | 0 | 0 | 0 | 0 | 0 | 0 | 0 | 185.1732 | 0 | 0 | 0 | 0 | 292.504 | 328.9528 | 30.1856 | 39.7378 | 303.3527 | 177.074 | 14.6275 | 98.4524 | 106.7932 | 321.155 | 176.0745 | 236.76 | 122.8206 | 30.1856 | 367.56 | 52.8946 | 311.9992 | 148.0743 | 178.2801 | 55.3647 | 104.8056 | 605.1002 | 28.7701 | 175.2125 | 183.18 | 14.6275 | 14.6275 | 80.5247 | 132.797 | 75.2521 | 150.299 | 174.7252 | 121.7991 | 132.2687 | 904.5436 | 142.3055 | 98.4524 | 87.8916 | 87.8916 | 38.8175 | 63.8131 | 904.5436 | 488.2406 | 161.0661 | 0 | 0 | 0 | 86.9551 | 106.7932 | 85.1373 | 424.5189 | 104.8056 | 0 | 75.0364 | 63.8131 | 14.6275 | 83.3623 | 33.1113 | 0 | 0 | 0 | 99.9091 | 0 | 0 | 162.7527 | 0 | 38.2325 | 0 | 0 | 229.7792 | 88.8185 | 33.1113 | 34.0097 | 34.0097 | 82.1038 | 168.8987 | 236.3087 | 159.5822 | 356.2384 | 204.0646 | 130.511 | 296.7831 | 307.0274 | 186.0193 | 168.3447 | 549.7418 | 207.179 | 230.3952 | 103.9243 | 97.1092 | 226.7675 | 246.5516 | 89.8637 | 97.1092 | 97.1092 | 190.1007 | 103.9243 | 103.9243 | 103.9243 | 202.8359 | 193.122 | 208.2257 | 158.2248 | 158.2248 | 124.9056 | 230.8075 | 503.5319 | 168.2298 | 134.0323 | 866.3188 | 209.0031 | 134.0323 | 599.1315 | 1222.8149 | 177.4103 | 700.6742 | 468.3776 | 209.0031 | 130.9797 | 74.2878 | 261.9826 | 60.5035 | 60.5035 | 60.5035 | 197.6812 | 263.0919 | 93.4727 | 126.5091 | 252.2881 | 229.5754 | 126.6735 | 126.6735 | 148.1991 | 375.6346 | 60.5035 | 513.0243 | 247.3894 | 418.6769 | 154.5774 | 129.7607 | 464.1392 | 109.9861 | 189.0264 | 109.9861 | 287.2644 | 101.1466 | 126.807 | 73.5088 | 73.5088 | 101.1466 | 335.4351 | 291.1887 | 181.3266 | 256.3007 | 127.4245 | 101.1466 | 792.0692 | 209.8044 | 264.7537 | 593.9228 | 1050.4085 | 101.1988 | 109.1134 | 202.9683 | 402.7659 | 109.1134 | 65.6262 | 156.6593 | 113.3384 | 107.2245 | 134.4822 | 64.5589 | 64.5589 | 104.6937 | 64.9479 | 201.3255 | 277.7297 | 126.295 | 189.0264 | 120.495 | 279.2296 | 200.7312 | 126.295 | 120.495 | 98.2876 | 332.3259 | 200.5587 | 53.4467 | 34.3281 | 420.9519 | 91.8402 | 328.5746 | 94.0751 | 406.6982 | 1037.0911 | 48.7337 | 320.3922 | 332.3259 | 459.0107 | 94.0751 | 38.2325 | 308.3744 | 328.629 | 221.4269 | 213.639 | 0 | 97.1092 | 167.9894 | 604.6394 | 0 | 101.1988 | 142.2247 | 226.7675 | 103.0526 | 149.2028 | 208.1279 | 96.3659 | 0 | 0 | 0 | 0 | 0 | 0 | 0 | 0 | 88.8185 | 0 | 173.1632 | 199.9254 | 299.28 | 191.0433 | 0 | 202.5626 | 68.6491 | 51.4273 | 28.7701 | 1003.8375 | 44.2305 | 158.6673 | 63.7827 | 63.7827 | 128.1644 | 41.7006 | 68.6491 | 44.2305 | 41.9038 | 41.9038 | 71.5164 | 0 | 0 | 0 | 0 | 41.7006 | 41.7006 | 41.7006 | 64.4072 | 41.9038 | 136.3774 | 0 | 0 | 31.1849 | 0 | 0 | 0 | 123.3932 | 48.4033 | 158.1041 | 61.8135 | 65.9637 | 31.1849 | 133.5027 | 222.9839 | 40.7155 | 175.0786 | 157.7506 | 685.7471 | 130.9517 | 126.7198 | 160.5745 | 25.157 | 30.0452 | 30.0452 | 25.157 | 60.3273 | 97.0034 | 211.7622 | 2348.2357 | 180.7811 | 97.0034 | 90.8829 | 224.3143 | 134.5245 | 111.5534 | 114.1186 | 90.8829 | 209.3106 | 87.7865 | 48.4033 | 48.4033 | 184.5187 | 138.7347 | 0 | 0 | 0 | 30.0452 | 30.0452 | 36.9264 | 0 | 0 | 0 | 0 | 0 | 0 | 25.157 | 48.4033 | 191.0189 | 30.0452 | 39.1972 | 83.9716 | 0 | 0 | 0 | 0 | 0 | 0 | 0 | 0 | 0 | 0 | 0 | 0 | 0 | 0 | 0 | 0 | 0 | 0 | 0 | 0 | 0 | 0 | 0 | 0 | 0 | 0 | 0 | 0 | 0 | 0 | 0 | 0 | 0 | 0 | 0 | 0 | 0 | 0 | 0 | 0 | 0 | 0 | 0 | 0 | 0 | 0 | 0 | 0 | 0 | 0 | 0 | 0 | 0 | 0 | 0 | 0 | 0 | 0 | 0 | 0 | 0 | 0 | 0 | 0 | 0 | 0 | 0 | 0 | 0 | 0 | 0 | 0 | 0 | 0 | 0 | 0 | 0 | 0 | 0 | 0 | 0 | 0 | 0 | 0 | 0 | 0 | 0 | 0 | 0 | 0 | 0 | 0 | 0 | 0 | 0 | 0 | 0 | 0 | 0 | 0 | 0 | 0 | 0 | 0 | 0 | 0 | 0 | 0 | 0 | 2017-01-20 13:00
t0471 | 0 | 145.5351 | 417.9922 | 166.3169 | 47.6886 | 330.6932 | 47.6886 | 581.319 | 80.0867 | 80.0867 | 2567.2279 | 88.1301 | 92.843 | 384.4278 | 457.1549 | 66.1949 | 89.6972 | 415.0267 | 263.1188 | 389.325 | 0 | 0 | 518.3012 | 42.3198 | 42.3198 | 42.3198 | 95.8754 | 186.5097 | 303.1602 | 176.1784 | 413.8843 | 107.3109 | 271.0054 | 244.1612 | 318.4127 | 320.9683 | 158.5133 | 618.5522 | 415.7288 | 111.7671 | 240.808 | 324.4566 | 125.7938 | 267.4778 | 525.5897 | 125.7938 | 49.7138 | 334.656 | 898.4673 | 183.1551 | 220.3651 | 113.5621 | 205.3957 | 49.7138 | 195.7516 | 317.5497 | 112.1393 | 419.2746 | 42.6257 | 200.5818 | 42.6257 | 125.7938 | 186.5097 | 74.1296 | 525.5897 | 0 | 0 | 0 | 0 | 0 | 0 | 0 | 0 | 187.3719 | 0 | 0 | 0 | 0 | 295.1802 | 330.3893 | 30.5932 | 38.7912 | 293.973 | 177.2195 | 14.4085 | 97.1818 | 106.1341 | 319.1 | 177.3512 | 239.1516 | 118.9382 | 30.5932 | 354.5636 | 52.2852 | 308.5156 | 146.257 | 179.0178 | 55.0478 | 104.212 | 593.0998 | 27.7773 | 175.1918 | 180.148 | 14.4085 | 14.4085 | 78.306 | 134.4768 | 74.7098 | 148.9155 | 175.7193 | 115.2956 | 121.8791 | 856.3956 | 137.1618 | 97.1818 | 87.9003 | 87.9003 | 38.4273 | 60.9919 | 856.3956 | 471.5762 | 162.6848 | 0 | 0 | 0 | 87.3087 | 106.1341 | 85.3296 | 418.3861 | 104.212 | 0 | 75.2424 | 60.9919 | 14.4085 | 80.465 | 32.0143 | 0 | 0 | 0 | 99.8537 | 0 | 0 | 161.4973 | 0 | 37.2462 | 0 | 0 | 230.3776 | 91.8717 | 32.0143 | 33.8748 | 33.8748 | 79.8413 | 165.5243 | 229.6494 | 157.8999 | 353.2054 | 205.8958 | 129.5222 | 296.7212 | 298.6793 | 181.2164 | 167.3047 | 525.0962 | 207.1317 | 222.7736 | 104.2084 | 97.2744 | 223.3887 | 240.3452 | 88.0482 | 97.2744 | 97.2744 | 183.2938 | 104.2084 | 104.2084 | 104.2084 | 197.5929 | 193.1283 | 201.204 | 155.3017 | 155.3017 | 122.2321 | 220.9959 | 502.2177 | 172.3031 | 128.8868 | 822.5555 | 207.3972 | 128.8868 | 559.6539 | 1180.8567 | 171.1538 | 676.1811 | 461.3726 | 207.3972 | 127.8225 | 73.1617 | 253.5201 | 60.64 | 60.64 | 60.64 | 192.6828 | 250.7611 | 89.6011 | 132.0638 | 251.8261 | 233.0377 | 129.2005 | 129.2005 | 146.3616 | 389.5732 | 60.64 | 498.7678 | 249.5238 | 421.5048 | 156.4044 | 130.2432 | 440.5369 | 109.1177 | 195.0984 | 109.1177 | 283.2873 | 98.4782 | 127.0551 | 74.1296 | 74.1296 | 98.4782 | 347.6122 | 298.8124 | 178.3733 | 249.4699 | 129.9872 | 98.4782 | 827.1445 | 210.9323 | 256.1552 | 577.3747 | 1005.4316 | 101.7288 | 110.2782 | 196.191 | 396.7737 | 110.2782 | 65.296 | 154.5207 | 115.0847 | 106.9426 | 131.4376 | 64.4579 | 64.4579 | 105.0201 | 63.7321 | 196.3531 | 276.8767 | 125.1781 | 195.0984 | 119.155 | 271.1999 | 202.2988 | 125.1781 | 119.155 | 95.964 | 319.5462 | 201.9538 | 55.2708 | 33.6896 | 420.498 | 90.541 | 320.1528 | 92.3664 | 407.9942 | 1034.7624 | 48.6856 | 315.4501 | 319.5462 | 444.7408 | 92.3664 | 37.2462 | 339.5203 | 320.7829 | 224.245 | 222.414 | 0 | 97.2744 | 168.6119 | 582.8642 | 0 | 101.7288 | 140.725 | 223.3887 | 100.827 | 144.2821 | 209.2101 | 93.8732 | 0 | 0 | 0 | 0 | 0 | 0 | 0 | 0 | 91.8717 | 0 | 175.447 | 212.9599 | 289.776 | 186.937 | 0 | 196.9872 | 64.7625 | 50.4682 | 27.7773 | 950.6642 | 44.1419 | 151.4997 | 61.2543 | 61.2543 | 120.1916 | 40.061 | 64.7625 | 44.1419 | 40.8544 | 40.8544 | 69.7864 | 0 | 0 | 0 | 0 | 40.061 | 40.061 | 40.061 | 62.8376 | 40.8544 | 133.4877 | 0 | 0 | 29.9037 | 0 | 0 | 0 | 119.8724 | 49.3996 | 153.5013 | 63.7118 | 64.682 | 29.9037 | 135.2897 | 211.9 | 40.142 | 177.3773 | 155.3998 | 677.3467 | 130.4727 | 126.3597 | 158.606 | 25.0135 | 30.0094 | 30.0094 | 25.0135 | 58.0102 | 94.84 | 208.2844 | 2254.4354 | 171.6746 | 94.84 | 89.2125 | 212.307 | 129.1374 | 107.4218 | 109.039 | 89.2125 | 200.3292 | 85.2064 | 49.3996 | 49.3996 | 180.1796 | 132.8134 | 0 | 0 | 0 | 30.0094 | 30.0094 | 35.7531 | 0 | 0 | 0 | 0 | 0 | 0 | 25.0135 | 49.3996 | 184.6135 | 30.0094 | 38.8527 | 81.1289 | 0 | 0 | 0 | 0 | 0 | 0 | 0 | 0 | 0 | 0 | 0 | 0 | 0 | 0 | 0 | 0 | 0 | 0 | 0 | 0 | 0 | 0 | 0 | 0 | 0 | 0 | 0 | 0 | 0 | 0 | 0 | 0 | 0 | 0 | 0 | 0 | 0 | 0 | 0 | 0 | 0 | 0 | 0 | 0 | 0 | 0 | 0 | 0 | 0 | 0 | 0 | 0 | 0 | 0 | 0 | 0 | 0 | 0 | 0 | 0 | 0 | 0 | 0 | 0 | 0 | 0 | 0 | 0 | 0 | 0 | 0 | 0 | 0 | 0 | 0 | 0 | 0 | 0 | 0 | 0 | 0 | 0 | 0 | 0 | 0 | 0 | 0 | 0 | 0 | 0 | 0 | 0 | 0 | 0 | 0 | 0 | 0 | 0 | 0 | 0 | 0 | 0 | 0 | 0 | 0 | 0 | 0 | 0 | 0 | 2017-01-20 14:00
t0472 | 0 | 146.0242 | 418.6425 | 165.8769 | 47.4628 | 330.6088 | 47.4628 | 581.3645 | 81.0537 | 81.0537 | 2629.7346 | 88.2241 | 92.2224 | 386.2221 | 455.8783 | 65.7347 | 89.3823 | 414.3917 | 262.4481 | 388.3156 | 0 | 0 | 520.2362 | 42.081 | 42.081 | 42.081 | 95.7149 | 186.3288 | 302.7461 | 180.1872 | 416.8764 | 107.3194 | 270.3489 | 243.4785 | 317.1862 | 320.3768 | 157.6585 | 619.7213 | 418.7293 | 111.4429 | 240.4794 | 325.2453 | 125.7725 | 267.3704 | 534.5531 | 125.7725 | 49.2498 | 333.9327 | 897.9111 | 182.7013 | 221.2525 | 113.0168 | 204.9193 | 49.2498 | 194.9023 | 316.642 | 111.5765 | 421.0468 | 42.378 | 200.1123 | 42.378 | 125.7725 | 186.3288 | 74.0316 | 534.5531 | 0 | 0 | 0 | 0 | 0 | 0 | 0 | 0 | 186.7407 | 0 | 0 | 0 | 0 | 295.082 | 329.0548 | 30.3031 | 38.173 | 293.8108 | 175.4952 | 14.2636 | 96.223 | 104.6096 | 319.4335 | 177.0914 | 238.3982 | 118.1113 | 30.3031 | 356.9154 | 51.6505 | 308.1224 | 144.7237 | 177.3302 | 54.4138 | 103.2394 | 593.7972 | 27.3703 | 173.8265 | 178.5863 | 14.2636 | 14.2636 | 77.8728 | 133.9396 | 74.0166 | 147.5561 | 175.1781 | 116.2583 | 124.13 | 865.164 | 135.527 | 96.223 | 87.0073 | 87.0073 | 38.0342 | 60.6599 | 865.164 | 473.7195 | 160.9236 | 0 | 0 | 0 | 86.3277 | 104.6096 | 84.5629 | 416.3998 | 103.2394 | 0 | 74.5042 | 60.6599 | 14.2636 | 80.5138 | 31.8523 | 0 | 0 | 0 | 99.4099 | 0 | 0 | 160.9051 | 0 | 36.7718 | 0 | 0 | 229.317 | 91.4462 | 31.8523 | 33.6283 | 33.6283 | 78.627 | 164.5858 | 229.248 | 156.6726 | 355.216 | 205.3054 | 129.1672 | 295.4723 | 301.8461 | 180.6144 | 166.5044 | 537.4549 | 206.7863 | 221.8015 | 104.6213 | 97.2641 | 224.0862 | 238.7359 | 87.6645 | 97.2641 | 97.2641 | 183.8566 | 104.6213 | 104.6213 | 104.6213 | 196.9514 | 193.4109 | 200.7918 | 154.5517 | 154.5517 | 121.8583 | 222.8444 | 502.1507 | 172.7334 | 128.8185 | 848.8489 | 208.1631 | 128.8185 | 572.0844 | 1206.0559 | 170.1933 | 682.2547 | 461.9481 | 208.1631 | 128.1945 | 72.8586 | 251.5666 | 60.3025 | 60.3025 | 60.3025 | 191.339 | 252.0283 | 88.9815 | 131.2963 | 250.9864 | 232.3298 | 129.0637 | 129.0637 | 146.4385 | 387.5059 | 60.3025 | 499.683 | 248.8965 | 420.4166 | 155.8732 | 129.3358 | 447.4886 | 108.7953 | 195.371 | 108.7953 | 284.5156 | 98.6479 | 127.5555 | 74.0316 | 74.0316 | 98.6479 | 348.8709 | 298.8051 | 179.0389 | 250.419 | 130.1473 | 98.6479 | 830.7581 | 210.2717 | 259.2646 | 583.8845 | 1032.1448 | 101.436 | 109.9773 | 195.7811 | 397.4767 | 109.9773 | 64.7131 | 154.4217 | 114.8456 | 106.5274 | 130.8807 | 64.4457 | 64.4457 | 105.1472 | 63.5885 | 199.2165 | 277.8966 | 124.6337 | 195.371 | 119.2478 | 273.2944 | 201.554 | 124.6337 | 119.2478 | 95.1436 | 323.3743 | 202.025 | 54.8714 | 33.2698 | 418.4002 | 89.9914 | 320.0234 | 91.868 | 404.7054 | 1044.8483 | 48.188 | 311.5762 | 323.3743 | 448.0227 | 91.868 | 36.7718 | 340.9355 | 320.3711 | 225.0464 | 222.416 | 0 | 97.2641 | 167.2484 | 601.3427 | 0 | 101.436 | 140.6413 | 224.0862 | 101.7909 | 142.3853 | 208.0328 | 93.4826 | 0 | 0 | 0 | 0 | 0 | 0 | 0 | 0 | 91.4462 | 0 | 174.9255 | 212.4963 | 292.4842 | 188.4875 | 0 | 196.3052 | 64.3721 | 50.1086 | 27.3703 | 958.5826 | 43.894 | 152.7051 | 60.7774 | 60.7774 | 119.5695 | 39.8961 | 64.3721 | 43.894 | 40.3556 | 40.3556 | 69.1448 | 0 | 0 | 0 | 0 | 39.8961 | 39.8961 | 39.8961 | 62.4287 | 40.3556 | 132.6488 | 0 | 0 | 30.1931 | 0 | 0 | 0 | 119.2375 | 49.344 | 153.5161 | 64.1324 | 64.3441 | 30.1931 | 134.7209 | 214.0239 | 39.7306 | 177.5449 | 155.5451 | 683.0841 | 130.0045 | 125.9507 | 158.2549 | 24.9554 | 29.8823 | 29.8823 | 24.9554 | 57.8222 | 94.7612 | 207.2418 | 2301.0832 | 171.9507 | 94.7612 | 89.2564 | 216.0942 | 128.8218 | 106.3089 | 108.7401 | 89.2564 | 200.4931 | 85.7534 | 49.344 | 49.344 | 179.1563 | 133.6472 | 0 | 0 | 0 | 29.8823 | 29.8823 | 35.5761 | 0 | 0 | 0 | 0 | 0 | 0 | 24.9554 | 49.344 | 185.0102 | 29.8823 | 38.7106 | 80.3911 | 0 | 0 | 0 | 0 | 0 | 0 | 0 | 0 | 0 | 0 | 0 | 0 | 0 | 0 | 0 | 0 | 0 | 0 | 0 | 0 | 0 | 0 | 0 | 0 | 0 | 0 | 0 | 0 | 0 | 0 | 0 | 0 | 0 | 0 | 0 | 0 | 0 | 0 | 0 | 0 | 0 | 0 | 0 | 0 | 0 | 0 | 0 | 0 | 0 | 0 | 0 | 0 | 0 | 0 | 0 | 0 | 0 | 0 | 0 | 0 | 0 | 0 | 0 | 0 | 0 | 0 | 0 | 0 | 0 | 0 | 0 | 0 | 0 | 0 | 0 | 0 | 0 | 0 | 0 | 0 | 0 | 0 | 0 | 0 | 0 | 0 | 0 | 0 | 0 | 0 | 0 | 0 | 0 | 0 | 0 | 0 | 0 | 0 | 0 | 0 | 0 | 0 | 0 | 0 | 0 | 0 | 0 | 0 | 0 | 2017-01-20 15:00
t0473 | 0 | 152.1692 | 435.2812 | 172.267 | 49.1494 | 343.3271 | 49.1494 | 606.194 | 84.7785 | 84.7785 | 2770.4029 | 91.6309 | 95.5276 | 402.9477 | 473.4928 | 68.1163 | 92.7048 | 430.3968 | 272.357 | 403.6193 | 0 | 0 | 541.6551 | 43.6026 | 43.6026 | 43.6026 | 99.4655 | 193.6647 | 314.8769 | 189.5542 | 435.1024 | 111.5153 | 280.9282 | 252.9917 | 329.056 | 332.6098 | 163.4765 | 646.4245 | 437.587 | 115.7068 | 250.1672 | 338.6258 | 130.8238 | 278.0616 | 561.5532 | 130.8238 | 50.9471 | 346.8555 | 933.6895 | 189.8587 | 230.5166 | 117.1388 | 212.9142 | 50.9471 | 202.1893 | 329.0198 | 115.7252 | 438.6776 | 43.8845 | 208.0036 | 43.8845 | 130.8238 | 193.6647 | 76.9165 | 561.5532 | 0 | 0 | 0 | 0 | 0 | 0 | 0 | 0 | 193.8023 | 0 | 0 | 0 | 0 | 306.7689 | 341.2735 | 31.3346 | 39.2638 | 304.9783 | 181.3629 | 14.7294 | 99.3838 | 107.7731 | 332.1807 | 183.9691 | 247.4309 | 122.125 | 31.3346 | 372.0024 | 53.2755 | 319.9221 | 149.4245 | 183.3141 | 56.1587 | 106.6928 | 617.2495 | 28.1637 | 179.8446 | 184.5635 | 14.7294 | 14.7294 | 80.6006 | 138.9558 | 76.4909 | 152.4919 | 181.7959 | 121.2135 | 130.055 | 903.0412 | 139.6833 | 99.3838 | 89.8905 | 89.8905 | 39.2789 | 62.7492 | 903.0412 | 493.1591 | 166.2454 | 0 | 0 | 0 | 89.1419 | 107.7731 | 87.4343 | 431.3945 | 106.6928 | 0 | 76.9966 | 62.7492 | 14.7294 | 83.6202 | 32.9707 | 0 | 0 | 0 | 103.0587 | 0 | 0 | 166.8475 | 0 | 37.895 | 0 | 0 | 237.737 | 94.9026 | 32.9707 | 34.7988 | 34.7988 | 80.8995 | 170.3837 | 237.8149 | 162.0395 | 370.3796 | 213.1123 | 134.0128 | 306.3646 | 315.4286 | 187.2028 | 172.5469 | 565.4516 | 214.7365 | 229.6867 | 109.0184 | 101.1043 | 233.2465 | 246.9457 | 90.8239 | 101.1043 | 101.1043 | 191.2228 | 109.0184 | 109.0184 | 109.0184 | 204.1448 | 201.2236 | 208.2154 | 160.0862 | 160.0862 | 126.3436 | 232.439 | 521.8916 | 179.9658 | 133.6797 | 897.0883 | 216.8001 | 133.6797 | 600.9646 | 1267.7876 | 176.0963 | 712.0834 | 480.2964 | 216.8001 | 133.3744 | 75.5079 | 259.9896 | 62.4796 | 62.4796 | 62.4796 | 197.8846 | 262.3257 | 91.9737 | 136.2038 | 260.3611 | 241.1892 | 134.1656 | 134.1656 | 152.2034 | 402.0245 | 62.4796 | 519.4733 | 258.4128 | 436.4452 | 161.7645 | 133.8985 | 468.6223 | 112.8609 | 203.4709 | 112.8609 | 296.3695 | 102.5533 | 132.9111 | 76.9165 | 76.9165 | 102.5533 | 363.8604 | 310.8716 | 186.4158 | 260.6519 | 135.477 | 102.5533 | 867.0503 | 218.2062 | 271.1213 | 610.3819 | 1087.839 | 105.2791 | 114.1753 | 203.0169 | 413.3941 | 114.1753 | 66.8959 | 160.382 | 119.2949 | 110.4669 | 135.5956 | 66.9795 | 66.9795 | 109.3897 | 65.9672 | 208.679 | 289.4714 | 129.1785 | 203.4709 | 123.9664 | 285.0971 | 209.1077 | 129.1785 | 123.9664 | 98.31 | 338.0586 | 210.0964 | 56.8559 | 34.3008 | 433.6071 | 93.1584 | 332.2804 | 95.1262 | 418.6965 | 1092.2691 | 49.7812 | 321.3053 | 338.0586 | 467.238 | 95.1262 | 37.895 | 356.3843 | 332.4876 | 234.5296 | 231.5127 | 0 | 101.1043 | 173.0308 | 635.7535 | 0 | 105.2791 | 146.0898 | 233.2465 | 106.3279 | 146.6581 | 215.5574 | 96.8435 | 0 | 0 | 0 | 0 | 0 | 0 | 0 | 0 | 94.9026 | 0 | 181.5916 | 221.0648 | 305.3721 | 196.7443 | 0 | 203.436 | 66.5338 | 51.8306 | 28.1637 | 999.4435 | 45.4706 | 159.226 | 62.792 | 62.792 | 123.6218 | 41.311 | 66.5338 | 45.4706 | 41.6029 | 41.6029 | 71.4163 | 0 | 0 | 0 | 0 | 41.311 | 41.311 | 41.311 | 64.5848 | 41.6029 | 137.2644 | 0 | 0 | 31.5189 | 0 | 0 | 0 | 123.4275 | 51.2936 | 159.4233 | 66.993 | 66.63 | 31.5189 | 139.7524 | 223.3955 | 41.0245 | 184.7415 | 161.6936 | 713.3108 | 134.8312 | 130.6583 | 164.2165 | 25.8997 | 30.9823 | 30.9823 | 25.8997 | 59.9066 | 98.3773 | 214.656 | 2417.4881 | 178.5873 | 98.3773 | 92.7486 | 226.5444 | 133.5214 | 109.6706 | 112.6681 | 92.7486 | 208.1917 | 89.3864 | 51.2936 | 51.2936 | 185.4427 | 139.2299 | 0 | 0 | 0 | 30.9823 | 30.9823 | 36.8295 | 0 | 0 | 0 | 0 | 0 | 0 | 25.8997 | 51.2936 | 192.3333 | 30.9823 | 40.139 | 83.0075 | 0 | 0 | 0 | 0 | 0 | 0 | 0 | 0 | 0 | 0 | 0 | 0 | 0 | 0 | 0 | 0 | 0 | 0 | 0 | 0 | 0 | 0 | 0 | 0 | 0 | 0 | 0 | 0 | 0 | 0 | 0 | 0 | 0 | 0 | 0 | 0 | 0 | 0 | 0 | 0 | 0 | 0 | 0 | 0 | 0 | 0 | 0 | 0 | 0 | 0 | 0 | 0 | 0 | 0 | 0 | 0 | 0 | 0 | 0 | 0 | 0 | 0 | 0 | 0 | 0 | 0 | 0 | 0 | 0 | 0 | 0 | 0 | 0 | 0 | 0 | 0 | 0 | 0 | 0 | 0 | 0 | 0 | 0 | 0 | 0 | 0 | 0 | 0 | 0 | 0 | 0 | 0 | 0 | 0 | 0 | 0 | 0 | 0 | 0 | 0 | 0 | 0 | 0 | 0 | 0 | 0 | 0 | 0 | 0 | 2017-01-20 16:00
t0474 | 0 | 150.3165 | 440.2784 | 170.35 | 50.195 | 348.6598 | 50.195 | 570.7054 | 85.5024 | 85.5024 | 2762.097 | 94.1042 | 95.0003 | 394.604 | 466.4648 | 67.0497 | 93.1102 | 429.9773 | 273.4491 | 392.7845 | 0 | 0 | 546.2367 | 43.5996 | 43.5996 | 43.5996 | 98.1895 | 191.9835 | 306.7722 | 191.1155 | 434.5421 | 112.3614 | 275.3359 | 247.2136 | 327.7635 | 333.8575 | 161.6713 | 616.5704 | 426.4623 | 114.6589 | 242.7425 | 337.0008 | 128.9117 | 274.2004 | 548.6324 | 128.9117 | 50.4833 | 343.6819 | 920.9482 | 185.8151 | 230.228 | 117.5195 | 209.3673 | 50.4833 | 200.4598 | 321.1738 | 114.3207 | 439.0365 | 44.2962 | 202.8936 | 44.2962 | 128.9117 | 191.9835 | 76.527 | 548.6324 | 0 | 0 | 0 | 0 | 0 | 0 | 0 | 0 | 192.6532 | 0 | 0 | 0 | 0 | 304.8791 | 341.0582 | 31.2423 | 40.3133 | 311.3284 | 182.3642 | 14.9709 | 100.8599 | 109.2175 | 333.1997 | 183.1966 | 246.2103 | 125.276 | 31.2423 | 379.0579 | 54.1007 | 322.4158 | 151.6436 | 183.8868 | 56.7834 | 107.715 | 624.6516 | 29.1049 | 180.7135 | 187.6119 | 14.9709 | 14.9709 | 82.3695 | 138.1197 | 77.3002 | 154.2955 | 181.4093 | 124.9201 | 135.5165 | 929.3553 | 144.2374 | 100.8599 | 90.4562 | 90.4562 | 39.7959 | 64.8663 | 929.3553 | 502.7964 | 166.2774 | 0 | 0 | 0 | 89.5338 | 109.2175 | 87.7898 | 436.7307 | 107.715 | 0 | 77.3279 | 64.8663 | 14.9709 | 85.5186 | 33.8126 | 0 | 0 | 0 | 103.3542 | 0 | 0 | 168.0318 | 0 | 38.8736 | 0 | 0 | 237.9502 | 93.076 | 33.8126 | 35.0438 | 35.0438 | 83.2332 | 173.2441 | 242.5098 | 163.9513 | 370.8969 | 212.1763 | 134.868 | 307.1248 | 318.7913 | 190.7961 | 173.7248 | 573.4807 | 214.9088 | 235.4305 | 108.4932 | 100.9537 | 234.9604 | 252.1565 | 92.2802 | 100.9537 | 100.9537 | 195.3782 | 108.4932 | 108.4932 | 108.4932 | 208.0566 | 200.9352 | 213.1774 | 162.5153 | 162.5153 | 128.3603 | 237.7373 | 522.5962 | 176.8212 | 137.1642 | 908.4139 | 217.2693 | 137.1642 | 619.0109 | 1278.4694 | 180.9284 | 724.2505 | 484.4479 | 217.2693 | 135.2057 | 76.4472 | 266.9641 | 62.59 | 62.59 | 62.59 | 202.1143 | 269.7214 | 94.9888 | 132.8926 | 261.1336 | 239.2124 | 132.4813 | 132.4813 | 153.3312 | 393.7856 | 62.59 | 528.3036 | 257.2756 | 435.0725 | 160.814 | 134.1322 | 479.6914 | 113.6214 | 199.0651 | 113.6214 | 298.0979 | 104.2048 | 132.3398 | 76.527 | 76.527 | 104.2048 | 354.5566 | 305.5545 | 187.8833 | 264.5276 | 133.5643 | 104.2048 | 840.3409 | 217.7941 | 274.7134 | 616.895 | 1099.616 | 105.0722 | 113.5384 | 207.8136 | 416.7998 | 113.5384 | 67.4898 | 161.8315 | 118.2181 | 110.8934 | 137.986 | 67.0264 | 67.0264 | 109.0315 | 66.8625 | 210.0028 | 289.2221 | 130.2527 | 199.0651 | 124.758 | 288.9917 | 208.4586 | 130.2527 | 124.758 | 100.4075 | 343.9702 | 209.0048 | 55.8641 | 35.0072 | 435.1585 | 94.3764 | 337.9446 | 96.5866 | 419.8812 | 1086.4488 | 50.1325 | 327.1753 | 343.9702 | 474.4788 | 96.5866 | 38.8736 | 334.0823 | 337.9538 | 231.9593 | 225.4423 | 0 | 100.9537 | 173.4643 | 637.6056 | 0 | 105.0722 | 147.1009 | 234.9604 | 107.1324 | 151.2371 | 215.5317 | 98.7621 | 0 | 0 | 0 | 0 | 0 | 0 | 0 | 0 | 93.076 | 0 | 180.3149 | 212.4227 | 309.8393 | 198.3845 | 0 | 207.602 | 69.4135 | 52.7056 | 29.1049 | 1029.7129 | 45.6803 | 163.2007 | 64.8094 | 64.8094 | 129.4123 | 42.52 | 69.4135 | 45.6803 | 42.6395 | 42.6395 | 73 | 0 | 0 | 0 | 0 | 42.52 | 42.52 | 42.52 | 65.9029 | 42.6395 | 139.7421 | 0 | 0 | 32.1773 | 0 | 0 | 0 | 126.2005 | 50.6314 | 162.4703 | 65.3842 | 67.703 | 32.1773 | 138.8647 | 229.3739 | 41.6778 | 182.981 | 163.1193 | 714.7684 | 135.4171 | 131.1247 | 165.7215 | 26.0255 | 31.0798 | 31.0798 | 26.0255 | 61.5836 | 99.8577 | 217.6382 | 2448.1939 | 184.508 | 99.8577 | 93.8123 | 232.0091 | 137.3397 | 113.1925 | 116.2752 | 93.8123 | 214.091 | 90.7252 | 50.6314 | 50.6314 | 189.0102 | 142.621 | 0 | 0 | 0 | 31.0798 | 31.0798 | 37.7318 | 0 | 0 | 0 | 0 | 0 | 0 | 26.0255 | 50.6314 | 196.3291 | 31.0798 | 40.4525 | 85.4083 | 0 | 0 | 0 | 0 | 0 | 0 | 0 | 0 | 0 | 0 | 0 | 0 | 0 | 0 | 0 | 0 | 0 | 0 | 0 | 0 | 0 | 0 | 0 | 0 | 0 | 0 | 0 | 0 | 0 | 0 | 0 | 0 | 0 | 0 | 0 | 0 | 0 | 0 | 0 | 0 | 0 | 0 | 0 | 0 | 0 | 0 | 0 | 0 | 0 | 0 | 0 | 0 | 0 | 0 | 0 | 0 | 0 | 0 | 0 | 0 | 0 | 0 | 0 | 0 | 0 | 0 | 0 | 0 | 0 | 0 | 0 | 0 | 0 | 0 | 0 | 0 | 0 | 0 | 0 | 0 | 0 | 0 | 0 | 0 | 0 | 0 | 0 | 0 | 0 | 0 | 0 | 0 | 0 | 0 | 0 | 0 | 0 | 0 | 0 | 0 | 0 | 0 | 0 | 0 | 0 | 0 | 0 | 0 | 0 | 2017-01-20 17:00
t0475 | 0 | 144.286 | 435.3698 | 165.4194 | 50.6704 | 347.3062 | 50.6704 | 519.7529 | 82.8386 | 82.8386 | 2587.7631 | 94.6711 | 93.4868 | 374.0873 | 451.1385 | 65.2592 | 92.1341 | 421.5564 | 270.039 | 374.3823 | 0 | 0 | 536.4416 | 43.0879 | 43.0879 | 43.0879 | 95.0006 | 186.4118 | 292.15 | 181.9338 | 419.6558 | 110.9087 | 264.5418 | 236.8529 | 321.5515 | 329.2107 | 157.7564 | 568.8974 | 400.1628 | 111.6535 | 230.0658 | 326.7771 | 124.1412 | 264.3849 | 507.5774 | 124.1412 | 49.708 | 334.2124 | 888.5656 | 178.2536 | 223.5458 | 116.3974 | 201.8931 | 49.708 | 195.8019 | 307.3776 | 111.3409 | 427.1528 | 44.2391 | 193.8319 | 44.2391 | 124.1412 | 186.4118 | 74.6578 | 507.5774 | 0 | 0 | 0 | 0 | 0 | 0 | 0 | 0 | 188.4215 | 0 | 0 | 0 | 0 | 296.5611 | 335.931 | 30.9808 | 41.6736 | 312.0077 | 182.577 | 15.1686 | 101.9966 | 111.1129 | 326.7314 | 178.9401 | 240.9826 | 127.5067 | 30.9808 | 374.7765 | 54.9533 | 319.0345 | 153.5093 | 183.5356 | 57.3587 | 108.2338 | 618.4155 | 30.2204 | 180.201 | 189.6773 | 15.1686 | 15.1686 | 83.3152 | 135.2176 | 77.7473 | 155.3524 | 178.0953 | 124.7004 | 134.7882 | 923.5867 | 148.9902 | 101.9966 | 90.702 | 90.702 | 40.1979 | 66.3883 | 923.5867 | 499.0954 | 165.8307 | 0 | 0 | 0 | 89.7594 | 111.1129 | 87.6451 | 436.786 | 108.2338 | 0 | 77.3281 | 66.3883 | 15.1686 | 85.7141 | 34.3006 | 0 | 0 | 0 | 102.263 | 0 | 0 | 166.8069 | 0 | 39.9398 | 0 | 0 | 234.993 | 89.8461 | 34.3006 | 34.9969 | 34.9969 | 86.1178 | 174.3385 | 243.2348 | 164.6974 | 360.2121 | 207.6973 | 133.5743 | 303.6334 | 310.3379 | 191.7468 | 172.7295 | 549.0267 | 211.1662 | 238.4312 | 104.9272 | 98.6817 | 230.6969 | 255.3132 | 92.5903 | 98.6817 | 98.6817 | 194.8521 | 104.9272 | 104.9272 | 104.9272 | 209.0606 | 195.9061 | 214.8308 | 163.04 | 163.04 | 128.5079 | 235.3683 | 512.4836 | 168.9188 | 138.21 | 856.6434 | 211.8981 | 138.21 | 604.4451 | 1220.0804 | 184.058 | 711.9241 | 477.8119 | 211.8981 | 133.7282 | 76.3862 | 272.3303 | 61.9721 | 61.9721 | 61.9721 | 204.795 | 269.9722 | 97.353 | 127.7847 | 257.9224 | 233.2259 | 128.0829 | 128.0829 | 151.2074 | 380.0178 | 61.9721 | 525.2864 | 251.6901 | 426.2769 | 157.2987 | 133.1198 | 469.8053 | 112.6154 | 189.5836 | 112.6154 | 291.6119 | 103.5294 | 128.0713 | 74.6578 | 74.6578 | 103.5294 | 334.7491 | 293.3132 | 184.3955 | 261.578 | 128.3844 | 103.5294 | 787.2137 | 213.8909 | 267.5372 | 599.889 | 1043.5963 | 103.1359 | 110.967 | 209.3949 | 410.5526 | 110.967 | 67.7184 | 160.1826 | 114.9603 | 109.7379 | 138.6538 | 65.6879 | 65.6879 | 106.1266 | 66.6818 | 202.126 | 281.1143 | 129.6205 | 189.5836 | 122.8401 | 283.5854 | 204.6366 | 129.6205 | 122.8401 | 101.9969 | 336.6451 | 203.2886 | 54.2865 | 35.7633 | 431.2933 | 94.6656 | 337.2565 | 97.0071 | 417.9769 | 1039.9267 | 50.3146 | 333.3554 | 336.6451 | 466.7983 | 97.0071 | 39.9398 | 300.2035 | 337.5326 | 222.8895 | 214.0465 | 0 | 98.6817 | 172.6245 | 594.5513 | 0 | 103.1359 | 145.2556 | 230.6969 | 104.1069 | 156.3187 | 212.9845 | 99.4538 | 0 | 0 | 0 | 0 | 0 | 0 | 0 | 0 | 89.8461 | 0 | 176.0152 | 199.2825 | 303.5694 | 193.3484 | 0 | 208.9634 | 71.7749 | 53.1707 | 30.2204 | 1027.6199 | 45.3734 | 162.053 | 66.4717 | 66.4717 | 134.0956 | 43.2316 | 71.7749 | 45.3734 | 43.7319 | 43.7319 | 74.2971 | 0 | 0 | 0 | 0 | 43.2316 | 43.2316 | 43.2316 | 66.6601 | 43.7319 | 140.9517 | 0 | 0 | 31.7253 | 0 | 0 | 0 | 127.6687 | 48.9358 | 162.3623 | 61.5256 | 68.0319 | 31.7253 | 135.9444 | 227.4538 | 42.2208 | 176.9147 | 160.9984 | 691.49 | 134.0108 | 129.5763 | 164.4833 | 25.715 | 30.7504 | 30.7504 | 25.715 | 62.446 | 99.5122 | 218.1097 | 2350.3618 | 186.6354 | 99.5122 | 92.9277 | 226.6211 | 139.1712 | 116.5741 | 118.2902 | 92.9277 | 215.7646 | 89.3446 | 48.9358 | 48.9358 | 190.6924 | 141.9041 | 0 | 0 | 0 | 30.7504 | 30.7504 | 38.2292 | 0 | 0 | 0 | 0 | 0 | 0 | 25.715 | 48.9358 | 195.8931 | 30.7504 | 40.1879 | 87.5039 | 0 | 0 | 0 | 0 | 0 | 0 | 0 | 0 | 0 | 0 | 0 | 0 | 0 | 0 | 0 | 0 | 0 | 0 | 0 | 0 | 0 | 0 | 0 | 0 | 0 | 0 | 0 | 0 | 0 | 0 | 0 | 0 | 0 | 0 | 0 | 0 | 0 | 0 | 0 | 0 | 0 | 0 | 0 | 0 | 0 | 0 | 0 | 0 | 0 | 0 | 0 | 0 | 0 | 0 | 0 | 0 | 0 | 0 | 0 | 0 | 0 | 0 | 0 | 0 | 0 | 0 | 0 | 0 | 0 | 0 | 0 | 0 | 0 | 0 | 0 | 0 | 0 | 0 | 0 | 0 | 0 | 0 | 0 | 0 | 0 | 0 | 0 | 0 | 0 | 0 | 0 | 0 | 0 | 0 | 0 | 0 | 0 | 0 | 0 | 0 | 0 | 0 | 0 | 0 | 0 | 0 | 0 | 0 | 0 | 2017-01-20 18:00
t0476 | 0 | 137.395 | 413.3167 | 160.9499 | 48.9796 | 331.3025 | 48.9796 | 512.2675 | 75.772 | 75.772 | 2265.8061 | 89.4978 | 92.0478 | 355.7645 | 439.9248 | 64.6239 | 89.3114 | 406.7063 | 260.9181 | 366.865 | 0 | 0 | 505.9089 | 42.1646 | 42.1646 | 42.1646 | 92.1788 | 180.0817 | 284.8355 | 159.8099 | 392.209 | 106.0099 | 258.2205 | 231.8294 | 313.2108 | 317.3305 | 155.012 | 553.2459 | 377.6321 | 108.6355 | 224.7235 | 311.2806 | 119.8886 | 255.4635 | 460.4317 | 119.8886 | 49.4854 | 324.3263 | 859.1743 | 174.1424 | 211.4007 | 113.4008 | 196.6994 | 49.4854 | 191.4524 | 301.0708 | 109.3131 | 403.3201 | 43.1369 | 189.5574 | 43.1369 | 119.8886 | 180.0817 | 72.1008 | 460.4317 | 0 | 0 | 0 | 0 | 0 | 0 | 0 | 0 | 183.3806 | 0 | 0 | 0 | 0 | 285.5171 | 326.9582 | 30.768 | 41.7267 | 297.3211 | 180.7669 | 14.9618 | 100.61 | 111.3511 | 311.7961 | 172.8357 | 234.2488 | 123.9559 | 30.768 | 348.4225 | 54.6088 | 306.3855 | 151.7401 | 181.7259 | 56.9921 | 106.8186 | 587.7655 | 30.0431 | 177.2804 | 186.2024 | 14.9618 | 14.9618 | 80.733 | 131.9004 | 76.6821 | 153.0604 | 172.8616 | 114.7656 | 119.231 | 844.703 | 146.8451 | 100.61 | 89.9037 | 89.9037 | 39.73 | 64.0067 | 844.703 | 467.3744 | 165.2161 | 0 | 0 | 0 | 89.3766 | 111.3511 | 86.6112 | 423.7952 | 106.8186 | 0 | 76.6256 | 64.0067 | 14.9618 | 81.2913 | 33.1356 | 0 | 0 | 0 | 99.5217 | 0 | 0 | 161.5973 | 0 | 39.5866 | 0 | 0 | 229.0192 | 88.3816 | 33.1356 | 34.3343 | 34.3343 | 85.9403 | 169.3779 | 232.8507 | 161.5173 | 338.2187 | 201.6411 | 129.0205 | 295.298 | 285.2098 | 184.6052 | 168.0102 | 480.0436 | 203.6731 | 229.8346 | 99.3924 | 94.7406 | 218.1395 | 248.4716 | 89.5777 | 94.7406 | 94.7406 | 183.2749 | 99.3924 | 99.3924 | 99.3924 | 201.2244 | 187.0141 | 205.5416 | 158.0493 | 158.0493 | 123.7715 | 217.1732 | 491.4792 | 161.7341 | 131.4281 | 724.8792 | 200.3585 | 131.4281 | 529.01 | 1077.5431 | 178.0031 | 656.7107 | 454.6175 | 200.3585 | 126.2337 | 73.9567 | 265.308 | 60.5784 | 60.5784 | 60.5784 | 199.4734 | 251.5779 | 94.3614 | 126.5512 | 250.0159 | 226.9465 | 123.9851 | 123.9851 | 144.3093 | 374.9637 | 60.5784 | 497.1209 | 244.0427 | 413.1983 | 153.1022 | 130.7672 | 421.8449 | 108.8419 | 182.6023 | 108.8419 | 274.6941 | 98.0507 | 121.3007 | 72.1008 | 72.1008 | 98.0507 | 320.2921 | 283.4286 | 173.9406 | 246.0257 | 123.3222 | 98.0507 | 752.8188 | 207.622 | 244.2709 | 549.9474 | 902.5341 | 100.0261 | 107.7343 | 200.3848 | 389.9551 | 107.7343 | 66.7607 | 153.409 | 111.5197 | 106.5388 | 133.9983 | 63.0252 | 63.0252 | 101.4799 | 64.1067 | 183.2891 | 266.1339 | 125.8072 | 182.6023 | 117.1788 | 263.1054 | 199.135 | 125.8072 | 117.1788 | 99.8803 | 307.119 | 195.152 | 53.857 | 35.4966 | 420.4048 | 92.2441 | 321.6913 | 94.215 | 411.9569 | 964.2779 | 49.8646 | 331.0104 | 307.119 | 433.3431 | 94.215 | 39.5866 | 291.7141 | 323.025 | 211.9691 | 207.6678 | 0 | 94.7406 | 170.1783 | 504.6539 | 0 | 100.0261 | 139.2108 | 218.1395 | 96.1498 | 154.7835 | 208.4141 | 96.0031 | 0 | 0 | 0 | 0 | 0 | 0 | 0 | 0 | 88.3816 | 0 | 171.1467 | 196.1512 | 279.8935 | 179.3539 | 0 | 201.1738 | 69.0785 | 51.914 | 30.0431 | 945.9108 | 44.3052 | 149.6335 | 64.6343 | 64.6343 | 128.5202 | 41.5673 | 69.0785 | 44.3052 | 43.2867 | 43.2867 | 72.8879 | 0 | 0 | 0 | 0 | 41.5673 | 41.5673 | 41.5673 | 64.8509 | 43.2867 | 137.1577 | 0 | 0 | 29.1535 | 0 | 0 | 0 | 123.5858 | 47.3892 | 154.4728 | 58.1645 | 66.0137 | 29.1535 | 132.7282 | 208.3487 | 41.6807 | 169.7811 | 153.3428 | 642.4973 | 129.9422 | 125.5281 | 158.3967 | 24.8177 | 29.9006 | 29.9006 | 24.8177 | 59.8927 | 95.137 | 211.676 | 2078.4546 | 175.7074 | 95.137 | 88.5549 | 201.9144 | 133.0868 | 114.3287 | 113.0842 | 88.5549 | 204.0475 | 83.2448 | 47.3892 | 47.3892 | 185.0829 | 131.842 | 0 | 0 | 0 | 29.9006 | 29.9006 | 36.9325 | 0 | 0 | 0 | 0 | 0 | 0 | 24.8177 | 47.3892 | 184.919 | 29.9006 | 38.9196 | 85.5713 | 0 | 0 | 0 | 0 | 0 | 0 | 0 | 0 | 0 | 0 | 0 | 0 | 0 | 0 | 0 | 0 | 0 | 0 | 0 | 0 | 0 | 0 | 0 | 0 | 0 | 0 | 0 | 0 | 0 | 0 | 0 | 0 | 0 | 0 | 0 | 0 | 0 | 0 | 0 | 0 | 0 | 0 | 0 | 0 | 0 | 0 | 0 | 0 | 0 | 0 | 0 | 0 | 0 | 0 | 0 | 0 | 0 | 0 | 0 | 0 | 0 | 0 | 0 | 0 | 0 | 0 | 0 | 0 | 0 | 0 | 0 | 0 | 0 | 0 | 0 | 0 | 0 | 0 | 0 | 0 | 0 | 0 | 0 | 0 | 0 | 0 | 0 | 0 | 0 | 0 | 0 | 0 | 0 | 0 | 0 | 0 | 0 | 0 | 0 | 0 | 0 | 0 | 0 | 0 | 0 | 0 | 0 | 0 | 0 | 2017-01-20 19:00
t0477 | 0 | 133.4959 | 391.218 | 157.5297 | 46.2923 | 312.9936 | 46.2923 | 531.3844 | 70.7386 | 70.7386 | 2100.7396 | 83.2619 | 89.99 | 348.7921 | 432.6298 | 63.9729 | 85.9114 | 392.5706 | 250.7356 | 366.1258 | 0 | 0 | 478.9324 | 40.8981 | 40.8981 | 40.8981 | 90.2855 | 175.3119 | 283.4071 | 146.3891 | 373.6809 | 101.0391 | 255.4073 | 230.2607 | 304.4179 | 304.7193 | 152.2789 | 563.0812 | 371.1634 | 106.0971 | 224.7224 | 300.0913 | 117.438 | 250.0967 | 444.3879 | 117.438 | 48.759 | 316.4535 | 841.1317 | 172.5575 | 202.4189 | 109.4345 | 193.746 | 48.759 | 187.2417 | 299.4359 | 107.4729 | 385.0816 | 41.3936 | 188.5701 | 41.3936 | 117.438 | 175.3119 | 69.9178 | 444.3879 | 0 | 0 | 0 | 0 | 0 | 0 | 0 | 0 | 178.5381 | 0 | 0 | 0 | 0 | 276.844 | 316.6194 | 30.1049 | 39.8628 | 279.3063 | 175.2159 | 14.3325 | 96.5177 | 107.6795 | 298.3447 | 167.4621 | 227.7191 | 116.9636 | 30.1049 | 324.1598 | 52.522 | 292.554 | 145.6986 | 176.5541 | 55.0321 | 103.0041 | 556.337 | 28.4453 | 171.502 | 177.9845 | 14.3325 | 14.3325 | 76.3397 | 128.5448 | 73.8544 | 147.177 | 167.4619 | 105.0022 | 105.5744 | 771.5325 | 138.5871 | 96.5177 | 87.1189 | 87.1189 | 38.2061 | 59.7284 | 771.5325 | 436.0611 | 161.3659 | 0 | 0 | 0 | 86.925 | 107.6795 | 84.0036 | 404.6337 | 103.0041 | 0 | 74.3844 | 59.7284 | 14.3325 | 76.0581 | 31.1839 | 0 | 0 | 0 | 96.034 | 0 | 0 | 154.9858 | 0 | 37.6793 | 0 | 0 | 221.5574 | 87.6056 | 31.1839 | 33.1064 | 33.1064 | 81.8306 | 161.1297 | 219.431 | 155.0083 | 321.9513 | 195.8135 | 123.6746 | 284.9808 | 266.2341 | 174.5053 | 161.4539 | 435.6439 | 196.2157 | 216.1885 | 95.6002 | 91.312 | 206.9851 | 235.5924 | 85.1188 | 91.312 | 91.312 | 170.9758 | 95.6002 | 95.6002 | 95.6002 | 190.2 | 179.8107 | 192.8859 | 150.4377 | 150.4377 | 117.3858 | 200.5307 | 472.092 | 158.3993 | 122.7215 | 647.9796 | 191.1419 | 122.7215 | 471.7255 | 989.4553 | 167.3081 | 609.9071 | 431.9733 | 191.1419 | 118.9083 | 70.5429 | 250.3489 | 58.6259 | 58.6259 | 58.6259 | 189.1562 | 232.1559 | 88.3526 | 126.4207 | 240.8345 | 221.4553 | 121.2926 | 121.2926 | 137.477 | 372.5734 | 58.6259 | 467.2807 | 236.8718 | 400.4913 | 149.0556 | 126.8087 | 383.9466 | 104.3217 | 180.0693 | 104.3217 | 260.6245 | 92.2786 | 116.6016 | 69.9178 | 69.9178 | 92.2786 | 316.4697 | 278.4432 | 164.7824 | 231.0994 | 120.4867 | 92.2786 | 748.1917 | 201.0943 | 226.6844 | 512.759 | 817.788 | 96.8547 | 104.7495 | 188.1024 | 370.4069 | 104.7495 | 64.3905 | 146.127 | 108.7833 | 102.6008 | 127.0733 | 60.5915 | 60.5915 | 97.8277 | 60.8918 | 170.8428 | 254.839 | 120.6111 | 180.0693 | 111.7238 | 245.8983 | 193.3073 | 120.6111 | 111.7238 | 94.9437 | 283.6009 | 188.8114 | 53.4488 | 33.9652 | 405.6549 | 88.1767 | 303.4501 | 89.7363 | 399.6022 | 919.7322 | 48.2823 | 317.4527 | 283.6009 | 404.3376 | 89.7363 | 37.6793 | 302.9292 | 305.3457 | 205.5738 | 206.3752 | 0 | 91.312 | 165.1424 | 457.4497 | 0 | 96.8547 | 132.9257 | 206.9851 | 90.2572 | 146.5644 | 202.1612 | 90.8053 | 0 | 0 | 0 | 0 | 0 | 0 | 0 | 0 | 87.6056 | 0 | 166.7548 | 198.7549 | 260.5605 | 168.5577 | 0 | 189.9314 | 63.858 | 49.4888 | 28.4453 | 865.7697 | 42.7381 | 137.9093 | 60.6444 | 60.6444 | 118.189 | 38.8985 | 63.858 | 42.7381 | 41.2097 | 41.2097 | 69.2882 | 0 | 0 | 0 | 0 | 38.8985 | 38.8985 | 38.8985 | 61.5195 | 41.2097 | 130.4137 | 0 | 0 | 26.9191 | 0 | 0 | 0 | 116.7497 | 46.3848 | 145.2489 | 57.1125 | 62.8055 | 26.9191 | 129.4415 | 190.9137 | 39.9596 | 165.0001 | 145.7458 | 608.3815 | 125.014 | 120.8149 | 151.2188 | 23.8173 | 28.8345 | 28.8345 | 23.8173 | 56.0483 | 90.0116 | 201.8309 | 1900.2841 | 162.175 | 90.0116 | 83.9619 | 182.9467 | 124.3008 | 107.7005 | 105.2665 | 83.9619 | 189.6172 | 77.8471 | 46.3848 | 46.3848 | 175.5851 | 121.9537 | 0 | 0 | 0 | 28.8345 | 28.8345 | 34.7915 | 0 | 0 | 0 | 0 | 0 | 0 | 23.8173 | 46.3848 | 172.9648 | 28.8345 | 37.2956 | 80.733 | 0 | 0 | 0 | 0 | 0 | 0 | 0 | 0 | 0 | 0 | 0 | 0 | 0 | 0 | 0 | 0 | 0 | 0 | 0 | 0 | 0 | 0 | 0 | 0 | 0 | 0 | 0 | 0 | 0 | 0 | 0 | 0 | 0 | 0 | 0 | 0 | 0 | 0 | 0 | 0 | 0 | 0 | 0 | 0 | 0 | 0 | 0 | 0 | 0 | 0 | 0 | 0 | 0 | 0 | 0 | 0 | 0 | 0 | 0 | 0 | 0 | 0 | 0 | 0 | 0 | 0 | 0 | 0 | 0 | 0 | 0 | 0 | 0 | 0 | 0 | 0 | 0 | 0 | 0 | 0 | 0 | 0 | 0 | 0 | 0 | 0 | 0 | 0 | 0 | 0 | 0 | 0 | 0 | 0 | 0 | 0 | 0 | 0 | 0 | 0 | 0 | 0 | 0 | 0 | 0 | 0 | 0 | 0 | 0 | 2017-01-20 20:00
t0478 | 0 | 134.0631 | 375.5941 | 157.9774 | 43.751 | 298.3945 | 43.751 | 581.1572 | 68.023 | 68.023 | 2062.3967 | 77.5856 | 89.3779 | 356.0249 | 436.8278 | 64.7007 | 83.7424 | 386.2839 | 244.5021 | 377.8477 | 0 | 0 | 462.1214 | 40.2138 | 40.2138 | 40.2138 | 90.8183 | 174.9832 | 291.9253 | 140.2111 | 367.1557 | 97.7842 | 260.2809 | 235.9084 | 301.3282 | 297.2265 | 152.7283 | 602.588 | 382.3756 | 105.9976 | 233.1487 | 297.1829 | 118.5114 | 252.044 | 455.9342 | 118.5114 | 48.7545 | 316.1823 | 847.3143 | 176.297 | 199.0246 | 106.9316 | 196.2737 | 48.7545 | 186.9278 | 307.3408 | 107.9994 | 377.0846 | 40.0077 | 193.8082 | 40.0077 | 118.5114 | 174.9832 | 69.3218 | 455.9342 | 0 | 0 | 0 | 0 | 0 | 0 | 0 | 0 | 177.3611 | 0 | 0 | 0 | 0 | 275.0014 | 311.5282 | 29.778 | 37.5201 | 263.6329 | 170.744 | 13.7002 | 92.5078 | 103.6475 | 291.1423 | 165.772 | 225.7959 | 109.7475 | 29.778 | 305.9235 | 50.3286 | 283.1508 | 139.6804 | 172.7673 | 53.1288 | 99.6399 | 533.6746 | 26.4439 | 167.2385 | 169.9972 | 13.7002 | 13.7002 | 72.0878 | 127.7308 | 71.3134 | 141.7887 | 165.1888 | 96.6695 | 94.0019 | 711.4669 | 128.8101 | 92.5078 | 84.7899 | 84.7899 | 36.7347 | 55.1723 | 711.4669 | 411.5144 | 158.7774 | 0 | 0 | 0 | 84.9104 | 103.6475 | 82.0548 | 388.7923 | 99.6399 | 0 | 72.6444 | 55.1723 | 13.7002 | 71.4856 | 29.2438 | 0 | 0 | 0 | 93.8943 | 0 | 0 | 150.3199 | 0 | 35.4627 | 0 | 0 | 217.4139 | 89.1689 | 29.2438 | 32.1502 | 32.1502 | 76.7088 | 153.6229 | 207.6714 | 149.2665 | 314.7825 | 193.9565 | 120.0753 | 278.8111 | 255.0515 | 165.4523 | 156.7282 | 411.4963 | 192.4399 | 202.8597 | 94.6497 | 89.9077 | 200.1968 | 222.9473 | 81.2197 | 89.9077 | 89.9077 | 160.783 | 94.6497 | 94.6497 | 94.6497 | 180.3371 | 176.9631 | 181.1637 | 143.8051 | 143.8051 | 111.9595 | 187.5971 | 462.3496 | 160.6912 | 114.6714 | 611.3128 | 186.7106 | 114.6714 | 430.129 | 947.9092 | 156.3918 | 577.0794 | 417.0422 | 186.7106 | 113.5969 | 67.7563 | 234.5595 | 57.4518 | 57.4518 | 57.4518 | 178.9381 | 215.2658 | 81.8372 | 129.8423 | 235.3542 | 220.9022 | 121.9406 | 121.9406 | 133.0728 | 380.0688 | 57.4518 | 443.7952 | 234.6141 | 395.7593 | 148.0592 | 124.3178 | 356.8652 | 101.2252 | 184.1153 | 101.2252 | 252.7176 | 87.7978 | 115.3273 | 69.3218 | 69.3218 | 87.7978 | 326.0186 | 282.2912 | 159.1806 | 220.1956 | 121.4649 | 87.7978 | 778.5175 | 198.2796 | 215.8489 | 491.0675 | 777.1853 | 95.5075 | 103.9808 | 176.7435 | 357.8147 | 103.9808 | 62.3573 | 141.0666 | 108.6642 | 100.1159 | 120.8865 | 59.4148 | 59.4148 | 96.6216 | 58.3184 | 164.8764 | 250.3966 | 116.7433 | 184.1153 | 108.3472 | 234.4357 | 191.0502 | 116.7433 | 108.3472 | 89.8906 | 267.6845 | 187.1932 | 54.2288 | 32.2597 | 396.1592 | 84.6586 | 288.4793 | 85.7723 | 391.0989 | 910.497 | 46.9287 | 302.7267 | 267.6845 | 384.1244 | 85.7723 | 35.4627 | 334.4587 | 290.7357 | 205.9631 | 212.7921 | 0 | 89.9077 | 161.7231 | 441.8722 | 0 | 95.5075 | 128.836 | 200.1968 | 87.0527 | 136.6599 | 198.7965 | 86.0301 | 0 | 0 | 0 | 0 | 0 | 0 | 0 | 0 | 89.1689 | 0 | 165.9809 | 209.7223 | 247.7344 | 162.3987 | 0 | 179.657 | 57.9628 | 47.205 | 26.4439 | 797.5591 | 41.6662 | 128.4751 | 56.2713 | 56.2713 | 106.4838 | 36.204 | 57.9628 | 41.6662 | 38.8373 | 38.8373 | 65.5216 | 0 | 0 | 0 | 0 | 36.204 | 36.204 | 36.204 | 58.2863 | 38.8373 | 124.0837 | 0 | 0 | 25.262 | 0 | 0 | 0 | 110.1274 | 46.6637 | 137.5033 | 58.6745 | 59.9436 | 25.262 | 128.7047 | 176.9536 | 38.2321 | 164.913 | 140.6771 | 593.5938 | 121.8669 | 117.9309 | 146.03 | 23.187 | 28.1759 | 28.1759 | 23.187 | 52.2637 | 85.9146 | 193.4043 | 1803.8189 | 149.25 | 85.9146 | 80.6449 | 169.6168 | 115.7185 | 100.0958 | 97.3799 | 80.6449 | 176.2547 | 74.0672 | 46.6637 | 46.6637 | 166.6505 | 113.8706 | 0 | 0 | 0 | 28.1759 | 28.1759 | 32.688 | 0 | 0 | 0 | 0 | 0 | 0 | 23.187 | 46.6637 | 163.0405 | 28.1759 | 36.1249 | 75.4116 | 0 | 0 | 0 | 0 | 0 | 0 | 0 | 0 | 0 | 0 | 0 | 0 | 0 | 0 | 0 | 0 | 0 | 0 | 0 | 0 | 0 | 0 | 0 | 0 | 0 | 0 | 0 | 0 | 0 | 0 | 0 | 0 | 0 | 0 | 0 | 0 | 0 | 0 | 0 | 0 | 0 | 0 | 0 | 0 | 0 | 0 | 0 | 0 | 0 | 0 | 0 | 0 | 0 | 0 | 0 | 0 | 0 | 0 | 0 | 0 | 0 | 0 | 0 | 0 | 0 | 0 | 0 | 0 | 0 | 0 | 0 | 0 | 0 | 0 | 0 | 0 | 0 | 0 | 0 | 0 | 0 | 0 | 0 | 0 | 0 | 0 | 0 | 0 | 0 | 0 | 0 | 0 | 0 | 0 | 0 | 0 | 0 | 0 | 0 | 0 | 0 | 0 | 0 | 0 | 0 | 0 | 0 | 0 | 0 | 2017-01-20 21:00
t0479 | 0 | 129.712 | 353.1803 | 152.6764 | 40.7002 | 279.2675 | 40.7002 | 590.2258 | 64.0671 | 64.0671 | 1969.9131 | 71.5037 | 85.8507 | 347.882 | 423.9204 | 62.8402 | 79.5041 | 368.9696 | 232.1966 | 371.4781 | 0 | 0 | 436.0206 | 38.3864 | 38.3864 | 38.3864 | 87.9379 | 168.6363 | 286.7009 | 131.7986 | 350.5253 | 92.4234 | 253.9993 | 230.94 | 288.8653 | 282.3272 | 147.595 | 604.8723 | 375.7148 | 102.2029 | 229.9375 | 285.0583 | 114.9846 | 244.3419 | 447.1405 | 114.9846 | 47.0201 | 304.8882 | 821.1981 | 172.3016 | 190.0632 | 101.6714 | 190.8582 | 47.0201 | 180.142 | 301.1911 | 104.4949 | 359.1824 | 37.7716 | 190.0845 | 37.7716 | 114.9846 | 168.6363 | 66.5305 | 447.1405 | 0 | 0 | 0 | 0 | 0 | 0 | 0 | 0 | 170.4094 | 0 | 0 | 0 | 0 | 264.2493 | 297.5174 | 28.5265 | 34.7892 | 245.087 | 162.0272 | 12.8386 | 86.8443 | 97.5557 | 276.6677 | 158.9389 | 216.6963 | 101.5855 | 28.5265 | 284.4812 | 47.2356 | 267.6228 | 131.1469 | 164.3867 | 50.1093 | 94.1076 | 501.5438 | 24.3129 | 158.7833 | 159.2317 | 12.8386 | 12.8386 | 67.0202 | 122.7407 | 67.2751 | 133.5614 | 158.0192 | 88.3813 | 83.9433 | 651.285 | 118.4281 | 86.8443 | 80.3955 | 80.3955 | 34.5567 | 50.5228 | 651.285 | 382.6187 | 151.5946 | 0 | 0 | 0 | 80.6942 | 97.5557 | 77.9869 | 365.6749 | 94.1076 | 0 | 69.0319 | 50.5228 | 12.8386 | 66.2698 | 27.0611 | 0 | 0 | 0 | 89.3113 | 0 | 0 | 142.2533 | 0 | 32.8848 | 0 | 0 | 207.2808 | 86.9454 | 27.0611 | 30.4445 | 30.4445 | 70.9308 | 143.7433 | 193.3983 | 140.5729 | 299.5686 | 186.021 | 113.7123 | 265.3142 | 239.6071 | 154.2559 | 148.3923 | 383.2696 | 183.4318 | 187.8021 | 90.7807 | 85.9184 | 189.1764 | 207.5623 | 76.0424 | 85.9184 | 85.9184 | 149.1249 | 90.7807 | 90.7807 | 90.7807 | 168.1368 | 169.0747 | 167.8431 | 134.796 | 134.796 | 104.7989 | 173.4287 | 440.342 | 156.4239 | 105.8747 | 569.2454 | 177.5624 | 105.8747 | 390.9183 | 891.0864 | 144.395 | 537.6322 | 393.58 | 177.5624 | 106.4784 | 63.7141 | 216.8901 | 54.7248 | 54.7248 | 54.7248 | 166.5469 | 197.7583 | 75.0789 | 127.2766 | 223.8089 | 212.7877 | 118.0365 | 118.0365 | 125.7951 | 371.0737 | 54.7248 | 414.3424 | 225.012 | 379.0138 | 142.2475 | 118.439 | 328.5909 | 95.8233 | 180.0575 | 95.8233 | 239.2131 | 82.0685 | 110.544 | 66.5305 | 66.5305 | 82.0685 | 320.2781 | 274.6568 | 150.3019 | 206.0465 | 117.7857 | 82.0685 | 769.2905 | 189.6222 | 201.9843 | 461.2537 | 726.9802 | 91.3436 | 99.8616 | 163.7933 | 337.8227 | 99.8616 | 58.939 | 133.1122 | 104.7678 | 95.1112 | 112.9543 | 56.6311 | 56.6311 | 92.5198 | 54.7405 | 155.6746 | 239.0162 | 110.3303 | 180.0575 | 102.5469 | 219.5041 | 182.9733 | 110.3303 | 102.5469 | 83.707 | 249.0213 | 179.6645 | 52.7696 | 30.0992 | 376.5361 | 79.5792 | 269.4784 | 80.392 | 372.1907 | 873.4823 | 44.4582 | 283.212 | 249.0213 | 358.8048 | 80.392 | 32.8848 | 341.4449 | 271.8573 | 198.995 | 209.1199 | 0 | 85.9184 | 153.9617 | 417.9128 | 0 | 91.3436 | 121.8865 | 189.1764 | 82.139 | 125.9155 | 189.7734 | 80.1649 | 0 | 0 | 0 | 0 | 0 | 0 | 0 | 0 | 86.9454 | 0 | 159.6721 | 208.8328 | 231.5544 | 153.1144 | 0 | 167.2352 | 52.4199 | 44.1798 | 24.3129 | 729.4948 | 39.5578 | 118.428 | 51.6855 | 51.6855 | 95.7868 | 33.3301 | 52.4199 | 39.5578 | 36.0475 | 36.0475 | 60.9631 | 0 | 0 | 0 | 0 | 33.3301 | 33.3301 | 33.3301 | 54.3076 | 36.0475 | 115.9425 | 0 | 0 | 23.4059 | 0 | 0 | 0 | 102.3118 | 45.1879 | 128.0887 | 57.5569 | 56.1296 | 23.4059 | 123.7248 | 162.5628 | 35.8491 | 159.0776 | 132.7418 | 564.2353 | 115.7041 | 112.0646 | 137.8145 | 21.9971 | 26.7911 | 26.7911 | 21.9971 | 48.1793 | 80.4681 | 181.5786 | 1685.326 | 136.3668 | 80.4681 | 75.8507 | 155.9272 | 106.5595 | 92.0305 | 89.2775 | 75.8507 | 162.1594 | 69.251 | 45.1879 | 45.1879 | 155.4644 | 105.1206 | 0 | 0 | 0 | 26.7911 | 26.7911 | 30.287 | 0 | 0 | 0 | 0 | 0 | 0 | 21.9971 | 45.1879 | 151.4551 | 26.7911 | 34.1571 | 69.5811 | 0 | 0 | 0 | 0 | 0 | 0 | 0 | 0 | 0 | 0 | 0 | 0 | 0 | 0 | 0 | 0 | 0 | 0 | 0 | 0 | 0 | 0 | 0 | 0 | 0 | 0 | 0 | 0 | 0 | 0 | 0 | 0 | 0 | 0 | 0 | 0 | 0 | 0 | 0 | 0 | 0 | 0 | 0 | 0 | 0 | 0 | 0 | 0 | 0 | 0 | 0 | 0 | 0 | 0 | 0 | 0 | 0 | 0 | 0 | 0 | 0 | 0 | 0 | 0 | 0 | 0 | 0 | 0 | 0 | 0 | 0 | 0 | 0 | 0 | 0 | 0 | 0 | 0 | 0 | 0 | 0 | 0 | 0 | 0 | 0 | 0 | 0 | 0 | 0 | 0 | 0 | 0 | 0 | 0 | 0 | 0 | 0 | 0 | 0 | 0 | 0 | 0 | 0 | 0 | 0 | 0 | 0 | 0 | 0 | 2017-01-20 22:00
t0480 | 0 | 126.5323 | 332.3068 | 148.3079 | 37.6412 | 260.9275 | 37.6412 | 607.4466 | 60.7586 | 60.7586 | 1914.7562 | 65.5185 | 82.6217 | 343.5375 | 413.8132 | 61.2887 | 75.5245 | 353.5053 | 220.7602 | 368.2463 | 0 | 0 | 412.4959 | 36.6761 | 36.6761 | 36.6761 | 85.6556 | 163.3828 | 284.0104 | 125.5239 | 337.1269 | 87.4635 | 249.6283 | 227.7689 | 277.688 | 268.5861 | 143.1832 | 615.0732 | 373.8749 | 98.9881 | 228.8865 | 275.0576 | 112.3494 | 238.4818 | 446.2189 | 112.3494 | 45.4229 | 295.4294 | 801.1611 | 169.633 | 182.5554 | 96.7035 | 186.7954 | 45.4229 | 174.2501 | 297.4209 | 101.5355 | 343.9417 | 35.5889 | 187.926 | 35.5889 | 112.3494 | 163.3828 | 64.1223 | 446.2189 | 0 | 0 | 0 | 0 | 0 | 0 | 0 | 0 | 164.3062 | 0 | 0 | 0 | 0 | 255.1836 | 284.6492 | 27.3287 | 31.858 | 226.9678 | 153.3766 | 11.9566 | 81.0737 | 91.1922 | 263.7248 | 152.9893 | 208.6627 | 93.2225 | 27.3287 | 264.6034 | 44.0356 | 253.081 | 122.4185 | 156.1588 | 47.0265 | 88.5652 | 471.4671 | 22.0238 | 150.5394 | 148.3025 | 11.9566 | 11.9566 | 61.9077 | 118.3296 | 63.2196 | 125.2798 | 151.5613 | 80.4655 | 74.5128 | 594.6613 | 107.42 | 81.0737 | 76.0094 | 76.0094 | 32.3412 | 45.7301 | 594.6613 | 355.3948 | 144.5377 | 0 | 0 | 0 | 76.4763 | 91.1922 | 73.9938 | 343.0555 | 88.5652 | 0 | 65.4592 | 45.7301 | 11.9566 | 61.1818 | 24.8481 | 0 | 0 | 0 | 85.0046 | 0 | 0 | 134.5754 | 0 | 30.1639 | 0 | 0 | 197.8412 | 85.2829 | 24.8481 | 28.7748 | 28.7748 | 64.7368 | 133.8914 | 179.3945 | 131.9026 | 286.7597 | 179.008 | 107.7204 | 252.6821 | 226.3125 | 143.1813 | 140.396 | 361.0652 | 175.2792 | 172.6088 | 87.6544 | 82.4228 | 179.2538 | 191.9668 | 70.9332 | 82.4228 | 82.4228 | 137.9537 | 87.6544 | 87.6544 | 87.6544 | 156.0758 | 162.2788 | 154.609 | 125.9 | 125.9 | 97.7933 | 160.2452 | 420.6562 | 153.6293 | 97.1615 | 539.4111 | 169.6455 | 97.1615 | 356.4306 | 847.93 | 132.1508 | 501.9592 | 371.968 | 169.6455 | 99.8509 | 59.7748 | 198.6816 | 52.1502 | 52.1502 | 52.1502 | 153.959 | 180.8489 | 68.0747 | 125.5608 | 213.0615 | 205.8394 | 114.9632 | 114.9632 | 119.0928 | 364.4315 | 52.1502 | 386.3518 | 216.5618 | 364.1213 | 137.1412 | 112.8193 | 303.4349 | 90.7192 | 177.7126 | 90.7192 | 227.2966 | 76.6375 | 106.655 | 64.1223 | 64.1223 | 76.6375 | 318.0978 | 269.2723 | 142.3259 | 192.8948 | 115.0869 | 76.6375 | 769.4503 | 181.8074 | 190.006 | 435.7399 | 689.9919 | 87.597 | 96.2625 | 150.9308 | 319.5248 | 96.2625 | 55.5312 | 125.6586 | 101.504 | 90.4086 | 105.0973 | 54.1505 | 54.1505 | 89.0322 | 51.2861 | 148.3129 | 229.4093 | 104.1632 | 177.7126 | 97.2453 | 206.1047 | 175.7004 | 104.1632 | 97.2453 | 77.3699 | 232.4784 | 173.3117 | 51.5778 | 27.8396 | 357.9442 | 74.5531 | 251.1467 | 75.0569 | 353.8586 | 846.1891 | 41.9855 | 262.902 | 232.4784 | 335.8127 | 75.0569 | 30.1639 | 353.9507 | 253.5743 | 193.8074 | 207.4404 | 0 | 82.4228 | 146.4451 | 403.4854 | 0 | 87.597 | 115.4417 | 179.2538 | 77.9607 | 114.4777 | 181.3321 | 74.3245 | 0 | 0 | 0 | 0 | 0 | 0 | 0 | 0 | 85.2829 | 0 | 154.214 | 210.0983 | 217.143 | 145.0823 | 0 | 154.8965 | 46.6164 | 41.1349 | 22.0238 | 664.5384 | 37.5403 | 108.9816 | 46.918 | 46.918 | 84.5779 | 30.4093 | 46.6164 | 37.5403 | 33.1146 | 33.1146 | 56.2674 | 0 | 0 | 0 | 0 | 30.4093 | 30.4093 | 30.4093 | 50.2849 | 33.1146 | 107.7672 | 0 | 0 | 21.7066 | 0 | 0 | 0 | 94.4285 | 44.0312 | 118.9745 | 57.1489 | 52.344 | 21.7066 | 119.3238 | 149.1147 | 33.4097 | 154.4341 | 125.4073 | 540.1284 | 109.9145 | 106.5916 | 130.0166 | 20.8887 | 25.4904 | 25.4904 | 20.8887 | 44.057 | 75.2341 | 169.9322 | 1590.8347 | 123.5422 | 75.2341 | 71.3498 | 143.8856 | 97.3422 | 83.5448 | 81.0566 | 71.3498 | 148.2236 | 64.8572 | 44.0312 | 44.0312 | 144.2401 | 96.8272 | 0 | 0 | 0 | 25.4904 | 25.4904 | 27.8592 | 0 | 0 | 0 | 0 | 0 | 0 | 20.8887 | 44.0312 | 140.3243 | 25.4904 | 32.2787 | 63.5105 | 0 | 0 | 0 | 0 | 0 | 0 | 0 | 0 | 0 | 0 | 0 | 0 | 0 | 0 | 0 | 0 | 0 | 0 | 0 | 0 | 0 | 0 | 0 | 0 | 0 | 0 | 0 | 0 | 0 | 0 | 0 | 0 | 0 | 0 | 0 | 0 | 0 | 0 | 0 | 0 | 0 | 0 | 0 | 0 | 0 | 0 | 0 | 0 | 0 | 0 | 0 | 0 | 0 | 0 | 0 | 0 | 0 | 0 | 0 | 0 | 0 | 0 | 0 | 0 | 0 | 0 | 0 | 0 | 0 | 0 | 0 | 0 | 0 | 0 | 0 | 0 | 0 | 0 | 0 | 0 | 0 | 0 | 0 | 0 | 0 | 0 | 0 | 0 | 0 | 0 | 0 | 0 | 0 | 0 | 0 | 0 | 0 | 0 | 0 | 0 | 0 | 0 | 0 | 0 | 0 | 0 | 0 | 0 | 0 | 2017-01-20 23:00
t0481 | 0 | 125.5059 | 314.3639 | 146.704 | 34.8655 | 244.6568 | 34.8655 | 643.6031 | 57.7774 | 57.7774 | 1869.1387 | 59.6808 | 80.8898 | 345.8753 | 411.9327 | 61.0479 | 72.5718 | 343.272 | 212.2749 | 373.6531 | 0 | 0 | 392.7375 | 35.5504 | 35.5504 | 35.5504 | 84.9908 | 160.9526 | 287.7942 | 119.2783 | 327.6418 | 83.4646 | 250.5854 | 229.6856 | 271.1323 | 258.3894 | 141.5612 | 642.2954 | 379.5862 | 97.5595 | 233.3162 | 269.1115 | 111.8474 | 237.1107 | 452.524 | 111.8474 | 44.7386 | 291.2387 | 796.1974 | 170.6595 | 177.3909 | 93.1357 | 186.526 | 44.7386 | 171.5553 | 300.3886 | 100.5778 | 332.8173 | 33.8557 | 190.0376 | 33.8557 | 111.8474 | 160.9526 | 62.7505 | 452.524 | 0 | 0 | 0 | 0 | 0 | 0 | 0 | 0 | 161.022 | 0 | 0 | 0 | 0 | 250.2518 | 276.2137 | 26.6284 | 29.2513 | 210.1691 | 147.0972 | 11.2144 | 76.2907 | 86.1427 | 254.0378 | 149.474 | 204.1232 | 85.4784 | 26.6284 | 245.5751 | 41.4006 | 241.4371 | 115.211 | 150.4563 | 44.6094 | 84.2533 | 445.526 | 19.8886 | 144.5545 | 139.0167 | 11.2144 | 11.2144 | 57.266 | 115.977 | 60.0185 | 118.6277 | 147.4914 | 72.2683 | 63.7962 | 535.7612 | 97.0645 | 76.2907 | 72.7898 | 72.7898 | 30.5442 | 41.0487 | 535.7612 | 329.5812 | 140.028 | 0 | 0 | 0 | 73.5103 | 86.1427 | 71.1621 | 324.2385 | 84.2533 | 0 | 62.9276 | 41.0487 | 11.2144 | 56.3657 | 22.7812 | 0 | 0 | 0 | 81.9291 | 0 | 0 | 128.6 | 0 | 27.72 | 0 | 0 | 191.4165 | 85.4785 | 22.7812 | 27.509 | 27.509 | 59.1291 | 125.344 | 166.6159 | 124.8803 | 277.1518 | 174.9423 | 103.0817 | 243.7231 | 214.1756 | 133.218 | 134.2499 | 337.638 | 169.6172 | 158.4137 | 85.772 | 80.1195 | 171.0947 | 177.9951 | 66.4971 | 80.1195 | 80.1195 | 127.2912 | 85.772 | 85.772 | 85.772 | 145.2232 | 157.7335 | 142.1802 | 118.2666 | 118.2666 | 91.6647 | 147.14 | 406.6236 | 153.7654 | 88.7864 | 505.5045 | 163.7061 | 88.7864 | 317.6653 | 805.5175 | 120.6097 | 467.7555 | 354.1111 | 163.7061 | 93.9511 | 56.4817 | 181.7751 | 50.3723 | 50.3723 | 50.3723 | 142.6749 | 163.8638 | 61.3158 | 126.809 | 205.3057 | 202.5559 | 114.0279 | 114.0279 | 113.6859 | 365.936 | 50.3723 | 360.8239 | 211.6513 | 355.0312 | 134.3866 | 108.9801 | 277.0428 | 86.7501 | 179.0557 | 86.7501 | 217.6407 | 71.7283 | 104.26 | 62.7505 | 62.7505 | 71.7283 | 322.6983 | 269.2045 | 135.6835 | 180.9768 | 114.503 | 71.7283 | 787.0803 | 176.8454 | 178.6311 | 412.3149 | 650.7576 | 85.2193 | 94.2826 | 138.8706 | 304.4351 | 94.2826 | 52.9004 | 119.5512 | 100.0433 | 86.9646 | 98.1652 | 52.4118 | 52.4118 | 86.8473 | 48.3234 | 141.7247 | 222.7433 | 99.294 | 179.0557 | 93.0305 | 193.7594 | 171.2921 | 99.294 | 93.0305 | 71.7416 | 216.2172 | 169.6666 | 51.5207 | 25.8884 | 344.5176 | 70.3728 | 234.6643 | 70.4868 | 341.1155 | 829.2222 | 40.147 | 245.7122 | 216.2172 | 314.3137 | 70.4868 | 27.72 | 377.5376 | 237.3211 | 191.8224 | 210.4393 | 0 | 80.1195 | 141.2591 | 388.3445 | 0 | 85.2193 | 110.3264 | 171.0947 | 74.3258 | 103.8646 | 175.7837 | 69.0696 | 0 | 0 | 0 | 0 | 0 | 0 | 0 | 0 | 85.4785 | 0 | 151.4383 | 216.9865 | 203.5778 | 138.0948 | 0 | 143.6871 | 40.7288 | 38.5141 | 19.8886 | 597.3693 | 36.0592 | 99.4945 | 42.3531 | 42.3531 | 73.022 | 27.6039 | 40.7288 | 36.0592 | 30.4901 | 30.4901 | 52.0839 | 0 | 0 | 0 | 0 | 27.6039 | 27.6039 | 27.6039 | 46.6975 | 30.4901 | 100.6161 | 0 | 0 | 20.0233 | 0 | 0 | 0 | 87.2329 | 43.6994 | 110.6048 | 57.88 | 49.0728 | 20.0233 | 117.0201 | 135.3028 | 31.369 | 152.4044 | 119.3463 | 521.2988 | 105.6236 | 102.5881 | 123.6878 | 20.0512 | 24.5544 | 24.5544 | 20.0512 | 40.1083 | 70.6308 | 160.0871 | 1494.7755 | 110.5926 | 70.6308 | 67.5107 | 131.0407 | 88.4437 | 75.5229 | 72.9857 | 67.5107 | 134.5468 | 60.7966 | 43.6994 | 43.6994 | 134.2809 | 88.6133 | 0 | 0 | 0 | 24.5544 | 24.5544 | 25.6062 | 0 | 0 | 0 | 0 | 0 | 0 | 20.0512 | 43.6994 | 129.8341 | 24.5544 | 30.7999 | 57.8406 | 0 | 0 | 0 | 0 | 0 | 0 | 0 | 0 | 0 | 0 | 0 | 0 | 0 | 0 | 0 | 0 | 0 | 0 | 0 | 0 | 0 | 0 | 0 | 0 | 0 | 0 | 0 | 0 | 0 | 0 | 0 | 0 | 0 | 0 | 0 | 0 | 0 | 0 | 0 | 0 | 0 | 0 | 0 | 0 | 0 | 0 | 0 | 0 | 0 | 0 | 0 | 0 | 0 | 0 | 0 | 0 | 0 | 0 | 0 | 0 | 0 | 0 | 0 | 0 | 0 | 0 | 0 | 0 | 0 | 0 | 0 | 0 | 0 | 0 | 0 | 0 | 0 | 0 | 0 | 0 | 0 | 0 | 0 | 0 | 0 | 0 | 0 | 0 | 0 | 0 | 0 | 0 | 0 | 0 | 0 | 0 | 0 | 0 | 0 | 0 | 0 | 0 | 0 | 0 | 0 | 0 | 0 | 0 | 0 | 2017-01-21
t0482 | 0 | 125.2406 | 302.1253 | 146.3491 | 32.9865 | 233.5269 | 32.9865 | 674.4737 | 55.5488 | 55.5488 | 1827.6742 | 55.5108 | 80.1462 | 348.9683 | 412.9477 | 61.2979 | 70.7748 | 337.3967 | 207.0688 | 379.9596 | 0 | 0 | 379.1825 | 34.9368 | 34.9368 | 34.9368 | 84.9623 | 159.9733 | 292.2666 | 114.0839 | 321.3122 | 80.8415 | 252.7739 | 232.5054 | 267.8451 | 252.0944 | 141.2741 | 666.0527 | 385.111 | 97.0557 | 237.979 | 265.7541 | 112.0448 | 237.3113 | 457.3238 | 112.0448 | 44.5675 | 289.7276 | 796.6478 | 172.4375 | 174.1325 | 91.0352 | 187.403 | 44.5675 | 170.6028 | 304.4319 | 100.5107 | 325.5817 | 32.7723 | 192.7468 | 32.7723 | 112.0448 | 159.9733 | 62.0522 | 457.3238 | 0 | 0 | 0 | 0 | 0 | 0 | 0 | 0 | 159.5091 | 0 | 0 | 0 | 0 | 247.802 | 271.5471 | 26.3067 | 27.5745 | 198.4796 | 143.5129 | 10.7436 | 73.2846 | 83.1313 | 247.8684 | 147.6287 | 201.9063 | 80.2267 | 26.3067 | 231.7123 | 39.769 | 233.8998 | 110.7055 | 147.3198 | 43.1603 | 81.6509 | 427.8493 | 18.4683 | 141.0884 | 133.0558 | 10.7436 | 10.7436 | 54.133 | 114.9185 | 58.0661 | 114.518 | 145.2862 | 66.1371 | 55.3647 | 491.3096 | 90.0911 | 73.2846 | 70.9409 | 70.9409 | 29.433 | 37.7757 | 491.3096 | 311.0294 | 137.7668 | 0 | 0 | 0 | 71.8815 | 83.1313 | 69.5677 | 312.0707 | 81.6509 | 0 | 61.5125 | 37.7757 | 10.7436 | 52.9695 | 21.3641 | 0 | 0 | 0 | 80.1202 | 0 | 0 | 124.8579 | 0 | 26.1221 | 0 | 0 | 187.7764 | 86.1777 | 21.3641 | 26.7492 | 26.7492 | 55.4724 | 119.7137 | 157.8308 | 120.486 | 270.7247 | 172.8942 | 100.1659 | 238.468 | 205.195 | 126.4606 | 130.4607 | 318.2873 | 166.2604 | 148.6547 | 84.6696 | 78.7772 | 165.5695 | 168.6731 | 63.5555 | 78.7772 | 78.7772 | 119.6667 | 84.6696 | 84.6696 | 84.6696 | 137.8594 | 155.0038 | 133.5391 | 113.2479 | 113.2479 | 87.559 | 137.4197 | 398.0282 | 154.5473 | 82.8729 | 475.3954 | 159.8181 | 82.8729 | 286.4954 | 770.7477 | 112.6776 | 442.4913 | 342.162 | 159.8181 | 89.8374 | 54.3393 | 170.3238 | 49.3632 | 49.3632 | 49.3632 | 135.152 | 151.4219 | 56.6374 | 128.6125 | 200.6643 | 201.2769 | 113.9362 | 113.9362 | 110.1263 | 369.5022 | 49.3632 | 342.9704 | 209.1571 | 350.2061 | 133.1147 | 106.8484 | 256.5277 | 84.2527 | 180.9291 | 84.2527 | 211.075 | 68.3086 | 102.8389 | 62.0522 | 62.0522 | 68.3086 | 327.5374 | 270.5379 | 131.1415 | 172.5702 | 114.6043 | 68.3086 | 803.6294 | 174.1417 | 170.064 | 394.8729 | 617.2221 | 83.9202 | 93.3355 | 130.4931 | 294.3079 | 93.3355 | 51.3177 | 115.5335 | 99.5056 | 84.893 | 93.5277 | 51.3582 | 51.3582 | 85.5941 | 46.3496 | 136.6827 | 218.5384 | 96.2324 | 180.9291 | 90.2698 | 184.7942 | 169.0041 | 96.2324 | 90.2698 | 68.0313 | 203.9294 | 167.74 | 51.8458 | 24.6425 | 336.5942 | 67.6893 | 223.3332 | 67.4934 | 334.0061 | 817.9165 | 39.0807 | 234.8736 | 203.9294 | 298.6776 | 67.4934 | 26.1221 | 397.098 | 226.252 | 191.0855 | 213.8073 | 0 | 78.7772 | 138.3848 | 373.9804 | 0 | 83.9202 | 107.0138 | 165.5695 | 71.6844 | 96.798 | 172.762 | 65.5185 | 0 | 0 | 0 | 0 | 0 | 0 | 0 | 0 | 86.1777 | 0 | 150.2353 | 223.4756 | 193.573 | 133.0715 | 0 | 136.054 | 36.5495 | 36.8069 | 18.4683 | 547.149 | 35.1795 | 92.4564 | 39.2135 | 39.2135 | 64.7459 | 25.6491 | 36.5495 | 35.1795 | 28.775 | 28.775 | 49.328 | 0 | 0 | 0 | 0 | 25.6491 | 25.6491 | 25.6491 | 44.308 | 28.775 | 95.8976 | 0 | 0 | 18.767 | 0 | 0 | 0 | 82.3586 | 43.6854 | 104.786 | 58.6254 | 46.9181 | 18.767 | 116.0126 | 124.911 | 30.081 | 151.5959 | 115.2992 | 508.1227 | 103.0158 | 100.1684 | 119.5879 | 19.5306 | 23.9998 | 23.9998 | 19.5306 | 37.3518 | 67.5034 | 153.6726 | 1417.0471 | 101.2127 | 67.5034 | 64.9183 | 120.9315 | 82.1938 | 70.0828 | 67.2831 | 64.9183 | 124.7647 | 57.8697 | 43.6854 | 43.6854 | 127.6419 | 82.587 | 0 | 0 | 0 | 23.9998 | 23.9998 | 24.0656 | 0 | 0 | 0 | 0 | 0 | 0 | 19.5306 | 43.6854 | 122.3975 | 23.9998 | 29.8673 | 54.0057 | 0 | 0 | 0 | 0 | 0 | 0 | 0 | 0 | 0 | 0 | 0 | 0 | 0 | 0 | 0 | 0 | 0 | 0 | 0 | 0 | 0 | 0 | 0 | 0 | 0 | 0 | 0 | 0 | 0 | 0 | 0 | 0 | 0 | 0 | 0 | 0 | 0 | 0 | 0 | 0 | 0 | 0 | 0 | 0 | 0 | 0 | 0 | 0 | 0 | 0 | 0 | 0 | 0 | 0 | 0 | 0 | 0 | 0 | 0 | 0 | 0 | 0 | 0 | 0 | 0 | 0 | 0 | 0 | 0 | 0 | 0 | 0 | 0 | 0 | 0 | 0 | 0 | 0 | 0 | 0 | 0 | 0 | 0 | 0 | 0 | 0 | 0 | 0 | 0 | 0 | 0 | 0 | 0 | 0 | 0 | 0 | 0 | 0 | 0 | 0 | 0 | 0 | 0 | 0 | 0 | 0 | 0 | 0 | 0 | 2017-01-21 01:00
t0483 | 0 | 124.6915 | 296.8484 | 145.8075 | 32.2565 | 228.9374 | 32.2565 | 682.9862 | 54.4892 | 54.4892 | 1800.3287 | 53.8795 | 79.7029 | 348.7146 | 412.1208 | 61.2404 | 69.9622 | 334.355 | 204.6805 | 381.0385 | 0 | 0 | 373.0564 | 34.6398 | 34.6398 | 34.6398 | 84.6984 | 159.1423 | 292.9242 | 111.4631 | 317.7505 | 79.6738 | 252.7956 | 232.8136 | 265.9894 | 249.176 | 140.8196 | 672.0029 | 385.445 | 96.6073 | 238.8667 | 263.6505 | 111.7563 | 236.6322 | 456.4941 | 111.7563 | 44.4184 | 288.3586 | 794.3132 | 172.5517 | 172.3457 | 90.079 | 187.1601 | 44.4184 | 169.8234 | 304.9584 | 100.2296 | 321.8323 | 32.3207 | 193.1198 | 32.3207 | 111.7563 | 159.1423 | 61.6229 | 456.4941 | 0 | 0 | 0 | 0 | 0 | 0 | 0 | 0 | 158.5464 | 0 | 0 | 0 | 0 | 246.1712 | 269.2146 | 26.1442 | 26.9766 | 193.8177 | 142.0098 | 10.5629 | 72.1192 | 81.9972 | 244.9013 | 146.5467 | 200.5781 | 78.2471 | 26.1442 | 225.9048 | 39.1496 | 230.5872 | 108.967 | 145.9552 | 42.593 | 80.6 | 420.2826 | 17.9643 | 139.5929 | 130.7454 | 10.5629 | 10.5629 | 52.925 | 114.2453 | 57.2837 | 112.8844 | 144.1194 | 63.694 | 52.0131 | 473.3544 | 87.5766 | 72.1192 | 70.1759 | 70.1759 | 28.9991 | 36.5603 | 473.3544 | 303.3693 | 136.7441 | 0 | 0 | 0 | 71.1996 | 81.9972 | 68.8807 | 307.0876 | 80.6 | 0 | 60.91 | 36.5603 | 10.5629 | 51.6192 | 20.8238 | 0 | 0 | 0 | 79.2882 | 0 | 0 | 123.2306 | 0 | 25.5397 | 0 | 0 | 186.0362 | 86.192 | 20.8238 | 26.4287 | 26.4287 | 54.1682 | 117.4893 | 154.3314 | 118.7197 | 267.4036 | 171.6988 | 98.8767 | 236.0282 | 201.0685 | 123.7862 | 128.823 | 309.1605 | 164.6056 | 144.913 | 83.9696 | 78.0614 | 163.0476 | 165.0911 | 62.378 | 78.0614 | 78.0614 | 116.581 | 83.9696 | 83.9696 | 83.9696 | 134.9432 | 153.5302 | 130.1686 | 111.2342 | 111.2342 | 85.9006 | 133.4052 | 393.7862 | 154.2732 | 80.5692 | 460.4508 | 157.8732 | 80.5692 | 273.3734 | 753.369 | 109.6819 | 431.6385 | 336.8654 | 157.8732 | 88.0838 | 53.4586 | 166.0392 | 48.8944 | 48.8944 | 48.8944 | 132.2697 | 146.4873 | 54.9081 | 128.9117 | 198.5111 | 200.27 | 113.5548 | 113.5548 | 108.533 | 369.7875 | 48.8944 | 335.5897 | 207.6954 | 347.5385 | 132.3086 | 105.8721 | 247.8137 | 83.1554 | 180.9661 | 83.1554 | 207.9865 | 66.8872 | 101.9604 | 61.6229 | 61.6229 | 66.8872 | 328.0176 | 270.1328 | 129.0736 | 169.0002 | 114.2536 | 66.8872 | 806.3656 | 172.7235 | 166.1997 | 386.829 | 600.5895 | 83.2351 | 92.743 | 127.2233 | 289.7805 | 92.743 | 50.6722 | 113.7844 | 99.0279 | 83.9515 | 91.6872 | 50.8304 | 50.8304 | 84.8716 | 45.5346 | 134.173 | 216.2665 | 94.927 | 180.9661 | 89.0148 | 180.8609 | 167.7558 | 94.927 | 89.0148 | 66.6234 | 198.5873 | 166.5275 | 51.8378 | 24.1805 | 333.0136 | 66.6068 | 218.7119 | 66.2983 | 330.8515 | 810.2308 | 38.6434 | 230.8135 | 198.5873 | 291.9357 | 66.2983 | 25.5397 | 402.4303 | 221.7443 | 190.1264 | 214.2868 | 0 | 78.0614 | 137.1025 | 365.7009 | 0 | 83.2351 | 105.5343 | 163.0476 | 70.4307 | 94.2597 | 171.2973 | 64.1245 | 0 | 0 | 0 | 0 | 0 | 0 | 0 | 0 | 86.192 | 0 | 149.397 | 225.057 | 189.1817 | 130.7299 | 0 | 133.0551 | 35.031 | 36.1393 | 17.9643 | 527.1162 | 34.7907 | 89.5874 | 38.056 | 38.056 | 61.7462 | 24.9095 | 35.031 | 34.7907 | 28.1464 | 28.1464 | 48.2898 | 0 | 0 | 0 | 0 | 24.9095 | 24.9095 | 24.9095 | 43.386 | 28.1464 | 94.0536 | 0 | 0 | 18.2391 | 0 | 0 | 0 | 80.4808 | 43.5469 | 102.4353 | 58.6472 | 46.0609 | 18.2391 | 115.3571 | 120.6728 | 29.5859 | 150.811 | 113.5128 | 501.2799 | 101.8369 | 99.0569 | 117.8263 | 19.2945 | 23.7456 | 23.7456 | 19.2945 | 36.2998 | 66.214 | 151.08 | 1380.2842 | 97.6116 | 66.214 | 63.8083 | 116.6137 | 79.8041 | 68.1032 | 65.1287 | 63.8083 | 120.9618 | 56.6091 | 43.5469 | 43.5469 | 125.0528 | 80.1421 | 0 | 0 | 0 | 23.7456 | 23.7456 | 23.4757 | 0 | 0 | 0 | 0 | 0 | 0 | 19.2945 | 43.5469 | 119.387 | 23.7456 | 29.4652 | 52.5902 | 0 | 0 | 0 | 0 | 0 | 0 | 0 | 0 | 0 | 0 | 0 | 0 | 0 | 0 | 0 | 0 | 0 | 0 | 0 | 0 | 0 | 0 | 0 | 0 | 0 | 0 | 0 | 0 | 0 | 0 | 0 | 0 | 0 | 0 | 0 | 0 | 0 | 0 | 0 | 0 | 0 | 0 | 0 | 0 | 0 | 0 | 0 | 0 | 0 | 0 | 0 | 0 | 0 | 0 | 0 | 0 | 0 | 0 | 0 | 0 | 0 | 0 | 0 | 0 | 0 | 0 | 0 | 0 | 0 | 0 | 0 | 0 | 0 | 0 | 0 | 0 | 0 | 0 | 0 | 0 | 0 | 0 | 0 | 0 | 0 | 0 | 0 | 0 | 0 | 0 | 0 | 0 | 0 | 0 | 0 | 0 | 0 | 0 | 0 | 0 | 0 | 0 | 0 | 0 | 0 | 0 | 0 | 0 | 0 | 2017-01-21 02:00
t0484 | 0 | 123.6859 | 294.0279 | 144.6071 | 31.9237 | 226.6884 | 31.9237 | 678.5742 | 53.9913 | 53.9913 | 1785.7171 | 53.2973 | 79.0186 | 346.0491 | 408.7995 | 60.7443 | 69.3257 | 331.4299 | 202.826 | 378.1634 | 0 | 0 | 369.6023 | 34.3327 | 34.3327 | 34.3327 | 84.0096 | 157.8178 | 290.7087 | 110.4677 | 315.0253 | 78.9367 | 250.8171 | 231.0185 | 263.6957 | 246.925 | 139.6525 | 667.4508 | 382.5969 | 95.8016 | 237.0966 | 261.4187 | 110.8602 | 234.7256 | 453.181 | 110.8602 | 44.043 | 285.9591 | 787.9009 | 171.2112 | 170.8571 | 89.264 | 185.669 | 44.043 | 168.3984 | 302.6192 | 99.4049 | 319.0141 | 32.0153 | 191.6461 | 32.0153 | 110.8602 | 157.8178 | 61.098 | 453.181 | 0 | 0 | 0 | 0 | 0 | 0 | 0 | 0 | 157.1974 | 0 | 0 | 0 | 0 | 244.093 | 266.8431 | 25.915 | 26.6848 | 191.8306 | 140.6957 | 10.4575 | 71.4076 | 81.1928 | 242.7101 | 145.2912 | 198.8617 | 77.4087 | 25.915 | 223.6377 | 38.7607 | 228.4464 | 107.8911 | 144.6261 | 42.1829 | 79.834 | 416.2717 | 17.7592 | 138.3107 | 129.441 | 10.4575 | 10.4575 | 52.3757 | 113.2726 | 56.7355 | 111.7949 | 142.8642 | 62.9821 | 51.3424 | 468.14 | 86.583 | 71.4076 | 69.5228 | 69.5228 | 28.7163 | 36.1404 | 468.14 | 300.3041 | 135.5189 | 0 | 0 | 0 | 70.5441 | 81.1928 | 68.2501 | 304.1273 | 79.834 | 0 | 60.3508 | 36.1404 | 10.4575 | 51.0819 | 20.6013 | 0 | 0 | 0 | 78.573 | 0 | 0 | 122.0881 | 0 | 25.2656 | 0 | 0 | 184.3795 | 85.5112 | 20.6013 | 26.1825 | 26.1825 | 53.5725 | 116.3178 | 152.7616 | 117.5759 | 265.0594 | 170.2254 | 97.9658 | 233.9056 | 199.1949 | 122.5312 | 127.629 | 306.2508 | 163.1482 | 143.3717 | 83.2613 | 77.3827 | 161.5488 | 163.388 | 61.7603 | 77.3827 | 77.3827 | 115.3795 | 83.2613 | 83.2613 | 83.2613 | 133.5755 | 152.1989 | 128.799 | 110.1394 | 110.1394 | 85.0515 | 132.0219 | 390.2967 | 153.0648 | 79.7055 | 456.2494 | 156.4763 | 79.7055 | 270.3318 | 746.6103 | 108.4907 | 427.3861 | 333.7303 | 156.4763 | 87.2336 | 52.9434 | 164.2446 | 48.4557 | 48.4557 | 48.4557 | 130.902 | 144.8879 | 54.2833 | 127.9176 | 196.7228 | 198.5906 | 112.6312 | 112.6312 | 107.5308 | 366.8815 | 48.4557 | 332.2615 | 205.9144 | 344.5343 | 131.1824 | 104.9202 | 245.2357 | 82.3872 | 179.5775 | 82.3872 | 206.0996 | 66.2285 | 101.0973 | 61.098 | 61.098 | 66.2285 | 325.5696 | 267.9983 | 127.8837 | 167.356 | 113.338 | 66.2285 | 800.5256 | 171.2168 | 164.6213 | 383.228 | 595.1432 | 82.5098 | 91.9533 | 125.8869 | 287.0937 | 91.9533 | 50.1931 | 112.7195 | 98.2034 | 83.19 | 90.7682 | 50.3819 | 50.3819 | 84.1441 | 45.093 | 132.9737 | 214.3924 | 94.0385 | 179.5775 | 88.1992 | 179.1269 | 166.3022 | 94.0385 | 88.1992 | 65.9341 | 196.6305 | 165.1152 | 51.4217 | 23.9312 | 329.9931 | 65.9604 | 216.5374 | 65.6445 | 327.8506 | 803.5101 | 38.2819 | 228.4742 | 196.6305 | 289.0928 | 65.6445 | 25.2656 | 399.9111 | 219.5482 | 188.5825 | 212.6764 | 0 | 77.3827 | 135.8615 | 362.6511 | 0 | 82.5098 | 104.5616 | 161.5488 | 69.7891 | 93.2028 | 169.779 | 63.4708 | 0 | 0 | 0 | 0 | 0 | 0 | 0 | 0 | 85.5112 | 0 | 148.1355 | 223.4607 | 187.3572 | 129.5294 | 0 | 131.6921 | 34.5898 | 35.7783 | 17.7592 | 521.2421 | 34.4727 | 88.6394 | 37.6256 | 37.6256 | 60.9376 | 24.6347 | 34.5898 | 34.4727 | 27.8465 | 27.8465 | 47.7867 | 0 | 0 | 0 | 0 | 24.6347 | 24.6347 | 24.6347 | 42.9409 | 27.8465 | 93.1063 | 0 | 0 | 18.0534 | 0 | 0 | 0 | 79.6422 | 43.1934 | 101.4002 | 58.2097 | 45.6042 | 18.0534 | 114.3764 | 119.3746 | 29.2916 | 149.5678 | 112.4545 | 496.8895 | 100.9105 | 98.1611 | 116.7201 | 19.1188 | 23.5311 | 23.5311 | 19.1188 | 35.9038 | 65.5656 | 149.6068 | 1367.4106 | 96.4941 | 65.5656 | 63.2012 | 115.396 | 78.929 | 67.3335 | 64.392 | 63.2012 | 119.6387 | 56.0595 | 43.1934 | 43.1934 | 123.7822 | 79.2982 | 0 | 0 | 0 | 23.5311 | 23.5311 | 23.227 | 0 | 0 | 0 | 0 | 0 | 0 | 19.1188 | 43.1934 | 118.1658 | 23.5311 | 29.1906 | 52.0116 | 0 | 0 | 0 | 0 | 0 | 0 | 0 | 0 | 0 | 0 | 0 | 0 | 0 | 0 | 0 | 0 | 0 | 0 | 0 | 0 | 0 | 0 | 0 | 0 | 0 | 0 | 0 | 0 | 0 | 0 | 0 | 0 | 0 | 0 | 0 | 0 | 0 | 0 | 0 | 0 | 0 | 0 | 0 | 0 | 0 | 0 | 0 | 0 | 0 | 0 | 0 | 0 | 0 | 0 | 0 | 0 | 0 | 0 | 0 | 0 | 0 | 0 | 0 | 0 | 0 | 0 | 0 | 0 | 0 | 0 | 0 | 0 | 0 | 0 | 0 | 0 | 0 | 0 | 0 | 0 | 0 | 0 | 0 | 0 | 0 | 0 | 0 | 0 | 0 | 0 | 0 | 0 | 0 | 0 | 0 | 0 | 0 | 0 | 0 | 0 | 0 | 0 | 0 | 0 | 0 | 0 | 0 | 0 | 0 | 2017-01-21 03:00
t0485 | 0 | 121.8785 | 293.0884 | 142.0563 | 31.8593 | 226.2259 | 31.8593 | 657.496 | 54.1913 | 54.1913 | 1795.9958 | 53.7192 | 77.6248 | 339.9979 | 400.9503 | 59.4266 | 68.5589 | 327.3138 | 200.6787 | 369.3211 | 0 | 0 | 368.355 | 33.8306 | 33.8306 | 33.8306 | 82.5153 | 155.3503 | 284.1888 | 111.9791 | 312.948 | 78.4057 | 245.5743 | 225.9062 | 259.6703 | 244.3979 | 136.9801 | 649.2608 | 375.7102 | 94.1801 | 231.4696 | 258.3533 | 108.9007 | 230.616 | 447.9769 | 108.9007 | 43.1383 | 281.2303 | 774.0878 | 167.5421 | 169.3483 | 88.1484 | 182.0216 | 43.1383 | 165.4441 | 295.8086 | 97.4806 | 316.6042 | 31.6939 | 187.3341 | 31.6939 | 108.9007 | 155.3503 | 60.2288 | 447.9769 | 0 | 0 | 0 | 0 | 0 | 0 | 0 | 0 | 154.7044 | 0 | 0 | 0 | 0 | 240.6466 | 263.142 | 25.4433 | 26.4721 | 192.1003 | 138.6358 | 10.36 | 70.6914 | 80.059 | 240.6289 | 143.2695 | 195.8216 | 77.3428 | 25.4433 | 225.1588 | 38.3209 | 226.7064 | 106.76 | 142.3773 | 41.6287 | 78.8433 | 414.95 | 17.7136 | 136.4151 | 128.3796 | 10.36 | 10.36 | 52.2577 | 111.4296 | 56.0624 | 110.5527 | 140.8694 | 64.2325 | 54.0766 | 477.8074 | 86.532 | 70.6914 | 68.5107 | 68.5107 | 28.3948 | 36.3874 | 477.8074 | 301.8741 | 133.1221 | 0 | 0 | 0 | 69.4073 | 80.059 | 67.2374 | 301.817 | 78.8433 | 0 | 59.4301 | 36.3874 | 10.36 | 51.2823 | 20.6157 | 0 | 0 | 0 | 77.5949 | 0 | 0 | 120.8993 | 0 | 25.1169 | 0 | 0 | 181.8887 | 83.6481 | 20.6157 | 25.861 | 25.861 | 53.2472 | 115.6561 | 152.6931 | 116.382 | 263.4255 | 167.6939 | 97.0386 | 230.9857 | 199.9881 | 122.2619 | 126.2674 | 312.5258 | 161.2509 | 143.5092 | 82.3673 | 76.4741 | 160.8141 | 162.7652 | 61.4453 | 76.4741 | 76.4741 | 116.0198 | 82.3673 | 82.3673 | 82.3673 | 133.2877 | 150.5748 | 129.0894 | 109.4781 | 109.4781 | 84.7036 | 133.5998 | 386.2712 | 150.4071 | 80.1435 | 469.5112 | 155.3528 | 80.1435 | 280.9018 | 755.8756 | 108.6635 | 430.6183 | 331.9915 | 155.3528 | 87.1839 | 52.5677 | 164.1112 | 47.7911 | 47.7911 | 47.7911 | 130.3954 | 146.8279 | 54.5269 | 124.8383 | 194.4296 | 195.2858 | 110.6793 | 110.6793 | 106.8324 | 358.6056 | 47.7911 | 332.5231 | 202.8962 | 339.6682 | 129.1029 | 103.3859 | 250.4967 | 81.6108 | 176.0605 | 81.6108 | 205.164 | 66.232 | 100.037 | 60.2288 | 60.2288 | 66.232 | 319.089 | 263.0166 | 127.4047 | 167.5247 | 111.4469 | 66.232 | 783.3857 | 168.8396 | 165.8503 | 384.9912 | 607.284 | 81.3744 | 90.5446 | 126.1467 | 285.6437 | 90.5446 | 49.5666 | 111.9956 | 96.5894 | 82.2271 | 90.4054 | 49.8434 | 49.8434 | 83.1542 | 44.8702 | 133.5434 | 212.4933 | 93.1388 | 176.0605 | 87.5904 | 179.7787 | 163.8427 | 93.1388 | 87.5904 | 65.5905 | 198.7841 | 162.9285 | 50.2667 | 23.7208 | 325.8812 | 65.4201 | 216.2899 | 65.2281 | 322.9922 | 797.8124 | 37.7369 | 226.1999 | 198.7841 | 290.4615 | 65.2281 | 25.1169 | 387.6862 | 219.0425 | 185.9544 | 208.013 | 0 | 76.4741 | 133.8258 | 369.1562 | 0 | 81.3744 | 103.7657 | 160.8141 | 69.8461 | 92.9509 | 167.294 | 63.3118 | 0 | 0 | 0 | 0 | 0 | 0 | 0 | 0 | 83.6481 | 0 | 145.7502 | 217.4416 | 188.4639 | 129.566 | 0 | 131.5014 | 35.1171 | 35.5355 | 17.7136 | 531.4072 | 34.0463 | 89.841 | 37.7415 | 37.7415 | 62.178 | 24.7451 | 35.1171 | 34.0463 | 27.6791 | 27.6791 | 47.5373 | 0 | 0 | 0 | 0 | 24.7451 | 24.7451 | 24.7451 | 42.7648 | 27.6791 | 92.6028 | 0 | 0 | 18.263 | 0 | 0 | 0 | 79.5074 | 42.4369 | 101.4763 | 57.1753 | 45.3418 | 18.263 | 112.4849 | 121.4984 | 29.0068 | 147.3437 | 111.8533 | 495.0534 | 99.7876 | 97.0533 | 115.8409 | 18.9279 | 23.2447 | 23.2447 | 18.9279 | 36.0596 | 65.3792 | 148.5736 | 1388.9404 | 97.8705 | 65.3792 | 62.9446 | 118.2427 | 79.3738 | 67.3698 | 64.9229 | 62.9446 | 120.6949 | 56.2525 | 42.4369 | 42.4369 | 123.267 | 80.1806 | 0 | 0 | 0 | 23.2447 | 23.2447 | 23.228 | 0 | 0 | 0 | 0 | 0 | 0 | 18.9279 | 42.4369 | 118.6265 | 23.2447 | 28.9179 | 51.9806 | 0 | 0 | 0 | 0 | 0 | 0 | 0 | 0 | 0 | 0 | 0 | 0 | 0 | 0 | 0 | 0 | 0 | 0 | 0 | 0 | 0 | 0 | 0 | 0 | 0 | 0 | 0 | 0 | 0 | 0 | 0 | 0 | 0 | 0 | 0 | 0 | 0 | 0 | 0 | 0 | 0 | 0 | 0 | 0 | 0 | 0 | 0 | 0 | 0 | 0 | 0 | 0 | 0 | 0 | 0 | 0 | 0 | 0 | 0 | 0 | 0 | 0 | 0 | 0 | 0 | 0 | 0 | 0 | 0 | 0 | 0 | 0 | 0 | 0 | 0 | 0 | 0 | 0 | 0 | 0 | 0 | 0 | 0 | 0 | 0 | 0 | 0 | 0 | 0 | 0 | 0 | 0 | 0 | 0 | 0 | 0 | 0 | 0 | 0 | 0 | 0 | 0 | 0 | 0 | 0 | 0 | 0 | 0 | 0 | 2017-01-21 04:00
t0486 | 0 | 120.4009 | 294.8707 | 139.9836 | 32.2053 | 228.1879 | 32.2053 | 633.1731 | 54.8165 | 54.8165 | 1812.4972 | 54.955 | 76.6142 | 334.2073 | 394.1264 | 58.2679 | 68.2958 | 325.0885 | 199.9751 | 360.5366 | 0 | 0 | 370.1363 | 33.5398 | 33.5398 | 33.5398 | 81.2618 | 153.4762 | 277.744 | 114.2927 | 312.486 | 78.5113 | 240.6942 | 221.0034 | 256.9837 | 243.6025 | 134.7966 | 628.863 | 368.6821 | 92.9221 | 225.7374 | 256.462 | 107.2045 | 227.1047 | 442.4335 | 107.2045 | 42.4173 | 277.567 | 762.3358 | 164.0747 | 168.7492 | 87.6581 | 178.7633 | 42.4173 | 163.1632 | 289.2164 | 95.8781 | 316.0709 | 31.6551 | 183.1273 | 31.6551 | 107.2045 | 153.4762 | 59.6438 | 442.4335 | 0 | 0 | 0 | 0 | 0 | 0 | 0 | 0 | 152.9282 | 0 | 0 | 0 | 0 | 238.2552 | 261.0223 | 25.1172 | 26.656 | 194.8 | 137.6793 | 10.3793 | 70.736 | 79.7606 | 240.1697 | 141.9559 | 193.734 | 78.409 | 25.1172 | 229.3367 | 38.3038 | 226.8353 | 106.7797 | 141.1661 | 41.4764 | 78.5712 | 417.5577 | 17.9813 | 135.5671 | 128.766 | 10.3793 | 10.3793 | 52.8264 | 110.1048 | 55.9169 | 110.3923 | 139.6588 | 66.5692 | 58.1331 | 495.2307 | 87.9866 | 70.736 | 68.0599 | 68.0599 | 28.3639 | 37.2924 | 495.2307 | 307.087 | 131.6021 | 0 | 0 | 0 | 68.8062 | 79.7606 | 66.7305 | 302.4664 | 78.5712 | 0 | 58.9626 | 37.2924 | 10.3793 | 52.1683 | 20.9296 | 0 | 0 | 0 | 77.1576 | 0 | 0 | 120.6949 | 0 | 25.3361 | 0 | 0 | 180.5702 | 81.9335 | 20.9296 | 25.7538 | 25.7538 | 53.7633 | 116.3008 | 154.4973 | 116.3206 | 263.3732 | 165.9976 | 96.877 | 229.6489 | 202.5077 | 123.4711 | 125.9301 | 321.7274 | 160.363 | 145.7017 | 81.8391 | 75.9906 | 161.3503 | 164.2327 | 61.8065 | 75.9906 | 75.9906 | 118.1629 | 81.8391 | 81.8391 | 81.8391 | 134.6099 | 149.7756 | 131.1665 | 109.9912 | 109.9912 | 85.2828 | 136.9581 | 384.6886 | 147.991 | 81.7637 | 486.6767 | 155.2139 | 81.7637 | 296.2263 | 770.6671 | 110.4995 | 438.594 | 333.0388 | 155.2139 | 88.0053 | 52.7076 | 166.4471 | 47.4481 | 47.4481 | 47.4481 | 131.5771 | 151.0757 | 55.7303 | 121.8684 | 193.4862 | 192.7757 | 109.0523 | 109.0523 | 106.9934 | 350.8943 | 47.4481 | 336.5021 | 200.8836 | 336.5945 | 127.6234 | 102.5541 | 259.1692 | 81.4877 | 172.6905 | 81.4877 | 205.7426 | 66.9549 | 99.4342 | 59.6438 | 59.6438 | 66.9549 | 312.5749 | 258.5279 | 127.9498 | 169.4288 | 109.8261 | 66.9549 | 765.3607 | 167.4132 | 168.6514 | 390.0672 | 624.2204 | 80.6945 | 89.5596 | 128.142 | 286.548 | 89.5596 | 49.3806 | 112.2346 | 95.3436 | 81.8578 | 91.0871 | 49.6115 | 49.6115 | 82.581 | 45.1012 | 135.0466 | 211.7625 | 93.034 | 172.6905 | 87.6582 | 182.1918 | 162.2603 | 93.034 | 87.6582 | 66.0964 | 203.1413 | 161.4879 | 49.2287 | 23.8127 | 324.1142 | 65.5389 | 218.4767 | 65.5164 | 320.4407 | 795.2376 | 37.5094 | 226.6273 | 203.1413 | 294.8713 | 65.5164 | 25.3361 | 373.2088 | 220.9601 | 183.8786 | 203.3631 | 0 | 75.9906 | 132.7342 | 377.4068 | 0 | 80.6945 | 103.7947 | 161.3503 | 70.4377 | 94.2595 | 165.8514 | 63.9337 | 0 | 0 | 0 | 0 | 0 | 0 | 0 | 0 | 81.9335 | 0 | 143.9977 | 210.9946 | 191.4714 | 130.6348 | 0 | 132.9632 | 36.4512 | 35.6965 | 17.9813 | 550.4822 | 33.8759 | 92.3246 | 38.5097 | 38.5097 | 64.9832 | 25.2538 | 36.4512 | 33.8759 | 27.9076 | 27.9076 | 47.9186 | 0 | 0 | 0 | 0 | 25.2538 | 25.2538 | 25.2538 | 43.127 | 27.9076 | 93.1871 | 0 | 0 | 18.7011 | 0 | 0 | 0 | 80.4328 | 41.8019 | 102.7697 | 56.1379 | 45.5806 | 18.7011 | 111.1088 | 125.4554 | 29.0445 | 145.6338 | 112.1984 | 496.2003 | 99.3972 | 96.6352 | 115.9698 | 18.8775 | 23.1218 | 23.1218 | 18.8775 | 36.7764 | 65.8837 | 149.0717 | 1422.8427 | 101.0103 | 65.8837 | 63.275 | 122.7255 | 81.0744 | 68.5664 | 66.5804 | 63.275 | 123.6509 | 57.0256 | 41.8019 | 41.8019 | 124.2498 | 82.1864 | 0 | 0 | 0 | 23.1218 | 23.1218 | 23.5571 | 0 | 0 | 0 | 0 | 0 | 0 | 18.8775 | 41.8019 | 120.5806 | 23.1218 | 28.8867 | 52.7757 | 0 | 0 | 0 | 0 | 0 | 0 | 0 | 0 | 0 | 0 | 0 | 0 | 0 | 0 | 0 | 0 | 0 | 0 | 0 | 0 | 0 | 0 | 0 | 0 | 0 | 0 | 0 | 0 | 0 | 0 | 0 | 0 | 0 | 0 | 0 | 0 | 0 | 0 | 0 | 0 | 0 | 0 | 0 | 0 | 0 | 0 | 0 | 0 | 0 | 0 | 0 | 0 | 0 | 0 | 0 | 0 | 0 | 0 | 0 | 0 | 0 | 0 | 0 | 0 | 0 | 0 | 0 | 0 | 0 | 0 | 0 | 0 | 0 | 0 | 0 | 0 | 0 | 0 | 0 | 0 | 0 | 0 | 0 | 0 | 0 | 0 | 0 | 0 | 0 | 0 | 0 | 0 | 0 | 0 | 0 | 0 | 0 | 0 | 0 | 0 | 0 | 0 | 0 | 0 | 0 | 0 | 0 | 0 | 0 | 2017-01-21 05:00
t0487 | 0 | 123.4282 | 319.0037 | 143.9935 | 35.7375 | 249.4711 | 35.7375 | 604.2476 | 58.8808 | 58.8808 | 1888.1918 | 62.1519 | 79.7502 | 336.9783 | 402.5665 | 59.4878 | 72.6048 | 341.4251 | 212.4072 | 360.5389 | 0 | 0 | 397.387 | 35.3088 | 35.3088 | 35.3088 | 83.2971 | 158.5856 | 278.1419 | 122.708 | 327.6446 | 84.102 | 243.5649 | 222.5199 | 268.2714 | 258.5852 | 138.7615 | 609.4835 | 368.3033 | 95.979 | 224.595 | 266.9897 | 109.4751 | 232.2505 | 442.3277 | 109.4751 | 43.862 | 286.6043 | 780.009 | 165.627 | 177.0142 | 92.955 | 181.9555 | 43.862 | 168.7453 | 290.7046 | 98.4841 | 333.1166 | 34.0515 | 183.8133 | 34.0515 | 109.4751 | 158.5856 | 62.0931 | 442.3277 | 0 | 0 | 0 | 0 | 0 | 0 | 0 | 0 | 158.9733 | 0 | 0 | 0 | 0 | 247.4327 | 274.4138 | 26.2927 | 29.9339 | 216.1203 | 146.7695 | 11.3562 | 77.0941 | 86.5781 | 254.5034 | 148.0574 | 201.7999 | 88.0885 | 26.2927 | 253.5108 | 41.8006 | 243.1047 | 116.3676 | 149.6865 | 44.7886 | 84.5463 | 452.3181 | 20.5997 | 144.2882 | 140.958 | 11.3562 | 11.3562 | 58.7191 | 114.448 | 60.3126 | 119.4295 | 146.3362 | 76.4665 | 70.5617 | 566.5346 | 100.6827 | 77.0941 | 72.6803 | 72.6803 | 30.7829 | 42.9733 | 566.5346 | 339.8644 | 138.6812 | 0 | 0 | 0 | 73.1682 | 86.5781 | 70.904 | 327.7877 | 84.5463 | 0 | 62.6849 | 42.9733 | 11.3562 | 58.2172 | 23.5104 | 0 | 0 | 0 | 81.748 | 0 | 0 | 129.1308 | 0 | 28.41 | 0 | 0 | 190.4779 | 83.0608 | 23.5104 | 27.5494 | 27.5494 | 60.7518 | 127.4646 | 170.8298 | 125.8478 | 277.9185 | 173.0969 | 103.4724 | 243.0977 | 218.7563 | 136.2671 | 134.6446 | 351.6924 | 169.0875 | 163.4512 | 85.175 | 79.707 | 172.745 | 182.068 | 67.619 | 79.707 | 79.707 | 131.5768 | 85.175 | 85.175 | 85.175 | 148.5494 | 157.0928 | 146.7454 | 120.056 | 120.056 | 93.3043 | 153.259 | 406.0699 | 150.2075 | 92.1453 | 530.0008 | 164.1048 | 92.1453 | 342.3728 | 827.8179 | 124.8102 | 482.3879 | 357.6966 | 164.1048 | 95.7891 | 57.1333 | 187.5093 | 50.1512 | 50.1512 | 50.1512 | 145.9665 | 171.8283 | 63.9691 | 122.5155 | 205.032 | 199.4652 | 111.8268 | 111.8268 | 114.5632 | 355.0118 | 50.1512 | 369.5001 | 209.4604 | 351.9001 | 132.6833 | 108.401 | 291.5815 | 87.1092 | 174.006 | 87.1092 | 219.4474 | 73.337 | 103.604 | 62.0931 | 62.0931 | 73.337 | 312.5738 | 262.7651 | 137.1668 | 185.009 | 112.2193 | 73.337 | 758.4464 | 175.5083 | 183.5329 | 421.3973 | 675.505 | 84.5799 | 93.1578 | 143.2731 | 307.4573 | 93.1578 | 53.0489 | 120.6546 | 98.4704 | 86.9213 | 100.0799 | 52.2923 | 52.2923 | 86.2692 | 49.0397 | 144.2191 | 222.3388 | 99.8254 | 174.006 | 93.626 | 198.3876 | 169.6771 | 99.8254 | 93.626 | 73.288 | 223.8324 | 168.0292 | 50.1015 | 26.3266 | 343.9569 | 71.1424 | 239.8346 | 71.5389 | 339.539 | 825.9421 | 40.1254 | 249.0527 | 223.8324 | 322.7317 | 71.5389 | 28.41 | 353.6341 | 242.1229 | 188.951 | 203.3934 | 0 | 79.707 | 140.5453 | 399.0237 | 0 | 84.5799 | 111.0047 | 172.745 | 75.461 | 107.3471 | 174.5793 | 70.6668 | 0 | 0 | 0 | 0 | 0 | 0 | 0 | 0 | 83.0608 | 0 | 149.3438 | 206.9609 | 209.1086 | 140.2282 | 0 | 147.264 | 43.4263 | 39.1234 | 20.5997 | 631.6616 | 36.0352 | 104.0212 | 44.0908 | 44.0908 | 78.5614 | 28.7034 | 43.4263 | 36.0352 | 31.2195 | 31.2195 | 53.246 | 0 | 0 | 0 | 0 | 28.7034 | 28.7034 | 28.7034 | 47.7217 | 31.2195 | 102.4635 | 0 | 0 | 20.8104 | 0 | 0 | 0 | 89.5426 | 42.8365 | 113.4799 | 56.2319 | 49.8694 | 20.8104 | 115.4166 | 142.323 | 31.739 | 150.1677 | 120.5566 | 524.3027 | 105.6619 | 102.5418 | 124.7011 | 20.0903 | 24.5127 | 24.5127 | 20.0903 | 41.6497 | 71.9291 | 162.1722 | 1547.5623 | 116.6356 | 71.9291 | 68.4457 | 138.427 | 92.0225 | 78.4009 | 76.3988 | 68.4457 | 140.4327 | 62.3126 | 42.8365 | 42.8365 | 137.0731 | 92.3592 | 0 | 0 | 0 | 24.5127 | 24.5127 | 26.3823 | 0 | 0 | 0 | 0 | 0 | 0 | 20.0903 | 42.8365 | 133.8545 | 24.5127 | 30.9584 | 59.7939 | 0 | 0 | 0 | 0 | 0 | 0 | 0 | 0 | 0 | 0 | 0 | 0 | 0 | 0 | 0 | 0 | 0 | 0 | 0 | 0 | 0 | 0 | 0 | 0 | 0 | 0 | 0 | 0 | 0 | 0 | 0 | 0 | 0 | 0 | 0 | 0 | 0 | 0 | 0 | 0 | 0 | 0 | 0 | 0 | 0 | 0 | 0 | 0 | 0 | 0 | 0 | 0 | 0 | 0 | 0 | 0 | 0 | 0 | 0 | 0 | 0 | 0 | 0 | 0 | 0 | 0 | 0 | 0 | 0 | 0 | 0 | 0 | 0 | 0 | 0 | 0 | 0 | 0 | 0 | 0 | 0 | 0 | 0 | 0 | 0 | 0 | 0 | 0 | 0 | 0 | 0 | 0 | 0 | 0 | 0 | 0 | 0 | 0 | 0 | 0 | 0 | 0 | 0 | 0 | 0 | 0 | 0 | 0 | 0 | 2017-01-21 06:00
t0488 | 0 | 123.2371 | 348.9019 | 143.6696 | 40.3638 | 276.8423 | 40.3638 | 517.7977 | 64.5041 | 64.5041 | 1996.1278 | 72.6879 | 80.9339 | 326.4705 | 396.3478 | 58.2454 | 76.6967 | 354.0476 | 224.2977 | 340.737 | 0 | 0 | 430.4101 | 36.5923 | 36.5923 | 36.5923 | 82.6632 | 159.8502 | 263.9829 | 136.3158 | 342.3714 | 90.3543 | 235.6677 | 213.119 | 274.5181 | 272.9965 | 138.2103 | 542.0321 | 351.3798 | 96.4627 | 210.3851 | 273.8727 | 108.063 | 229.8173 | 428.0237 | 108.063 | 43.8578 | 288.1197 | 772.3848 | 159.4895 | 184.3851 | 97.6335 | 178.0614 | 43.8578 | 169.711 | 277.47 | 97.7413 | 349.9264 | 36.5846 | 175.0647 | 36.5846 | 108.063 | 159.8502 | 63.4143 | 428.0237 | 0 | 0 | 0 | 0 | 0 | 0 | 0 | 0 | 161.5466 | 0 | 0 | 0 | 0 | 251.882 | 284.2319 | 26.8666 | 33.9872 | 245.2232 | 154.6757 | 12.4765 | 84.2037 | 93.5013 | 268.8182 | 151.6783 | 205.8601 | 101.0714 | 26.8666 | 288.6027 | 45.6348 | 260.9674 | 126.996 | 156.3941 | 48.1166 | 90.5258 | 495.5172 | 24.0968 | 151.9808 | 155.2266 | 12.4765 | 12.4765 | 66.4277 | 116.2011 | 64.8319 | 129.0253 | 150.8604 | 92.2583 | 92.7611 | 681.32 | 117.9364 | 84.2037 | 76.7823 | 76.7823 | 33.3841 | 51.2012 | 681.32 | 386.6016 | 143.1489 | 0 | 0 | 0 | 76.6657 | 93.5013 | 74.3753 | 356.852 | 90.5258 | 0 | 65.7556 | 51.2012 | 12.4765 | 66.7304 | 27.0292 | 0 | 0 | 0 | 85.7693 | 0 | 0 | 137.8443 | 0 | 32.2987 | 0 | 0 | 198.323 | 80.448 | 27.0292 | 29.2803 | 29.2803 | 69.657 | 141.105 | 192.5727 | 136.1723 | 293.0908 | 176.9788 | 110.2616 | 254.7431 | 241.4071 | 152.8878 | 143.3922 | 402.6764 | 176.5131 | 187.7023 | 87.4888 | 82.6063 | 186.0985 | 204.8746 | 74.7606 | 82.6063 | 82.6063 | 150.7811 | 87.4888 | 87.4888 | 87.4888 | 166.6642 | 163.0957 | 168.3002 | 132.1816 | 132.1816 | 103.3161 | 178.1063 | 425.4806 | 147.0198 | 107.0097 | 611.0133 | 173.2174 | 107.0097 | 424.6778 | 918.4958 | 144.5494 | 546.5664 | 386.5007 | 173.2174 | 105.9647 | 62.2654 | 215.8228 | 52.3381 | 52.3381 | 52.3381 | 164.3693 | 203.5899 | 75.6778 | 116.5911 | 215.4534 | 201.0759 | 111.1343 | 111.1343 | 123.0582 | 342.2642 | 52.3381 | 413.8842 | 214.2186 | 361.5637 | 134.8543 | 112.9581 | 344.9477 | 92.9327 | 167.7072 | 92.9327 | 235.2885 | 81.8164 | 106.63 | 63.4143 | 63.4143 | 81.8164 | 297.5329 | 257.1135 | 148.2036 | 205.932 | 111.0784 | 81.8164 | 709.3699 | 181.0875 | 205.3637 | 465.4963 | 764.4851 | 87.2643 | 94.8407 | 164.1601 | 331.8817 | 94.8407 | 56.6744 | 130.2727 | 99.0421 | 91.6011 | 111.4018 | 54.6503 | 54.6503 | 88.9102 | 53.8269 | 157.0002 | 231.8729 | 106.9882 | 167.7072 | 100.1831 | 220.9284 | 174.1867 | 106.9882 | 100.1831 | 82.3193 | 255.3252 | 171.7758 | 48.7496 | 29.3136 | 361.651 | 77.537 | 267.8055 | 78.7606 | 354.858 | 851.3343 | 42.5095 | 274.8297 | 255.3252 | 362.1523 | 78.7606 | 32.2987 | 299.3968 | 269.3212 | 189.5441 | 192.8484 | 0 | 82.6063 | 146.7047 | 437.7857 | 0 | 87.2643 | 118.8409 | 186.0985 | 82.0402 | 124.736 | 180.8936 | 79.3927 | 0 | 0 | 0 | 0 | 0 | 0 | 0 | 0 | 80.448 | 0 | 151.1999 | 188.0386 | 234.4439 | 152.7053 | 0 | 166.0921 | 54.0327 | 43.2393 | 24.0968 | 760.9767 | 38.0138 | 122.0395 | 51.9258 | 51.9258 | 99.6577 | 33.6002 | 54.0327 | 38.0138 | 35.3896 | 35.3896 | 59.9567 | 0 | 0 | 0 | 0 | 33.6002 | 33.6002 | 33.6002 | 53.56 | 35.3896 | 113.9185 | 0 | 0 | 24.0246 | 0 | 0 | 0 | 101.5585 | 42.5147 | 127.9398 | 53.8991 | 55.0854 | 24.0246 | 117.0205 | 169.0933 | 34.7958 | 151.1254 | 130.3064 | 556.1283 | 111.5952 | 108.0161 | 134.4481 | 21.2905 | 25.7519 | 25.7519 | 21.2905 | 48.5551 | 79.5933 | 177.5809 | 1750.6106 | 140.5365 | 79.5933 | 74.7514 | 164.8459 | 107.723 | 91.8978 | 90.7832 | 74.7514 | 165.1794 | 69.6616 | 42.5147 | 42.5147 | 153.2825 | 107.7171 | 0 | 0 | 0 | 25.7519 | 25.7519 | 30.2009 | 0 | 0 | 0 | 0 | 0 | 0 | 21.2905 | 42.5147 | 152.5078 | 25.7519 | 33.1409 | 69.2817 | 0 | 0 | 0 | 0 | 0 | 0 | 0 | 0 | 0 | 0 | 0 | 0 | 0 | 0 | 0 | 0 | 0 | 0 | 0 | 0 | 0 | 0 | 0 | 0 | 0 | 0 | 0 | 0 | 0 | 0 | 0 | 0 | 0 | 0 | 0 | 0 | 0 | 0 | 0 | 0 | 0 | 0 | 0 | 0 | 0 | 0 | 0 | 0 | 0 | 0 | 0 | 0 | 0 | 0 | 0 | 0 | 0 | 0 | 0 | 0 | 0 | 0 | 0 | 0 | 0 | 0 | 0 | 0 | 0 | 0 | 0 | 0 | 0 | 0 | 0 | 0 | 0 | 0 | 0 | 0 | 0 | 0 | 0 | 0 | 0 | 0 | 0 | 0 | 0 | 0 | 0 | 0 | 0 | 0 | 0 | 0 | 0 | 0 | 0 | 0 | 0 | 0 | 0 | 0 | 0 | 0 | 0 | 0 | 0 | 2017-01-21 07:00
t0489 | 0 | 121.4568 | 372.7968 | 138.5362 | 43.4398 | 297.7706 | 43.4398 | 416.983 | 71.4966 | 71.4966 | 2240.3271 | 81.9426 | 78.3471 | 313 | 376.5648 | 54.2053 | 78.0773 | 356.4158 | 228.9892 | 309.2263 | 0 | 0 | 459.2587 | 36.309 | 36.309 | 36.309 | 79.5238 | 156.7009 | 241.8536 | 158.601 | 357.7835 | 94.5527 | 219.9166 | 196.3074 | 270.5917 | 279.302 | 131.7653 | 463.3111 | 334.2766 | 93.648 | 189.7656 | 276.5063 | 103.9144 | 221.3949 | 429.1606 | 103.9144 | 41.4231 | 280.5012 | 744.0721 | 147.9922 | 189.9955 | 98.4267 | 168.3343 | 41.4231 | 164.0603 | 254.511 | 92.9449 | 363.7121 | 37.5517 | 160.474 | 37.5517 | 103.9144 | 156.7009 | 62.925 | 429.1606 | 0 | 0 | 0 | 0 | 0 | 0 | 0 | 0 | 158.375 | 0 | 0 | 0 | 0 | 249.9745 | 283.3989 | 25.9466 | 35.4861 | 268.4662 | 153.9207 | 12.8913 | 86.5986 | 93.8238 | 277.8329 | 150.9042 | 202.765 | 109.4369 | 25.9466 | 324.253 | 46.577 | 271.6716 | 130.2565 | 154.4803 | 48.4832 | 91.5718 | 529.544 | 25.8877 | 152.1235 | 161.4308 | 12.8913 | 12.8913 | 71.4066 | 113.5763 | 65.8329 | 131.6905 | 150.2056 | 108.9421 | 119.7434 | 807.5068 | 127.8872 | 86.5986 | 76.4803 | 76.4803 | 34.0737 | 57.3789 | 807.5068 | 431.1353 | 139.0565 | 0 | 0 | 0 | 75.4919 | 93.8238 | 73.8575 | 371.9887 | 91.5718 | 0 | 65.1229 | 57.3789 | 12.8913 | 73.9334 | 29.487 | 0 | 0 | 0 | 86.4786 | 0 | 0 | 141.6367 | 0 | 34.0917 | 0 | 0 | 198.3787 | 74.5667 | 29.487 | 29.6102 | 29.6102 | 73.4943 | 148.8357 | 208.8888 | 139.793 | 307.2926 | 174.8853 | 113.458 | 256.7481 | 267.8918 | 164.358 | 146.4751 | 481.0328 | 178.7661 | 205.0294 | 88.9184 | 83.5154 | 197.2206 | 218.443 | 79.1014 | 83.5154 | 83.5154 | 168.348 | 88.9184 | 88.9184 | 88.9184 | 179.2074 | 166.0612 | 184.9866 | 139.1353 | 139.1353 | 109.9178 | 204.5273 | 434.694 | 141.4256 | 119.3701 | 755.6928 | 180.5239 | 119.3701 | 534.6889 | 1062.3204 | 158.359 | 616.4918 | 408.1393 | 180.5239 | 114.8503 | 65.0958 | 233.7398 | 52.3031 | 52.3031 | 52.3031 | 175.2085 | 234.7477 | 83.9699 | 105.4437 | 218.3667 | 195.7296 | 107.3077 | 107.3077 | 128.9468 | 314.8251 | 52.3031 | 451.7555 | 212.0008 | 359.4012 | 132.2174 | 112.1935 | 411.3342 | 95.6621 | 157.9686 | 95.6621 | 249.2998 | 88.9692 | 108.5744 | 62.925 | 62.925 | 88.9692 | 278.5751 | 245.0298 | 157.7941 | 225.0341 | 107.6634 | 88.9692 | 652.4669 | 180.4213 | 231.7255 | 518.1775 | 914.7732 | 87.0135 | 93.3581 | 180.2726 | 350.7571 | 93.3581 | 57.285 | 136.6164 | 96.5032 | 92.924 | 118.608 | 55.6854 | 55.6854 | 89.8033 | 56.978 | 174.5851 | 238.9179 | 110.0921 | 157.9686 | 104.6988 | 244.6659 | 172.3507 | 110.0921 | 104.6988 | 87.1275 | 292.4328 | 171.6064 | 45.008 | 30.4184 | 364.7334 | 80.5618 | 289.4359 | 82.7498 | 352.1977 | 885.9314 | 42.4485 | 283.0956 | 292.4328 | 403.1437 | 82.7498 | 34.0917 | 240.8261 | 289.2996 | 187.8555 | 177.3673 | 0 | 83.5154 | 145.4164 | 520.7027 | 0 | 87.0135 | 123.6898 | 197.2206 | 89.5703 | 133.892 | 179.4715 | 85.2179 | 0 | 0 | 0 | 0 | 0 | 0 | 0 | 0 | 74.5667 | 0 | 147.8702 | 162.759 | 262.4993 | 166.2446 | 0 | 179.2589 | 62.3991 | 45.3325 | 25.8877 | 897.5649 | 38.3789 | 140.9781 | 57.2609 | 57.2609 | 116.9415 | 37.2959 | 62.3991 | 38.3789 | 37.3229 | 37.3229 | 63.4655 | 0 | 0 | 0 | 0 | 37.2959 | 37.2959 | 37.2959 | 57.015 | 37.3229 | 120.3742 | 0 | 0 | 27.5654 | 0 | 0 | 0 | 109.4864 | 40.9832 | 139.6177 | 51.4283 | 58.0753 | 27.5654 | 114.1313 | 198.504 | 35.8627 | 148.8956 | 137.4989 | 591.7995 | 113.5537 | 109.7669 | 140.0841 | 21.8253 | 26.0151 | 26.0151 | 21.8253 | 53.8687 | 85.2413 | 185.9204 | 2051.5545 | 162.3112 | 85.2413 | 79.4894 | 198.8666 | 120.1963 | 100.1759 | 102.3758 | 79.4894 | 186.8864 | 77.0612 | 40.9832 | 40.9832 | 163.0906 | 123.2026 | 0 | 0 | 0 | 26.0151 | 26.0151 | 32.8434 | 0 | 0 | 0 | 0 | 0 | 0 | 21.8253 | 40.9832 | 168.9837 | 26.0151 | 34.143 | 75.1167 | 0 | 0 | 0 | 0 | 0 | 0 | 0 | 0 | 0 | 0 | 0 | 0 | 0 | 0 | 0 | 0 | 0 | 0 | 0 | 0 | 0 | 0 | 0 | 0 | 0 | 0 | 0 | 0 | 0 | 0 | 0 | 0 | 0 | 0 | 0 | 0 | 0 | 0 | 0 | 0 | 0 | 0 | 0 | 0 | 0 | 0 | 0 | 0 | 0 | 0 | 0 | 0 | 0 | 0 | 0 | 0 | 0 | 0 | 0 | 0 | 0 | 0 | 0 | 0 | 0 | 0 | 0 | 0 | 0 | 0 | 0 | 0 | 0 | 0 | 0 | 0 | 0 | 0 | 0 | 0 | 0 | 0 | 0 | 0 | 0 | 0 | 0 | 0 | 0 | 0 | 0 | 0 | 0 | 0 | 0 | 0 | 0 | 0 | 0 | 0 | 0 | 0 | 0 | 0 | 0 | 0 | 0 | 0 | 0 | 2017-01-21 08:00
t0490 | 0 | 119.3672 | 385.1808 | 132.8587 | 44.7172 | 308.1801 | 44.7172 | 343.9116 | 76.5108 | 76.5108 | 2453.0945 | 87.3079 | 74.903 | 302.2599 | 357.1001 | 50.266 | 77.6822 | 352.9213 | 228.5684 | 282.9835 | 0 | 0 | 475.4806 | 35.3896 | 35.3896 | 35.3896 | 76.2454 | 152.4537 | 223.478 | 176.5371 | 367.4378 | 96.2486 | 205.8223 | 181.7523 | 263.1793 | 279.4547 | 124.7862 | 405.9428 | 322.2753 | 90.2204 | 173.1449 | 275.8729 | 99.8257 | 212.89 | 435.4872 | 99.8257 | 38.7184 | 271.0808 | 715.2498 | 137.8871 | 192.5414 | 97.1109 | 159.1497 | 38.7184 | 157.2315 | 234.8283 | 87.9013 | 370.73 | 37.4508 | 148.11 | 37.4508 | 99.8257 | 152.4537 | 61.7124 | 435.4872 | 0 | 0 | 0 | 0 | 0 | 0 | 0 | 0 | 153.5512 | 0 | 0 | 0 | 0 | 245.5318 | 277.7895 | 24.6615 | 35.3237 | 280.701 | 149.4687 | 12.8406 | 86.0109 | 91.0693 | 280.9442 | 148.2361 | 197.3065 | 112.761 | 24.6615 | 347.2078 | 45.8844 | 275.1248 | 129.0323 | 149.2832 | 47.3798 | 89.9964 | 546.9203 | 26.293 | 148.7308 | 161.781 | 12.8406 | 12.8406 | 73.3798 | 109.7788 | 64.8756 | 130.256 | 147.2881 | 120.0389 | 139.2097 | 893.4238 | 131.0863 | 86.0109 | 74.2739 | 74.2739 | 33.6528 | 60.4534 | 893.4238 | 458.5381 | 132.4875 | 0 | 0 | 0 | 72.6034 | 91.0693 | 71.6892 | 375.3009 | 89.9964 | 0 | 63.0174 | 60.4534 | 12.8406 | 77.9566 | 30.5933 | 0 | 0 | 0 | 85.3734 | 0 | 0 | 141.7643 | 0 | 34.3179 | 0 | 0 | 194.7314 | 69.1789 | 30.5933 | 29.177 | 29.177 | 73.7326 | 151.1185 | 216.8837 | 139.0639 | 315.5633 | 170.6376 | 113.8108 | 253.4815 | 286.3231 | 169.3812 | 145.815 | 542.941 | 177.7002 | 213.0677 | 89.2994 | 83.1021 | 203.1714 | 223.0149 | 80.6097 | 83.1021 | 83.1021 | 178.8386 | 89.2994 | 89.2994 | 89.2994 | 184.7271 | 166.3854 | 193.5088 | 141.2379 | 141.2379 | 112.59 | 222.1009 | 435.5524 | 136.4478 | 126.1824 | 875.7869 | 184.1839 | 126.1824 | 617.4017 | 1176.7969 | 164.6035 | 663.5084 | 418.4807 | 184.1839 | 119.9007 | 65.8514 | 240.648 | 51.2384 | 51.2384 | 51.2384 | 178.7822 | 254.4534 | 87.8031 | 95.7147 | 216.6713 | 188.8916 | 103.2562 | 103.2562 | 131.4481 | 289.9913 | 51.2384 | 472.9339 | 207.1741 | 352.267 | 128.1923 | 109.2238 | 459.5097 | 95.955 | 149.8024 | 95.955 | 257.2064 | 92.9211 | 109.1694 | 61.7124 | 61.7124 | 92.9211 | 263.905 | 233.8864 | 163.1517 | 236.3367 | 104.2423 | 92.9211 | 610.4679 | 176.9856 | 250.4443 | 555.2714 | 1037.2257 | 85.4351 | 90.8612 | 188.4675 | 360.0833 | 90.8612 | 56.3008 | 139.1203 | 93.3294 | 92.1891 | 121.3626 | 55.693 | 55.693 | 89.4681 | 58.2405 | 187.7771 | 241.9971 | 110.1958 | 149.8024 | 106.5869 | 260.236 | 168.122 | 110.1958 | 106.5869 | 88.3291 | 318.5323 | 169.4926 | 41.4553 | 30.29 | 359.8618 | 80.9644 | 300.3667 | 83.8384 | 342.1701 | 910.6468 | 41.2937 | 280.5806 | 318.5323 | 429.8638 | 83.8384 | 34.3179 | 200.0599 | 298.7774 | 185.3965 | 164.7634 | 0 | 83.1021 | 141.1412 | 592.5631 | 0 | 85.4351 | 125.36 | 203.1714 | 94.7241 | 136.1669 | 174.9162 | 87.6457 | 0 | 0 | 0 | 0 | 0 | 0 | 0 | 0 | 69.1789 | 0 | 143.1991 | 143.1581 | 281.5055 | 175.229 | 0 | 185.1502 | 66.8199 | 45.7627 | 26.293 | 988.3883 | 37.8611 | 153.4994 | 59.5937 | 59.5937 | 126.4415 | 39.1396 | 66.8199 | 37.8611 | 37.575 | 37.575 | 64.2921 | 0 | 0 | 0 | 0 | 39.1396 | 39.1396 | 39.1396 | 58.1634 | 37.575 | 122.2616 | 0 | 0 | 29.9686 | 0 | 0 | 0 | 112.7454 | 39.3845 | 145.8231 | 49.641 | 58.9822 | 29.9686 | 110.1106 | 218.5003 | 35.6529 | 145.7828 | 140.8589 | 615.5871 | 112.9336 | 109.1238 | 141.7649 | 21.8513 | 25.7239 | 25.7239 | 21.8513 | 56.5756 | 87.9239 | 188.0385 | 2285.863 | 175.3713 | 87.9239 | 81.775 | 223.9698 | 126.7775 | 103.2097 | 108.5991 | 81.775 | 199.4673 | 81.7779 | 39.3845 | 39.3845 | 166.5006 | 133.1621 | 0 | 0 | 0 | 25.7239 | 25.7239 | 34.0155 | 0 | 0 | 0 | 0 | 0 | 0 | 21.8513 | 39.3845 | 178.5305 | 25.7239 | 34.2339 | 77.2566 | 0 | 0 | 0 | 0 | 0 | 0 | 0 | 0 | 0 | 0 | 0 | 0 | 0 | 0 | 0 | 0 | 0 | 0 | 0 | 0 | 0 | 0 | 0 | 0 | 0 | 0 | 0 | 0 | 0 | 0 | 0 | 0 | 0 | 0 | 0 | 0 | 0 | 0 | 0 | 0 | 0 | 0 | 0 | 0 | 0 | 0 | 0 | 0 | 0 | 0 | 0 | 0 | 0 | 0 | 0 | 0 | 0 | 0 | 0 | 0 | 0 | 0 | 0 | 0 | 0 | 0 | 0 | 0 | 0 | 0 | 0 | 0 | 0 | 0 | 0 | 0 | 0 | 0 | 0 | 0 | 0 | 0 | 0 | 0 | 0 | 0 | 0 | 0 | 0 | 0 | 0 | 0 | 0 | 0 | 0 | 0 | 0 | 0 | 0 | 0 | 0 | 0 | 0 | 0 | 0 | 0 | 0 | 0 | 0 | 2017-01-21 09:00
t0491 | 0 | 120.9032 | 386.3644 | 134.1443 | 44.5938 | 308.479 | 44.5938 | 357.1958 | 77.1521 | 77.1521 | 2495.5897 | 87.1384 | 75.3121 | 307.5001 | 361.103 | 50.7456 | 77.9367 | 355.0874 | 229.447 | 287.7952 | 0 | 0 | 477.8715 | 35.5272 | 35.5272 | 35.5272 | 77.0733 | 153.8922 | 227.2847 | 178.7349 | 371.1378 | 96.6103 | 208.6398 | 184.462 | 264.8096 | 280.6441 | 125.8251 | 418.3068 | 328.9747 | 91.0047 | 176.4478 | 278.4645 | 101.0576 | 215.4257 | 445.7723 | 101.0576 | 38.9342 | 273.5414 | 723.622 | 139.8617 | 194.2168 | 97.4098 | 161.0984 | 38.9342 | 158.4587 | 238.4378 | 88.6897 | 373.6956 | 37.4693 | 150.4765 | 37.4693 | 101.0576 | 153.8922 | 62.1946 | 445.7723 | 0 | 0 | 0 | 0 | 0 | 0 | 0 | 0 | 154.6579 | 0 | 0 | 0 | 0 | 247.6684 | 279.1375 | 24.7379 | 34.9873 | 280.4758 | 149.459 | 12.7926 | 85.738 | 90.6212 | 282.5705 | 149.3342 | 198.6711 | 112.1906 | 24.7379 | 348.1605 | 45.6797 | 275.9748 | 128.585 | 149.4197 | 47.2474 | 89.8853 | 548.4184 | 26.0132 | 148.8957 | 161.2763 | 12.7926 | 12.7926 | 73.1366 | 110.5414 | 64.776 | 130.0129 | 148.1517 | 120.0314 | 139.2758 | 894.3817 | 129.8865 | 85.738 | 74.234 | 74.234 | 33.5581 | 60.0573 | 894.3817 | 459.3262 | 132.6555 | 0 | 0 | 0 | 72.5729 | 90.6212 | 71.7465 | 375.3002 | 89.8853 | 0 | 63.0373 | 60.0573 | 12.7926 | 77.8882 | 30.4665 | 0 | 0 | 0 | 85.6621 | 0 | 0 | 142.0836 | 0 | 34.0525 | 0 | 0 | 195.5148 | 70.0305 | 30.4665 | 29.1944 | 29.1944 | 73.0151 | 150.8433 | 216.6692 | 138.8948 | 318.215 | 171.804 | 114.1433 | 254.4017 | 288.3454 | 169.1255 | 146.0824 | 548.7073 | 178.6616 | 212.2824 | 90.1987 | 83.6818 | 204.2191 | 222.2145 | 80.5296 | 83.6818 | 83.6818 | 178.9175 | 90.1987 | 90.1987 | 90.1987 | 184.4562 | 167.6589 | 193.056 | 141.1057 | 141.1057 | 112.5458 | 222.5984 | 438.1212 | 138.4737 | 125.8869 | 888.0418 | 185.5226 | 125.8869 | 620.5591 | 1190.7756 | 163.7933 | 666.3464 | 420.1138 | 185.5226 | 120.2486 | 65.8678 | 239.2801 | 51.4051 | 51.4051 | 51.4051 | 178.1036 | 254.2834 | 87.1935 | 97.0682 | 217.5074 | 190.4547 | 104.3949 | 104.3949 | 131.9759 | 293.6331 | 51.4051 | 473.5934 | 208.6251 | 354.5512 | 129.1118 | 109.5074 | 461.7095 | 96.2141 | 152.2463 | 96.2141 | 258.803 | 93.0727 | 110.2452 | 62.1946 | 62.1946 | 93.0727 | 268.99 | 237.0495 | 164.0052 | 237.0227 | 105.5726 | 93.0727 | 624.1154 | 178.0029 | 252.1413 | 559.3377 | 1050.5447 | 85.9387 | 91.5306 | 188.0344 | 361.6203 | 91.5306 | 56.2553 | 139.5298 | 94.1755 | 92.4921 | 121.1883 | 56.0335 | 56.0335 | 90.2065 | 58.2829 | 189.6805 | 244.0308 | 110.3638 | 152.2463 | 107.0648 | 261.5115 | 169.1235 | 110.3638 | 107.0648 | 87.9312 | 320.2239 | 170.9548 | 41.8781 | 30.1043 | 360.8963 | 80.8969 | 300.4946 | 83.7337 | 342.7459 | 922.224 | 41.2596 | 279.0752 | 320.2239 | 431.6508 | 83.7337 | 34.0525 | 208.8381 | 298.8479 | 187.7026 | 167.7179 | 0 | 83.6818 | 141.3933 | 602.9283 | 0 | 85.9387 | 125.823 | 204.2191 | 95.4568 | 134.8914 | 175.601 | 87.4645 | 0 | 0 | 0 | 0 | 0 | 0 | 0 | 0 | 70.0305 | 0 | 144.3209 | 146.5941 | 282.9764 | 176.4475 | 0 | 184.7873 | 66.2051 | 45.6476 | 26.0132 | 988.4015 | 37.945 | 153.7181 | 59.1673 | 59.1673 | 125.2167 | 38.9527 | 66.2051 | 37.945 | 37.3032 | 37.3032 | 63.9676 | 0 | 0 | 0 | 0 | 38.9527 | 38.9527 | 38.9527 | 57.9715 | 37.3032 | 121.9574 | 0 | 0 | 30.0687 | 0 | 0 | 0 | 112.3664 | 39.8237 | 145.8225 | 50.6243 | 58.8992 | 30.0687 | 110.8793 | 218.8689 | 35.5216 | 147.3371 | 141.3811 | 621.3191 | 113.3006 | 109.5263 | 142.0773 | 21.9309 | 25.8108 | 25.8108 | 21.9309 | 56.3468 | 88.0009 | 187.9239 | 2309.0316 | 174.7679 | 88.0009 | 81.9892 | 225.1739 | 126.2868 | 102.352 | 108.063 | 81.9892 | 198.9831 | 82.1001 | 39.8237 | 39.8237 | 166.0721 | 133.288 | 0 | 0 | 0 | 25.8108 | 25.8108 | 33.8863 | 0 | 0 | 0 | 0 | 0 | 0 | 21.9309 | 39.8237 | 178.593 | 25.8108 | 34.3028 | 76.7245 | 0 | 0 | 0 | 0 | 0 | 0 | 0 | 0 | 0 | 0 | 0 | 0 | 0 | 0 | 0 | 0 | 0 | 0 | 0 | 0 | 0 | 0 | 0 | 0 | 0 | 0 | 0 | 0 | 0 | 0 | 0 | 0 | 0 | 0 | 0 | 0 | 0 | 0 | 0 | 0 | 0 | 0 | 0 | 0 | 0 | 0 | 0 | 0 | 0 | 0 | 0 | 0 | 0 | 0 | 0 | 0 | 0 | 0 | 0 | 0 | 0 | 0 | 0 | 0 | 0 | 0 | 0 | 0 | 0 | 0 | 0 | 0 | 0 | 0 | 0 | 0 | 0 | 0 | 0 | 0 | 0 | 0 | 0 | 0 | 0 | 0 | 0 | 0 | 0 | 0 | 0 | 0 | 0 | 0 | 0 | 0 | 0 | 0 | 0 | 0 | 0 | 0 | 0 | 0 | 0 | 0 | 0 | 0 | 0 | 2017-01-21 10:00
t0492 | 0 | 118.6872 | 384.2767 | 131.1369 | 44.4023 | 307.1166 | 44.4023 | 334.456 | 77.1231 | 77.1231 | 2498.1508 | 87.3211 | 73.6683 | 300.3583 | 351.9967 | 49.2486 | 76.9271 | 349.8351 | 226.5844 | 277.873 | 0 | 0 | 475.1862 | 34.9111 | 34.9111 | 34.9111 | 75.3146 | 150.9105 | 219.9207 | 179.7232 | 367.8901 | 95.7854 | 202.6482 | 178.6748 | 259.9184 | 277.242 | 122.7221 | 398.3511 | 320.894 | 89.0771 | 170.1486 | 274.4954 | 98.7488 | 210.5745 | 439.0079 | 98.7488 | 37.8966 | 267.8937 | 707.3202 | 135.6862 | 192.092 | 95.9879 | 156.8846 | 37.8966 | 154.9714 | 230.749 | 86.4601 | 370.1145 | 37.0338 | 145.6085 | 37.0338 | 98.7488 | 150.9105 | 61.1218 | 439.0079 | 0 | 0 | 0 | 0 | 0 | 0 | 0 | 0 | 151.6538 | 0 | 0 | 0 | 0 | 243.4075 | 274.5405 | 24.1848 | 34.676 | 279.9492 | 146.9308 | 12.6574 | 84.7668 | 89.2135 | 279.6096 | 146.8258 | 194.9786 | 111.8113 | 24.1848 | 348.6941 | 45.104 | 273.3943 | 127.071 | 146.6966 | 46.5494 | 88.6197 | 545.4704 | 25.897 | 146.5336 | 159.7405 | 12.6574 | 12.6574 | 72.8105 | 108.3324 | 63.9059 | 128.378 | 145.6782 | 120.9611 | 141.6611 | 901.6486 | 129.4827 | 84.7668 | 72.9901 | 72.9901 | 33.1357 | 60.1435 | 901.6486 | 459.5934 | 129.829 | 0 | 0 | 0 | 71.2066 | 89.2135 | 70.5075 | 371.8682 | 88.6197 | 0 | 61.9176 | 60.1435 | 12.6574 | 77.87 | 30.3959 | 0 | 0 | 0 | 84.4142 | 0 | 0 | 140.4586 | 0 | 33.8079 | 0 | 0 | 192.4014 | 67.9158 | 30.3959 | 28.7826 | 28.7826 | 72.4866 | 149.7406 | 215.981 | 137.2823 | 315.5895 | 168.7104 | 112.8649 | 250.6794 | 288.2902 | 168.3699 | 144.2708 | 553.425 | 176.1982 | 211.8269 | 89.0129 | 82.5054 | 202.8655 | 220.9558 | 79.9788 | 82.5054 | 82.5054 | 179.0549 | 89.0129 | 89.0129 | 89.0129 | 183.638 | 165.4999 | 192.8057 | 140.029 | 140.029 | 111.8688 | 223.5585 | 432.7157 | 135.332 | 125.977 | 898.7911 | 183.8213 | 125.977 | 629.4933 | 1196.5525 | 163.5133 | 667.677 | 417.1067 | 183.8213 | 119.8465 | 65.2955 | 238.4812 | 50.5773 | 50.5773 | 50.5773 | 177.0879 | 255.5332 | 87.2021 | 93.6276 | 214.5312 | 186.5124 | 102.0859 | 102.0859 | 130.8759 | 284.2921 | 50.5773 | 472.4886 | 204.9246 | 348.534 | 126.6057 | 107.6244 | 465.7064 | 95.1421 | 148.182 | 95.1421 | 257.0784 | 92.8064 | 108.8291 | 61.1218 | 61.1218 | 92.8064 | 261.5239 | 231.2364 | 163.0311 | 236.5019 | 103.3189 | 92.8064 | 604.6162 | 175.0513 | 252.6399 | 559.4568 | 1059.6663 | 84.5261 | 89.8205 | 187.7668 | 359.0771 | 89.8205 | 55.4561 | 138.3843 | 92.2454 | 91.2399 | 120.4737 | 55.3179 | 55.3179 | 88.9257 | 57.8878 | 189.6829 | 241.3589 | 109.1271 | 148.182 | 106.1287 | 261.4024 | 166.1139 | 109.1271 | 106.1287 | 87.3356 | 321.4694 | 168.2098 | 40.5734 | 29.8067 | 355.6515 | 80.1151 | 299.3774 | 83.0707 | 336.8005 | 913.5658 | 40.5863 | 275.9827 | 321.4694 | 431.7747 | 83.0707 | 33.8079 | 195.6258 | 297.4732 | 184.4448 | 162.4319 | 0 | 82.5054 | 138.9082 | 607.6438 | 0 | 84.5261 | 124.6425 | 202.8655 | 95.2278 | 134.2697 | 172.5523 | 87.0545 | 0 | 0 | 0 | 0 | 0 | 0 | 0 | 0 | 67.9158 | 0 | 141.4559 | 139.9788 | 283.2658 | 175.9567 | 0 | 184.0688 | 66.5632 | 45.2711 | 25.897 | 995.9222 | 37.4 | 154.4975 | 59.123 | 59.123 | 126.1428 | 38.9567 | 66.5632 | 37.4 | 37.0303 | 37.0303 | 63.5355 | 0 | 0 | 0 | 0 | 38.9567 | 38.9567 | 38.9567 | 57.6289 | 37.0303 | 121.0995 | 0 | 0 | 30.1941 | 0 | 0 | 0 | 111.913 | 38.9306 | 145.4814 | 49.4075 | 58.4642 | 30.1941 | 108.6198 | 220.3983 | 35.1316 | 144.6202 | 140.3533 | 617.563 | 111.8245 | 108.0758 | 140.7678 | 21.672 | 25.4433 | 25.4433 | 21.672 | 56.3478 | 87.5569 | 186.3334 | 2323.9344 | 175.6793 | 87.5569 | 81.4885 | 227.4072 | 126.386 | 102.1102 | 108.3031 | 81.4885 | 199.4965 | 82.0553 | 38.9306 | 38.9306 | 165.0777 | 133.8023 | 0 | 0 | 0 | 25.4433 | 25.4433 | 33.7924 | 0 | 0 | 0 | 0 | 0 | 0 | 21.672 | 38.9306 | 178.5485 | 25.4433 | 33.9251 | 76.482 | 0 | 0 | 0 | 0 | 0 | 0 | 0 | 0 | 0 | 0 | 0 | 0 | 0 | 0 | 0 | 0 | 0 | 0 | 0 | 0 | 0 | 0 | 0 | 0 | 0 | 0 | 0 | 0 | 0 | 0 | 0 | 0 | 0 | 0 | 0 | 0 | 0 | 0 | 0 | 0 | 0 | 0 | 0 | 0 | 0 | 0 | 0 | 0 | 0 | 0 | 0 | 0 | 0 | 0 | 0 | 0 | 0 | 0 | 0 | 0 | 0 | 0 | 0 | 0 | 0 | 0 | 0 | 0 | 0 | 0 | 0 | 0 | 0 | 0 | 0 | 0 | 0 | 0 | 0 | 0 | 0 | 0 | 0 | 0 | 0 | 0 | 0 | 0 | 0 | 0 | 0 | 0 | 0 | 0 | 0 | 0 | 0 | 0 | 0 | 0 | 0 | 0 | 0 | 0 | 0 | 0 | 0 | 0 | 0 | 2017-01-21 11:00
t0493 | 0 | 113.6135 | 374.3817 | 125.9899 | 43.6399 | 300.1971 | 43.6399 | 303.7132 | 74.6514 | 74.6514 | 2388.0061 | 85.8438 | 71.232 | 285.25 | 337.1634 | 47.2374 | 74.7879 | 338.5242 | 220.1253 | 263.1999 | 0 | 0 | 461.6091 | 33.8733 | 33.8733 | 33.8733 | 72.2241 | 145.1535 | 208.4201 | 173.2017 | 354.4876 | 93.1555 | 193.2107 | 169.9196 | 251.262 | 269.199 | 118.0735 | 368.2564 | 303.0867 | 85.7334 | 160.6068 | 264.3872 | 94.4883 | 201.6348 | 414.0219 | 94.4883 | 36.5924 | 257.7263 | 677.4967 | 129.205 | 185.3619 | 93.3085 | 150.0046 | 36.5924 | 149.319 | 219.2372 | 83.0952 | 357.6357 | 36.1633 | 138.2144 | 36.1633 | 94.4883 | 145.1535 | 58.9632 | 414.0219 | 0 | 0 | 0 | 0 | 0 | 0 | 0 | 0 | 146.3483 | 0 | 0 | 0 | 0 | 234.5064 | 266.0572 | 23.4643 | 34.3852 | 274.5101 | 143.4143 | 12.4401 | 83.2277 | 87.7354 | 270.9975 | 141.7416 | 188.2786 | 110.2837 | 23.4643 | 340.4351 | 44.3564 | 266.0963 | 124.805 | 142.933 | 45.6422 | 86.7067 | 531.6867 | 25.7466 | 142.8144 | 156.893 | 12.4401 | 12.4401 | 71.6156 | 104.568 | 62.5637 | 125.7682 | 140.9584 | 118.7441 | 139.2507 | 883.7591 | 128.4879 | 83.2277 | 71.2959 | 71.2959 | 32.5076 | 59.5141 | 883.7591 | 449.2738 | 126.3374 | 0 | 0 | 0 | 69.5073 | 87.7354 | 68.726 | 363.6031 | 86.7067 | 0 | 60.3895 | 59.5141 | 12.4401 | 76.3942 | 29.9477 | 0 | 0 | 0 | 82.0218 | 0 | 0 | 136.8085 | 0 | 33.4488 | 0 | 0 | 186.7096 | 64.8606 | 29.9477 | 28.0852 | 28.0852 | 71.9265 | 146.8662 | 211.779 | 134.3931 | 304.8709 | 162.9563 | 109.8302 | 243.4819 | 279.5954 | 165.1707 | 140.5756 | 535.1436 | 170.7265 | 208.5722 | 85.6742 | 79.754 | 196.9841 | 217.3577 | 78.3571 | 79.754 | 79.754 | 175.3662 | 85.6742 | 85.6742 | 85.6742 | 180.1387 | 159.869 | 189.508 | 137.1529 | 137.1529 | 109.5251 | 218.5637 | 419.1283 | 129.0182 | 123.879 | 865.6901 | 177.8318 | 123.879 | 614.3372 | 1153.8816 | 161.3071 | 650.4915 | 405.7042 | 177.8318 | 116.8468 | 63.8276 | 235.4401 | 49.1347 | 49.1347 | 49.1347 | 174.2554 | 250.908 | 86.3134 | 89.0422 | 208.3497 | 179.6446 | 97.8905 | 97.8905 | 127.2409 | 271.2832 | 49.1347 | 461.7825 | 197.8997 | 336.9093 | 122.1832 | 104.6284 | 454.0983 | 92.6154 | 140.8072 | 92.6154 | 249.241 | 90.661 | 104.7885 | 58.9632 | 58.9632 | 90.661 | 247.3454 | 220.772 | 158.3138 | 230.6446 | 98.8386 | 90.661 | 568.6445 | 169.4133 | 245.2505 | 542.4332 | 1021.4448 | 81.7889 | 86.674 | 184.5387 | 349.085 | 86.674 | 54.2232 | 134.7559 | 88.7494 | 88.6887 | 118.133 | 53.5581 | 53.5581 | 85.7959 | 56.5722 | 183.1568 | 233.0038 | 106.4108 | 140.8072 | 103.1001 | 254.2985 | 160.6654 | 106.4108 | 103.1001 | 86.0072 | 312.8692 | 162.1241 | 38.8611 | 29.4031 | 345.8333 | 78.4207 | 292.9119 | 81.3964 | 327.8561 | 876.7552 | 39.6652 | 271.8644 | 312.8692 | 420.5637 | 81.3964 | 33.4488 | 176.2315 | 291.0696 | 176.717 | 153.7691 | 0 | 79.754 | 135.1911 | 581.7342 | 0 | 81.7889 | 121.2072 | 196.9841 | 92.2164 | 133.237 | 167.4152 | 85.4657 | 0 | 0 | 0 | 0 | 0 | 0 | 0 | 0 | 64.8606 | 0 | 136.3659 | 130.7844 | 275.5334 | 170.5693 | 0 | 180.7139 | 66.1765 | 44.4377 | 25.7466 | 977.5329 | 36.4045 | 151.2495 | 58.5277 | 58.5277 | 125.5505 | 38.4383 | 66.1765 | 36.4045 | 36.609 | 36.609 | 62.6191 | 0 | 0 | 0 | 0 | 38.4383 | 38.4383 | 38.4383 | 56.6633 | 36.609 | 118.8985 | 0 | 0 | 29.4718 | 0 | 0 | 0 | 110.0946 | 37.3209 | 142.4741 | 46.7404 | 57.3061 | 29.4718 | 104.8295 | 215.7786 | 34.5225 | 138.8852 | 136.5516 | 596.128 | 108.7171 | 104.9994 | 137.1926 | 21.0638 | 24.7243 | 24.7243 | 21.0638 | 55.5379 | 85.5834 | 182.3834 | 2247.5466 | 173.2027 | 85.5834 | 79.4295 | 221.6177 | 124.5594 | 101.2173 | 106.937 | 79.4295 | 196.281 | 79.9341 | 37.3209 | 37.3209 | 162.1366 | 131.0435 | 0 | 0 | 0 | 24.7243 | 24.7243 | 33.274 | 0 | 0 | 0 | 0 | 0 | 0 | 21.0638 | 37.3209 | 174.8523 | 24.7243 | 33.0586 | 75.6425 | 0 | 0 | 0 | 0 | 0 | 0 | 0 | 0 | 0 | 0 | 0 | 0 | 0 | 0 | 0 | 0 | 0 | 0 | 0 | 0 | 0 | 0 | 0 | 0 | 0 | 0 | 0 | 0 | 0 | 0 | 0 | 0 | 0 | 0 | 0 | 0 | 0 | 0 | 0 | 0 | 0 | 0 | 0 | 0 | 0 | 0 | 0 | 0 | 0 | 0 | 0 | 0 | 0 | 0 | 0 | 0 | 0 | 0 | 0 | 0 | 0 | 0 | 0 | 0 | 0 | 0 | 0 | 0 | 0 | 0 | 0 | 0 | 0 | 0 | 0 | 0 | 0 | 0 | 0 | 0 | 0 | 0 | 0 | 0 | 0 | 0 | 0 | 0 | 0 | 0 | 0 | 0 | 0 | 0 | 0 | 0 | 0 | 0 | 0 | 0 | 0 | 0 | 0 | 0 | 0 | 0 | 0 | 0 | 0 | 2017-01-21 12:00
t0494 | 0 | 113.5616 | 363.4841 | 127.9382 | 42.4986 | 291.2605 | 42.4986 | 341.685 | 70.9483 | 70.9483 | 2236.3757 | 81.9308 | 72.509 | 288.1433 | 344.7915 | 49.0211 | 74.2771 | 337.0792 | 218.1744 | 275.3709 | 0 | 0 | 447.5034 | 34.0698 | 34.0698 | 34.0698 | 73.3436 | 146.0694 | 216.6595 | 160.8571 | 345.0548 | 91.2414 | 199.227 | 176.4379 | 252.9889 | 266.4109 | 120.8843 | 396.598 | 306.3638 | 86.8169 | 168.3413 | 261.9285 | 95.8179 | 204.3555 | 405.1452 | 95.8179 | 37.7917 | 260.457 | 686.7995 | 133.6125 | 181.9168 | 93.1522 | 153.6826 | 37.7917 | 151.7229 | 228.1586 | 85.143 | 349.7971 | 35.8768 | 143.8016 | 35.8768 | 95.8179 | 146.0694 | 59.0498 | 405.1452 | 0 | 0 | 0 | 0 | 0 | 0 | 0 | 0 | 147.6293 | 0 | 0 | 0 | 0 | 234.6026 | 266.6302 | 23.9798 | 34.1953 | 264.8204 | 144.645 | 12.3576 | 82.8142 | 88.5609 | 266.4178 | 141.8136 | 189.4992 | 107.3756 | 23.9798 | 323.7405 | 44.364 | 261.4602 | 124.3891 | 144.5834 | 45.8676 | 86.8146 | 516.3556 | 25.3014 | 143.4131 | 155.2643 | 12.3576 | 12.3576 | 69.8193 | 105.6907 | 62.5395 | 125.4402 | 141.2118 | 111.166 | 126.6018 | 825.2974 | 125.5577 | 82.8142 | 71.908 | 71.908 | 32.4559 | 57.2109 | 825.2974 | 428.981 | 128.939 | 0 | 0 | 0 | 70.5319 | 88.5609 | 69.3284 | 358.2299 | 86.8146 | 0 | 61.039 | 57.2109 | 12.3576 | 73.3387 | 29.0361 | 0 | 0 | 0 | 81.8512 | 0 | 0 | 135.3978 | 0 | 33.0329 | 0 | 0 | 186.9637 | 67.2736 | 29.0361 | 28.0688 | 28.0688 | 71.1948 | 144.1803 | 205.1485 | 133.5639 | 296.8427 | 163.7373 | 108.5427 | 242.9595 | 265.9759 | 160.7152 | 139.5937 | 493.3544 | 169.6089 | 202.0174 | 84.5291 | 79.1666 | 191.5264 | 212.7373 | 76.747 | 79.1666 | 79.1666 | 167.5931 | 84.5291 | 84.5291 | 84.5291 | 175.2544 | 158.0073 | 182.8114 | 134.6462 | 134.6462 | 106.9383 | 206.2102 | 414.3379 | 130.4393 | 118.7795 | 786.1266 | 173.8518 | 118.7795 | 560.0211 | 1074.6396 | 156.2466 | 616.6311 | 395.6419 | 173.8518 | 112.759 | 62.781 | 229.3598 | 49.2675 | 49.2675 | 49.2675 | 170.609 | 237.0906 | 83.3414 | 93.6885 | 207.257 | 181.7248 | 99.1777 | 99.1777 | 124.5147 | 282.7028 | 49.2675 | 445.0068 | 198.651 | 337.5816 | 123.2518 | 105.3284 | 421.5048 | 91.5349 | 143.919 | 91.5349 | 242.0826 | 87.4845 | 103.3159 | 59.0498 | 59.0498 | 87.4845 | 252.9027 | 224.7681 | 153.5917 | 221.8001 | 99.7265 | 87.4845 | 585.9896 | 169.6793 | 231.8296 | 515.2159 | 938.9016 | 81.8691 | 87.2216 | 178.0771 | 340.1617 | 87.2216 | 54.2872 | 131.9716 | 89.6491 | 88.2378 | 115.4327 | 53.0038 | 53.0038 | 85.0861 | 55.2964 | 173.5131 | 228.7525 | 105.321 | 143.919 | 100.9655 | 242.6751 | 161.4775 | 105.321 | 100.9655 | 84.5422 | 294.5157 | 161.6355 | 40.5064 | 29.2219 | 345.2598 | 77.4514 | 283.7624 | 80.0046 | 330.5082 | 852.6378 | 39.965 | 270.9359 | 294.5157 | 400.8165 | 80.0046 | 33.0329 | 197.1822 | 282.7897 | 176.1864 | 159.2755 | 0 | 79.1666 | 136.3645 | 533.1467 | 0 | 81.8691 | 119.0295 | 191.5264 | 88.2543 | 130.8087 | 168.3924 | 83.266 | 0 | 0 | 0 | 0 | 0 | 0 | 0 | 0 | 67.2736 | 0 | 137.6507 | 140.5182 | 261.6863 | 163.5766 | 0 | 175.6195 | 63.0543 | 43.7805 | 25.3014 | 915.4458 | 36.3501 | 142.5068 | 56.6689 | 56.6689 | 118.9871 | 37.0248 | 63.0543 | 36.3501 | 36.1489 | 36.1489 | 61.5849 | 0 | 0 | 0 | 0 | 37.0248 | 37.0248 | 37.0248 | 55.482 | 36.1489 | 116.7113 | 0 | 0 | 27.7825 | 0 | 0 | 0 | 107.2025 | 37.8424 | 137.5148 | 47.215 | 56.2457 | 27.7825 | 106.0788 | 202.0586 | 34.3335 | 139.1865 | 133.2385 | 575.9338 | 108.0016 | 104.3282 | 134.8758 | 20.8391 | 24.6485 | 24.6485 | 20.8391 | 53.4655 | 83.2024 | 179.4367 | 2087.1114 | 164.0402 | 83.2024 | 77.3208 | 204.7691 | 119.612 | 98.5995 | 102.3704 | 77.3208 | 187.1637 | 76.3935 | 37.8424 | 37.8424 | 158.6693 | 123.9936 | 0 | 0 | 0 | 24.6485 | 24.6485 | 32.2929 | 0 | 0 | 0 | 0 | 0 | 0 | 20.8391 | 37.8424 | 167.635 | 24.6485 | 32.6837 | 73.7467 | 0 | 0 | 0 | 0 | 0 | 0 | 0 | 0 | 0 | 0 | 0 | 0 | 0 | 0 | 0 | 0 | 0 | 0 | 0 | 0 | 0 | 0 | 0 | 0 | 0 | 0 | 0 | 0 | 0 | 0 | 0 | 0 | 0 | 0 | 0 | 0 | 0 | 0 | 0 | 0 | 0 | 0 | 0 | 0 | 0 | 0 | 0 | 0 | 0 | 0 | 0 | 0 | 0 | 0 | 0 | 0 | 0 | 0 | 0 | 0 | 0 | 0 | 0 | 0 | 0 | 0 | 0 | 0 | 0 | 0 | 0 | 0 | 0 | 0 | 0 | 0 | 0 | 0 | 0 | 0 | 0 | 0 | 0 | 0 | 0 | 0 | 0 | 0 | 0 | 0 | 0 | 0 | 0 | 0 | 0 | 0 | 0 | 0 | 0 | 0 | 0 | 0 | 0 | 0 | 0 | 0 | 0 | 0 | 0 | 2017-01-21 13:00
t0495 | 0 | 116.0558 | 355.9533 | 131.516 | 41.2352 | 283.8509 | 41.2352 | 395.7246 | 68.9889 | 68.9889 | 2188.4008 | 78.2588 | 74.0781 | 299.3874 | 357.3318 | 51.1937 | 74.1285 | 338.9877 | 217.6239 | 293.2416 | 0 | 0 | 439.4255 | 34.3837 | 34.3837 | 34.3837 | 75.5664 | 149.0576 | 229.6946 | 154.6582 | 343.4412 | 90.1258 | 208.6958 | 186.1721 | 256.669 | 265.633 | 124.7093 | 441.0898 | 320.584 | 88.8902 | 180.1747 | 264.043 | 98.8963 | 210.6589 | 416.0901 | 98.8963 | 39.0395 | 266.4643 | 707.8308 | 140.4183 | 181.7691 | 93.3138 | 159.8006 | 39.0395 | 155.485 | 241.3352 | 87.9969 | 348.0685 | 35.5785 | 152.2487 | 35.5785 | 98.8963 | 149.0576 | 59.8463 | 416.0901 | 0 | 0 | 0 | 0 | 0 | 0 | 0 | 0 | 150.2843 | 0 | 0 | 0 | 0 | 237.9825 | 268.8244 | 24.4628 | 33.3163 | 255.9099 | 145.1849 | 12.1662 | 81.734 | 88.1237 | 265.0282 | 143.5067 | 192.4652 | 103.6814 | 24.4628 | 311.2776 | 43.8585 | 258.5913 | 122.8601 | 145.7308 | 45.6662 | 86.4398 | 505.4349 | 24.3509 | 143.7792 | 152.5722 | 12.1662 | 12.1662 | 67.731 | 107.7 | 62.1519 | 124.3592 | 142.6133 | 104.7921 | 116.2816 | 778.1157 | 120.6182 | 81.734 | 72.1111 | 72.1111 | 32.143 | 54.4703 | 778.1157 | 413.0381 | 130.9484 | 0 | 0 | 0 | 71.0852 | 88.1237 | 69.7129 | 352.9038 | 86.4398 | 0 | 61.4152 | 54.4703 | 12.1662 | 70.5636 | 27.9888 | 0 | 0 | 0 | 82.0154 | 0 | 0 | 134.4751 | 0 | 32.11 | 0 | 0 | 188.0827 | 70.5886 | 27.9888 | 28.0062 | 28.0062 | 69.0653 | 141.1068 | 198.8686 | 132.1983 | 294.5318 | 166.0586 | 107.821 | 243.552 | 258.1272 | 156.2204 | 138.9034 | 469.3947 | 170.0184 | 194.7416 | 85.0489 | 79.5498 | 188.5762 | 206.9426 | 75.0911 | 79.5498 | 79.5498 | 161.0604 | 85.0489 | 85.0489 | 85.0489 | 170.3473 | 158.4404 | 176.0993 | 132.01 | 132.01 | 104.4835 | 196.6982 | 414.108 | 134.9716 | 113.8199 | 743.3385 | 172.6734 | 113.8199 | 521.0207 | 1034.483 | 150.2481 | 593.161 | 389.5215 | 172.6734 | 109.8235 | 61.795 | 221.2948 | 49.5406 | 49.5406 | 49.5406 | 165.9403 | 225.0766 | 79.5933 | 99.6417 | 207.3425 | 185.7686 | 102.0387 | 102.0387 | 122.9653 | 297.7701 | 49.5406 | 431.5783 | 201.3778 | 341.3952 | 125.4595 | 106.108 | 398.4219 | 90.8909 | 150.5388 | 90.8909 | 238.6549 | 84.9824 | 103.8495 | 59.8463 | 59.8463 | 84.9824 | 266.0819 | 233.1985 | 150.9757 | 215.3892 | 102.6257 | 84.9824 | 623.5665 | 171.295 | 223.6317 | 499.625 | 895.2806 | 82.6341 | 88.6524 | 171.603 | 334.931 | 88.6524 | 54.0948 | 130.1333 | 91.6831 | 88.1867 | 112.6199 | 53.0432 | 53.0432 | 85.6508 | 54.198 | 168.8789 | 228.4948 | 104.4592 | 150.5388 | 99.8629 | 235.0902 | 163.5222 | 104.4592 | 99.8629 | 82.3861 | 282.1963 | 163.5036 | 42.4877 | 28.6457 | 345.7264 | 76.3273 | 275.886 | 78.4672 | 332.7308 | 852.5502 | 40.0235 | 266.5959 | 282.1963 | 387.2549 | 78.4672 | 32.11 | 229.6769 | 275.5016 | 179.5541 | 168.7106 | 0 | 79.5498 | 137.3715 | 512.2401 | 0 | 82.6341 | 117.8119 | 188.5762 | 86.2086 | 126.1122 | 169.9577 | 80.9328 | 0 | 0 | 0 | 0 | 0 | 0 | 0 | 0 | 70.5886 | 0 | 140.3661 | 154.2738 | 252.6398 | 159.8044 | 0 | 170.3722 | 59.2361 | 42.9144 | 24.3509 | 863.3505 | 36.3573 | 135.5361 | 54.2273 | 54.2273 | 111.1266 | 35.4422 | 59.2361 | 36.3573 | 35.1696 | 35.1696 | 59.9759 | 0 | 0 | 0 | 0 | 35.4422 | 35.4422 | 35.4422 | 54.0212 | 35.1696 | 114.061 | 0 | 0 | 26.5427 | 0 | 0 | 0 | 103.8789 | 38.9671 | 133.1627 | 49.2906 | 55.0822 | 26.5427 | 108.199 | 191.2298 | 33.8376 | 141.9212 | 131.1857 | 568.8682 | 107.8017 | 104.2403 | 133.22 | 20.748 | 24.6784 | 24.6784 | 20.748 | 51.2319 | 81.2069 | 176.3523 | 1996.4874 | 155.138 | 81.2069 | 75.8154 | 193 | 114.4066 | 94.6259 | 97.4341 | 75.8154 | 178.4523 | 73.9521 | 38.9671 | 38.9671 | 154.645 | 118.252 | 0 | 0 | 0 | 24.6784 | 24.6784 | 31.1761 | 0 | 0 | 0 | 0 | 0 | 0 | 20.748 | 38.9671 | 161.5144 | 24.6784 | 32.4184 | 71.0286 | 0 | 0 | 0 | 0 | 0 | 0 | 0 | 0 | 0 | 0 | 0 | 0 | 0 | 0 | 0 | 0 | 0 | 0 | 0 | 0 | 0 | 0 | 0 | 0 | 0 | 0 | 0 | 0 | 0 | 0 | 0 | 0 | 0 | 0 | 0 | 0 | 0 | 0 | 0 | 0 | 0 | 0 | 0 | 0 | 0 | 0 | 0 | 0 | 0 | 0 | 0 | 0 | 0 | 0 | 0 | 0 | 0 | 0 | 0 | 0 | 0 | 0 | 0 | 0 | 0 | 0 | 0 | 0 | 0 | 0 | 0 | 0 | 0 | 0 | 0 | 0 | 0 | 0 | 0 | 0 | 0 | 0 | 0 | 0 | 0 | 0 | 0 | 0 | 0 | 0 | 0 | 0 | 0 | 0 | 0 | 0 | 0 | 0 | 0 | 0 | 0 | 0 | 0 | 0 | 0 | 0 | 0 | 0 | 0 | 2017-01-21 14:00
t0496 | 0 | 117.4901 | 358.5937 | 132.1919 | 41.2165 | 285.2691 | 41.2165 | 401.7188 | 70.3119 | 70.3119 | 2263.0538 | 78.6695 | 74.0593 | 303.9082 | 359.2559 | 51.2144 | 74.313 | 340.7912 | 218.4124 | 295.3126 | 0 | 0 | 443.8905 | 34.3995 | 34.3995 | 34.3995 | 76.0571 | 150.0776 | 231.6357 | 159.3571 | 348.6924 | 90.6855 | 210.0372 | 187.3485 | 257.4225 | 266.8162 | 124.9385 | 447.9474 | 326.6347 | 89.2996 | 181.79 | 266.769 | 99.7375 | 212.3733 | 428.5636 | 99.7375 | 38.9177 | 267.9277 | 713.3871 | 141.3348 | 183.8943 | 93.4179 | 160.7861 | 38.9177 | 155.927 | 242.871 | 88.2082 | 352.1242 | 35.5569 | 153.3288 | 35.5569 | 99.7375 | 150.0776 | 60.2064 | 428.5636 | 0 | 0 | 0 | 0 | 0 | 0 | 0 | 0 | 150.8424 | 0 | 0 | 0 | 0 | 239.7184 | 269.4643 | 24.3693 | 32.8737 | 256.969 | 144.4881 | 12.0933 | 81.2707 | 87.177 | 267.0959 | 144.3323 | 193.2089 | 103.3441 | 24.3693 | 315.0182 | 43.4941 | 259.7995 | 122.0773 | 145.1108 | 45.3332 | 86.0373 | 508.9444 | 24.0538 | 143.4214 | 151.8952 | 12.0933 | 12.0933 | 67.6371 | 108.0214 | 61.8616 | 123.7875 | 143.1338 | 106.092 | 118.7124 | 789.3968 | 119.5144 | 81.2707 | 71.7245 | 71.7245 | 31.9516 | 54.3476 | 789.3968 | 417.0595 | 130.205 | 0 | 0 | 0 | 70.6246 | 87.177 | 69.4471 | 353.0181 | 86.0373 | 0 | 61.1205 | 54.3476 | 12.0933 | 70.9301 | 27.9559 | 0 | 0 | 0 | 82.1437 | 0 | 0 | 134.7496 | 0 | 31.8004 | 0 | 0 | 188.3786 | 70.8454 | 27.9559 | 27.9479 | 27.9479 | 68.1969 | 140.9516 | 199.4548 | 131.7954 | 298.424 | 166.7457 | 108.1621 | 244.0084 | 262.5947 | 156.4204 | 139.0141 | 483.5402 | 170.8632 | 194.6691 | 86.0762 | 80.1079 | 190.3903 | 206.4051 | 75.123 | 80.1079 | 80.1079 | 162.3366 | 86.0762 | 86.0762 | 86.0762 | 170.5799 | 159.8354 | 176.4927 | 132.0072 | 132.0072 | 104.679 | 199.3263 | 416.8668 | 136.5987 | 114.2351 | 772.1726 | 174.5528 | 114.2351 | 534.6915 | 1064.3766 | 149.9584 | 601.898 | 392.4017 | 174.5528 | 110.7728 | 61.8565 | 220.3755 | 49.559 | 49.559 | 49.559 | 165.4546 | 227.1682 | 79.2949 | 99.9138 | 207.9295 | 186.5765 | 102.7728 | 102.7728 | 123.7927 | 298.6462 | 49.559 | 434.6491 | 202.2945 | 342.876 | 125.9206 | 105.9747 | 406.7251 | 91.1531 | 152.24 | 91.1531 | 241.3147 | 85.585 | 105.094 | 60.2064 | 60.2064 | 85.585 | 269.9543 | 235.295 | 152.5201 | 217.4316 | 103.6631 | 85.585 | 633.7062 | 171.9055 | 227.7843 | 508.6287 | 925.5267 | 82.9536 | 89.045 | 171.9821 | 337.6175 | 89.045 | 53.8713 | 130.8165 | 92.1945 | 88.3731 | 112.6667 | 53.3972 | 53.3972 | 86.3991 | 54.3602 | 172.6235 | 231.0662 | 104.5794 | 152.24 | 100.5745 | 238.3431 | 164.0209 | 104.5794 | 100.5745 | 82.0014 | 287.2226 | 164.8078 | 42.4982 | 28.3877 | 346.0267 | 76.2337 | 277.1768 | 78.4146 | 331.8558 | 868.4788 | 39.8038 | 264.2894 | 287.2226 | 392.381 | 78.4146 | 31.8004 | 234.6126 | 276.5425 | 181.7884 | 170.4343 | 0 | 80.1079 | 137.01 | 532.9831 | 0 | 82.9536 | 118.4631 | 190.3903 | 87.6414 | 124.7986 | 170.0393 | 80.9574 | 0 | 0 | 0 | 0 | 0 | 0 | 0 | 0 | 70.8454 | 0 | 140.9696 | 155.6915 | 256.5394 | 162.2252 | 0 | 170.5441 | 59.0232 | 42.7972 | 24.0538 | 874.0717 | 36.359 | 137.2537 | 53.9759 | 53.9759 | 110.7957 | 35.4255 | 59.0232 | 36.359 | 34.8532 | 34.8532 | 59.649 | 0 | 0 | 0 | 0 | 35.4255 | 35.4255 | 35.4255 | 53.8951 | 34.8532 | 113.8453 | 0 | 0 | 26.9399 | 0 | 0 | 0 | 103.7573 | 39.246 | 133.83 | 50.1735 | 55.0523 | 26.9399 | 108.499 | 194.0171 | 33.6286 | 143.2258 | 132.1078 | 578.0845 | 108.0606 | 104.5408 | 133.6831 | 20.8268 | 24.7222 | 24.7222 | 20.8268 | 51.2615 | 81.5655 | 176.3341 | 2051.409 | 155.945 | 81.5655 | 76.289 | 197.4067 | 114.5638 | 93.9237 | 97.5077 | 76.289 | 179.3183 | 74.8601 | 39.246 | 39.246 | 154.441 | 119.553 | 0 | 0 | 0 | 24.7222 | 24.7222 | 31.1459 | 0 | 0 | 0 | 0 | 0 | 0 | 20.8268 | 39.246 | 162.6522 | 24.7222 | 32.4827 | 70.615 | 0 | 0 | 0 | 0 | 0 | 0 | 0 | 0 | 0 | 0 | 0 | 0 | 0 | 0 | 0 | 0 | 0 | 0 | 0 | 0 | 0 | 0 | 0 | 0 | 0 | 0 | 0 | 0 | 0 | 0 | 0 | 0 | 0 | 0 | 0 | 0 | 0 | 0 | 0 | 0 | 0 | 0 | 0 | 0 | 0 | 0 | 0 | 0 | 0 | 0 | 0 | 0 | 0 | 0 | 0 | 0 | 0 | 0 | 0 | 0 | 0 | 0 | 0 | 0 | 0 | 0 | 0 | 0 | 0 | 0 | 0 | 0 | 0 | 0 | 0 | 0 | 0 | 0 | 0 | 0 | 0 | 0 | 0 | 0 | 0 | 0 | 0 | 0 | 0 | 0 | 0 | 0 | 0 | 0 | 0 | 0 | 0 | 0 | 0 | 0 | 0 | 0 | 0 | 0 | 0 | 0 | 0 | 0 | 0 | 2017-01-21 15:00
t0497 | 0 | 127.0907 | 382.5038 | 142.6612 | 43.6594 | 303.4776 | 43.6594 | 448.3061 | 75.3374 | 75.3374 | 2448.1291 | 83.2332 | 79.564 | 330.6026 | 388.5719 | 55.3545 | 79.4603 | 365.7093 | 233.6538 | 321.8797 | 0 | 0 | 474.5544 | 36.8513 | 36.8513 | 36.8513 | 82.1883 | 161.8036 | 252.3786 | 171.2466 | 375.1754 | 96.8957 | 227.9206 | 203.6595 | 276.5297 | 285.5352 | 134.719 | 495.4548 | 356.6459 | 96.2451 | 198.5856 | 287.2312 | 107.9417 | 229.7249 | 468.4002 | 107.9417 | 41.8662 | 288.8438 | 771.5123 | 153.502 | 197.6825 | 99.9133 | 174.1258 | 41.8662 | 167.9339 | 264.183 | 95.1869 | 378.1015 | 37.8893 | 166.8859 | 37.8893 | 107.9417 | 161.8036 | 64.7655 | 468.4002 | 0 | 0 | 0 | 0 | 0 | 0 | 0 | 0 | 162.2514 | 0 | 0 | 0 | 0 | 258.1099 | 288.8994 | 26.1194 | 34.6062 | 272.5975 | 154.1106 | 12.8218 | 86.242 | 92.4514 | 286.1811 | 155.1771 | 207.7141 | 109.1458 | 26.1194 | 335.1784 | 46.1067 | 277.4508 | 129.5204 | 154.9964 | 48.1777 | 91.5738 | 542.6717 | 25.2488 | 153.1214 | 161.1044 | 12.8218 | 12.8218 | 71.6043 | 116.1764 | 65.8077 | 131.6015 | 153.6322 | 112.278 | 125.2932 | 836.4474 | 125.6094 | 86.242 | 76.4584 | 76.4584 | 33.9328 | 57.2012 | 836.4474 | 443.3598 | 139.2467 | 0 | 0 | 0 | 75.3404 | 92.4514 | 74.149 | 375.6877 | 91.5738 | 0 | 65.2335 | 57.2012 | 12.8218 | 75.1968 | 29.5461 | 0 | 0 | 0 | 87.8833 | 0 | 0 | 143.8594 | 0 | 33.5256 | 0 | 0 | 201.7561 | 76.7967 | 29.5461 | 29.8063 | 29.8063 | 71.7322 | 149.6113 | 211.6292 | 140.1747 | 320.4651 | 179.2222 | 115.5513 | 261.1328 | 280.9304 | 165.9383 | 148.3855 | 518.0656 | 183.1636 | 205.8394 | 92.7191 | 86.0258 | 203.6309 | 218.5296 | 79.8011 | 86.0258 | 86.0258 | 172.3085 | 92.7191 | 92.7191 | 92.7191 | 180.9665 | 171.7141 | 186.8584 | 140.2716 | 140.2716 | 111.2445 | 211.7686 | 446.9353 | 148.2073 | 120.8621 | 829.6972 | 187.2599 | 120.8621 | 568.0987 | 1143.2654 | 158.3114 | 641.457 | 419.1716 | 187.2599 | 118.0624 | 65.838 | 232.575 | 53.0371 | 53.0371 | 53.0371 | 175.1343 | 240.4756 | 83.4599 | 108.6219 | 222.5182 | 200.9767 | 111.0586 | 111.0586 | 132.2998 | 323.9263 | 53.0371 | 462.3142 | 217.4543 | 368.2948 | 135.4392 | 113.3664 | 432.7944 | 97.3551 | 165.5634 | 97.3551 | 258.4001 | 91.0722 | 113.1698 | 64.7655 | 64.7655 | 91.0722 | 294.5014 | 255.0529 | 163.1083 | 231.659 | 112.2002 | 91.0722 | 693.8636 | 184.4861 | 243.453 | 544.2392 | 994.1319 | 89.0349 | 95.7779 | 182.0995 | 360.7835 | 95.7779 | 57.367 | 139.6352 | 99.3869 | 94.511 | 119.5871 | 57.2688 | 57.2688 | 92.912 | 57.8564 | 185.3062 | 248.3121 | 111.5526 | 165.5634 | 107.5544 | 254.3781 | 176.1199 | 111.5526 | 107.5544 | 86.759 | 306.2844 | 177.3863 | 45.9812 | 30.0099 | 369.9978 | 81.0666 | 294.622 | 83.3019 | 354.6688 | 937.2585 | 42.4122 | 279.7443 | 306.2844 | 418.3339 | 83.3019 | 33.5256 | 262.939 | 293.966 | 196.5104 | 185.8264 | 0 | 86.0258 | 146.4541 | 575.6725 | 0 | 89.0349 | 126.5972 | 203.6309 | 93.8919 | 131.2008 | 182.1648 | 85.8348 | 0 | 0 | 0 | 0 | 0 | 0 | 0 | 0 | 76.7967 | 0 | 151.7478 | 171.1397 | 273.7798 | 173.6622 | 0 | 180.7942 | 61.8324 | 45.4045 | 25.2488 | 925.1645 | 38.8481 | 145.6456 | 56.8141 | 56.8141 | 115.9101 | 37.3817 | 61.8324 | 38.8481 | 36.7668 | 36.7668 | 63.0704 | 0 | 0 | 0 | 0 | 37.3817 | 37.3817 | 37.3817 | 57.0845 | 36.7668 | 120.7378 | 0 | 0 | 28.6596 | 0 | 0 | 0 | 109.8216 | 42.4185 | 142.1209 | 54.7246 | 58.4634 | 28.6596 | 116.706 | 205.811 | 35.6613 | 154.5786 | 141.0944 | 621.0266 | 115.5447 | 111.841 | 142.6202 | 22.2711 | 26.447 | 26.447 | 22.2711 | 54.1403 | 86.7795 | 187.491 | 2198.0479 | 164.5193 | 86.7795 | 81.3514 | 210.1196 | 120.9897 | 98.7849 | 102.7956 | 81.3514 | 189.5806 | 79.8121 | 42.4185 | 42.4185 | 163.72 | 126.8423 | 0 | 0 | 0 | 26.447 | 26.447 | 32.9357 | 0 | 0 | 0 | 0 | 0 | 0 | 22.2711 | 42.4185 | 172.6826 | 26.447 | 34.6653 | 74.4151 | 0 | 0 | 0 | 0 | 0 | 0 | 0 | 0 | 0 | 0 | 0 | 0 | 0 | 0 | 0 | 0 | 0 | 0 | 0 | 0 | 0 | 0 | 0 | 0 | 0 | 0 | 0 | 0 | 0 | 0 | 0 | 0 | 0 | 0 | 0 | 0 | 0 | 0 | 0 | 0 | 0 | 0 | 0 | 0 | 0 | 0 | 0 | 0 | 0 | 0 | 0 | 0 | 0 | 0 | 0 | 0 | 0 | 0 | 0 | 0 | 0 | 0 | 0 | 0 | 0 | 0 | 0 | 0 | 0 | 0 | 0 | 0 | 0 | 0 | 0 | 0 | 0 | 0 | 0 | 0 | 0 | 0 | 0 | 0 | 0 | 0 | 0 | 0 | 0 | 0 | 0 | 0 | 0 | 0 | 0 | 0 | 0 | 0 | 0 | 0 | 0 | 0 | 0 | 0 | 0 | 0 | 0 | 0 | 0 | 2017-01-21 16:00
t0498 | 0 | 128.5332 | 394.4318 | 144.6341 | 45.4256 | 314.0427 | 45.4256 | 433.5728 | 77.3014 | 77.3014 | 2482.1696 | 86.8086 | 81.1338 | 331.766 | 392.7019 | 55.9647 | 81.6053 | 373.7872 | 239.8295 | 321.7868 | 0 | 0 | 487.9487 | 37.7351 | 37.7351 | 37.7351 | 83.1824 | 164.3084 | 252.4871 | 175.2127 | 382.4879 | 99.6619 | 229.2937 | 204.364 | 282.1375 | 292.966 | 136.692 | 485.4449 | 356.1588 | 97.754 | 197.9398 | 292.3582 | 109.0363 | 232.2148 | 467.7228 | 109.0363 | 42.5954 | 293.2919 | 780.08 | 154.2358 | 201.7073 | 102.5565 | 175.6757 | 42.5954 | 170.7048 | 264.8573 | 96.4808 | 386.4179 | 39.0884 | 167.1793 | 39.0884 | 109.0363 | 164.3084 | 65.9723 | 467.7228 | 0 | 0 | 0 | 0 | 0 | 0 | 0 | 0 | 165.2472 | 0 | 0 | 0 | 0 | 262.6127 | 295.5639 | 26.7121 | 36.267 | 283.1984 | 158.6911 | 13.3138 | 89.4437 | 95.9076 | 293.2423 | 158.187 | 211.7111 | 114.0003 | 26.7121 | 347.0684 | 47.8732 | 285.5224 | 134.3529 | 159.2885 | 49.8504 | 94.5814 | 559.8673 | 26.5724 | 157.5001 | 167.2328 | 13.3138 | 13.3138 | 74.5541 | 118.3328 | 68.0199 | 136.1483 | 156.9453 | 117.157 | 131.3782 | 871.4994 | 132.0102 | 89.4437 | 78.7882 | 78.7882 | 35.1518 | 60.0461 | 871.4994 | 459.5351 | 142.825 | 0 | 0 | 0 | 77.545 | 95.9076 | 76.2493 | 388.3391 | 94.5814 | 0 | 67.1098 | 60.0461 | 13.3138 | 78.201 | 30.8375 | 0 | 0 | 0 | 90.1721 | 0 | 0 | 148.0628 | 0 | 35.0776 | 0 | 0 | 206.6956 | 77.3493 | 30.8375 | 30.7069 | 30.7069 | 75.269 | 155.1991 | 219.7619 | 144.9577 | 327.5392 | 182.7384 | 118.8312 | 267.8342 | 288.8237 | 172.3233 | 152.7366 | 532.3177 | 187.4832 | 214.7133 | 94.3354 | 87.8559 | 209.2345 | 227.4708 | 82.7047 | 87.8559 | 87.8559 | 178.9468 | 94.3354 | 94.3354 | 94.3354 | 187.9213 | 175.3022 | 194.6237 | 145.3024 | 145.3024 | 115.2438 | 219.7801 | 457.486 | 149.2359 | 126.0288 | 849.8742 | 191.6095 | 126.0288 | 590.4564 | 1170.3035 | 165.4776 | 662.8973 | 431.3508 | 191.6095 | 121.9044 | 68.0471 | 243.1475 | 54.3879 | 54.3879 | 54.3879 | 182.3506 | 250.7386 | 87.592 | 108.9352 | 228.2614 | 204.2829 | 112.4103 | 112.4103 | 136.0418 | 325.9496 | 54.3879 | 478.6494 | 221.6978 | 375.8748 | 137.9471 | 116.2969 | 448.5662 | 100.1521 | 166.1391 | 100.1521 | 265.1156 | 94.2312 | 115.192 | 65.9723 | 65.9723 | 94.2312 | 294.3127 | 257.0704 | 167.637 | 239.3417 | 113.346 | 94.2312 | 689.916 | 188.5036 | 250.6786 | 559.4389 | 1018.2171 | 90.9619 | 97.5579 | 189.6419 | 371.0988 | 97.5579 | 59.2122 | 143.8095 | 100.9256 | 97.0333 | 124.0793 | 58.5913 | 58.5913 | 94.7185 | 59.8168 | 189.7001 | 253.4698 | 114.9417 | 166.1391 | 110.5016 | 262.3067 | 179.8042 | 114.9417 | 110.5016 | 90.3729 | 316.368 | 180.592 | 46.4183 | 31.2795 | 379.9039 | 83.8724 | 305.2306 | 86.3148 | 364.2633 | 951.8044 | 43.7313 | 291.0707 | 316.368 | 431.9962 | 86.3148 | 35.0776 | 252.9216 | 304.4901 | 198.9356 | 185.76 | 0 | 87.8559 | 150.3784 | 585.4187 | 0 | 90.9619 | 130.1685 | 209.2345 | 96.3298 | 137.808 | 186.5254 | 89.1987 | 0 | 0 | 0 | 0 | 0 | 0 | 0 | 0 | 77.3493 | 0 | 154.3918 | 169.0594 | 282.3954 | 178.334 | 0 | 187.9326 | 65.3284 | 47.1233 | 26.5724 | 965.1794 | 39.9277 | 151.4026 | 59.6158 | 59.6158 | 122.711 | 39.1063 | 65.3284 | 39.9277 | 38.4381 | 38.4381 | 65.7496 | 0 | 0 | 0 | 0 | 39.1063 | 39.1063 | 39.1063 | 59.3873 | 38.4381 | 125.3852 | 0 | 0 | 29.6934 | 0 | 0 | 0 | 114.3806 | 42.9224 | 147.4395 | 54.7281 | 60.6086 | 29.6934 | 118.8459 | 214.097 | 37.0188 | 156.7811 | 145.2255 | 634.6069 | 118.6637 | 114.779 | 146.9614 | 22.8734 | 27.1403 | 27.1403 | 22.8734 | 56.574 | 89.7827 | 194.0401 | 2257.5731 | 172.2856 | 89.7827 | 83.9119 | 217.7401 | 126.4525 | 103.7352 | 107.698 | 83.9119 | 197.9223 | 82.4081 | 42.9224 | 42.9224 | 170.1394 | 131.8593 | 0 | 0 | 0 | 27.1403 | 27.1403 | 34.3491 | 0 | 0 | 0 | 0 | 0 | 0 | 22.8734 | 42.9224 | 179.2581 | 27.1403 | 35.6977 | 77.9434 | 0 | 0 | 0 | 0 | 0 | 0 | 0 | 0 | 0 | 0 | 0 | 0 | 0 | 0 | 0 | 0 | 0 | 0 | 0 | 0 | 0 | 0 | 0 | 0 | 0 | 0 | 0 | 0 | 0 | 0 | 0 | 0 | 0 | 0 | 0 | 0 | 0 | 0 | 0 | 0 | 0 | 0 | 0 | 0 | 0 | 0 | 0 | 0 | 0 | 0 | 0 | 0 | 0 | 0 | 0 | 0 | 0 | 0 | 0 | 0 | 0 | 0 | 0 | 0 | 0 | 0 | 0 | 0 | 0 | 0 | 0 | 0 | 0 | 0 | 0 | 0 | 0 | 0 | 0 | 0 | 0 | 0 | 0 | 0 | 0 | 0 | 0 | 0 | 0 | 0 | 0 | 0 | 0 | 0 | 0 | 0 | 0 | 0 | 0 | 0 | 0 | 0 | 0 | 0 | 0 | 0 | 0 | 0 | 0 | 2017-01-21 17:00
t0499 | 0 | 122.4755 | 389.461 | 139.671 | 45.8942 | 312.641 | 45.8942 | 382.462 | 74.6267 | 74.6267 | 2307.4878 | 87.3646 | 79.6025 | 311.1726 | 377.2834 | 54.1603 | 80.6139 | 365.2934 | 236.3749 | 303.2981 | 0 | 0 | 478.0756 | 37.2157 | 37.2157 | 37.2157 | 79.9747 | 158.7016 | 237.7988 | 166.0101 | 367.5347 | 98.1921 | 218.4427 | 193.9507 | 275.8666 | 288.2653 | 132.7455 | 437.6184 | 329.7747 | 94.7273 | 185.209 | 282.0775 | 104.2409 | 222.3469 | 426.5715 | 104.2409 | 41.8101 | 283.7586 | 747.5212 | 146.6355 | 194.9883 | 101.4146 | 168.1595 | 41.8101 | 166.0091 | 250.992 | 93.4785 | 374.4658 | 39.0243 | 158.074 | 39.0243 | 104.2409 | 158.7016 | 64.0896 | 426.5715 | 0 | 0 | 0 | 0 | 0 | 0 | 0 | 0 | 160.9804 | 0 | 0 | 0 | 0 | 254.2408 | 290.3774 | 26.4447 | 37.6213 | 283.8375 | 158.8722 | 13.5092 | 90.5646 | 97.7846 | 286.7215 | 153.8984 | 206.4391 | 116.2144 | 26.4447 | 342.7419 | 48.7171 | 282.0917 | 136.1946 | 158.9046 | 50.4162 | 95.0824 | 553.5429 | 27.684 | 156.9567 | 169.2698 | 13.5092 | 13.5092 | 75.4886 | 115.4054 | 68.4544 | 137.1803 | 153.5995 | 116.9253 | 130.6418 | 865.6423 | 136.7441 | 90.5646 | 79.0183 | 79.0183 | 35.5474 | 61.5606 | 865.6423 | 455.7727 | 142.3475 | 0 | 0 | 0 | 77.7545 | 97.7846 | 76.0893 | 388.328 | 95.0824 | 0 | 67.0964 | 61.5606 | 13.5092 | 78.3859 | 31.3211 | 0 | 0 | 0 | 89.0635 | 0 | 0 | 146.8112 | 0 | 36.1383 | 0 | 0 | 203.6973 | 74.0998 | 31.3211 | 30.6542 | 30.6542 | 78.1416 | 156.2682 | 220.4546 | 145.6778 | 316.7981 | 178.2216 | 117.516 | 264.291 | 280.3301 | 173.2479 | 151.7132 | 507.8079 | 183.7048 | 217.6836 | 90.7513 | 85.567 | 204.9368 | 230.5922 | 83.0014 | 85.567 | 85.567 | 178.3971 | 90.7513 | 90.7513 | 90.7513 | 188.8968 | 170.24 | 196.2501 | 145.8033 | 145.8033 | 115.3731 | 217.3852 | 447.2883 | 141.2995 | 127.0582 | 798.0261 | 186.2048 | 127.0582 | 575.8456 | 1111.7724 | 168.5842 | 650.4854 | 424.6436 | 186.2048 | 120.4085 | 67.9746 | 248.4784 | 53.7591 | 53.7591 | 53.7591 | 185.003 | 250.9607 | 89.9448 | 103.7978 | 225.0068 | 198.252 | 107.9868 | 107.9868 | 133.8948 | 312.0979 | 53.7591 | 475.5627 | 216.0666 | 367.0028 | 134.4026 | 115.261 | 438.6346 | 99.1281 | 156.6173 | 99.1281 | 258.586 | 93.5419 | 110.9016 | 64.0896 | 64.0896 | 93.5419 | 274.4324 | 244.7691 | 164.1221 | 236.3574 | 108.1409 | 93.5419 | 636.6088 | 184.5625 | 243.4697 | 542.3558 | 962.0898 | 89.0073 | 94.9661 | 191.1967 | 364.7904 | 94.9661 | 59.4296 | 142.1363 | 97.6459 | 95.8595 | 124.7276 | 57.2419 | 57.2419 | 91.7952 | 59.6263 | 181.7968 | 245.3159 | 114.2888 | 156.6173 | 108.5647 | 256.8638 | 175.9452 | 114.2888 | 108.5647 | 91.9479 | 309.0044 | 174.8394 | 44.8289 | 32.0303 | 375.9656 | 84.1472 | 304.4967 | 86.721 | 362.2853 | 905.1123 | 43.9048 | 297.1999 | 309.0044 | 424.2569 | 86.721 | 36.1383 | 218.9501 | 304.0222 | 189.8244 | 174.316 | 0 | 85.567 | 149.5081 | 542.2989 | 0 | 89.0073 | 128.3006 | 204.9368 | 93.29 | 142.8692 | 183.9403 | 89.8768 | 0 | 0 | 0 | 0 | 0 | 0 | 0 | 0 | 74.0998 | 0 | 150.0591 | 155.8676 | 276.0879 | 173.2712 | 0 | 189.2659 | 67.6828 | 47.5806 | 27.684 | 962.9869 | 39.6131 | 150.2376 | 61.2701 | 61.2701 | 127.3822 | 39.8128 | 67.6828 | 39.6131 | 39.5244 | 39.5244 | 67.0363 | 0 | 0 | 0 | 0 | 39.8128 | 39.8128 | 39.8128 | 60.1351 | 39.5244 | 126.5746 | 0 | 0 | 29.2378 | 0 | 0 | 0 | 115.8318 | 41.2171 | 147.3102 | 50.8567 | 60.9277 | 29.2378 | 115.9 | 212.1541 | 37.5553 | 150.6817 | 143.0805 | 611.2245 | 117.2352 | 113.209 | 145.6979 | 22.5588 | 26.8057 | 26.8057 | 22.5588 | 57.4289 | 89.4233 | 194.4791 | 2159.4843 | 174.3937 | 89.4233 | 83.0137 | 212.3311 | 128.2676 | 107.1022 | 109.6998 | 83.0137 | 199.5715 | 81.0161 | 41.2171 | 41.2171 | 171.7948 | 131.1267 | 0 | 0 | 0 | 26.8057 | 26.8057 | 34.8416 | 0 | 0 | 0 | 0 | 0 | 0 | 22.5588 | 41.2171 | 178.7976 | 26.8057 | 35.4267 | 80.0278 | 0 | 0 | 0 | 0 | 0 | 0 | 0 | 0 | 0 | 0 | 0 | 0 | 0 | 0 | 0 | 0 | 0 | 0 | 0 | 0 | 0 | 0 | 0 | 0 | 0 | 0 | 0 | 0 | 0 | 0 | 0 | 0 | 0 | 0 | 0 | 0 | 0 | 0 | 0 | 0 | 0 | 0 | 0 | 0 | 0 | 0 | 0 | 0 | 0 | 0 | 0 | 0 | 0 | 0 | 0 | 0 | 0 | 0 | 0 | 0 | 0 | 0 | 0 | 0 | 0 | 0 | 0 | 0 | 0 | 0 | 0 | 0 | 0 | 0 | 0 | 0 | 0 | 0 | 0 | 0 | 0 | 0 | 0 | 0 | 0 | 0 | 0 | 0 | 0 | 0 | 0 | 0 | 0 | 0 | 0 | 0 | 0 | 0 | 0 | 0 | 0 | 0 | 0 | 0 | 0 | 0 | 0 | 0 | 0 | 2017-01-21 18:00
t0500 | 0 | 116.7757 | 369.9102 | 136.6074 | 44.4635 | 298.5259 | 44.4635 | 382.4869 | 68.0079 | 68.0079 | 2000.8394 | 82.5886 | 78.9212 | 296.2875 | 370.1031 | 54.1311 | 78.4195 | 353.5134 | 229.0902 | 299.6651 | 0 | 0 | 450.7255 | 36.6128 | 36.6128 | 36.6128 | 77.9734 | 153.8844 | 233.4542 | 144.755 | 342.9327 | 93.9868 | 214.6397 | 191.2712 | 270.0192 | 278.6185 | 131.3666 | 429.1463 | 311.0912 | 92.6333 | 182.3182 | 269.021 | 101.0753 | 215.7213 | 383.8544 | 101.0753 | 42.0186 | 276.627 | 725.8327 | 144.2516 | 184.4017 | 99.2352 | 164.8083 | 42.0186 | 163.2859 | 247.7659 | 92.4261 | 353.508 | 38.2063 | 155.7533 | 38.2063 | 101.0753 | 153.8844 | 62.1094 | 383.8544 | 0 | 0 | 0 | 0 | 0 | 0 | 0 | 0 | 157.4373 | 0 | 0 | 0 | 0 | 245.5071 | 283.89 | 26.4795 | 37.8948 | 270.6846 | 158.3547 | 13.3928 | 89.8008 | 98.749 | 273.9688 | 149.1607 | 201.5906 | 113.2779 | 26.4795 | 318.1325 | 48.7123 | 271.457 | 135.3687 | 158.4383 | 50.428 | 94.384 | 526.4288 | 27.6446 | 155.3037 | 166.9064 | 13.3928 | 13.3928 | 73.3324 | 113.1696 | 67.8957 | 135.8786 | 149.7026 | 107.4129 | 115.3083 | 789.9077 | 135.2645 | 89.8008 | 78.857 | 78.857 | 35.333 | 59.4412 | 789.9077 | 426.4107 | 143.0139 | 0 | 0 | 0 | 78.0264 | 98.749 | 75.6857 | 377.9781 | 94.384 | 0 | 66.9519 | 59.4412 | 13.3928 | 74.362 | 30.3182 | 0 | 0 | 0 | 87.0422 | 0 | 0 | 142.6918 | 0 | 35.9919 | 0 | 0 | 199.4309 | 73.4954 | 30.3182 | 30.2284 | 30.2284 | 78.3979 | 152.2919 | 211.3108 | 143.5342 | 297.1737 | 173.774 | 113.8379 | 258.1016 | 256.838 | 167.1136 | 148.1399 | 441.0717 | 177.7099 | 210.2158 | 85.9904 | 82.3415 | 193.7841 | 225.0963 | 80.5112 | 82.3415 | 82.3415 | 167.7156 | 85.9904 | 85.9904 | 85.9904 | 182.1586 | 162.7487 | 187.972 | 141.7516 | 141.7516 | 111.3522 | 200.1687 | 429.8409 | 135.6236 | 120.8828 | 669.4588 | 176.067 | 120.8828 | 501.9635 | 975.1435 | 163.3708 | 598.6189 | 404.3481 | 176.067 | 113.6399 | 66.0035 | 242.7535 | 52.8135 | 52.8135 | 52.8135 | 180.7587 | 233.6 | 87.3557 | 103.8748 | 218.8957 | 193.8819 | 104.9864 | 104.9864 | 127.9408 | 310.7538 | 52.8135 | 450.1058 | 210.3634 | 357.1589 | 131.4558 | 113.8826 | 392.3703 | 96.09 | 151.4372 | 96.09 | 243.4695 | 88.6073 | 105.0683 | 62.1094 | 62.1094 | 88.6073 | 263.2717 | 237.5361 | 154.7727 | 222.1793 | 104.1843 | 88.6073 | 610.4465 | 179.8939 | 221.5152 | 495.551 | 825.4733 | 86.6685 | 92.6067 | 183.177 | 346.6882 | 92.6067 | 58.9238 | 136.3465 | 95.1505 | 93.4173 | 120.8305 | 55.04 | 55.04 | 87.9307 | 57.4358 | 164.0689 | 232.2891 | 111.3114 | 151.4372 | 103.6819 | 237.8402 | 172.0093 | 111.3114 | 103.6819 | 90.3783 | 280.9839 | 168.2558 | 44.9158 | 31.9668 | 368.0948 | 82.2988 | 290.716 | 84.4893 | 359.3029 | 836.8245 | 43.8043 | 296.8238 | 280.9839 | 393.1196 | 84.4893 | 35.9919 | 214.9065 | 291.34 | 180.7097 | 170.1084 | 0 | 82.3415 | 148.3227 | 455.2549 | 0 | 86.6685 | 123.1804 | 193.7841 | 85.9228 | 142.065 | 180.9545 | 86.9476 | 0 | 0 | 0 | 0 | 0 | 0 | 0 | 0 | 73.4954 | 0 | 146.6075 | 155.1098 | 253.9095 | 160.3716 | 0 | 182.5488 | 65.2081 | 46.6283 | 27.6446 | 884.7895 | 38.859 | 138.4608 | 59.7153 | 59.7153 | 122.1699 | 38.3343 | 65.2081 | 38.859 | 39.3081 | 39.3081 | 66.0223 | 0 | 0 | 0 | 0 | 38.3343 | 38.3343 | 38.3343 | 58.6812 | 39.3081 | 123.5636 | 0 | 0 | 26.8015 | 0 | 0 | 0 | 112.3931 | 40.092 | 140.2404 | 48.0787 | 59.2964 | 26.8015 | 113.7779 | 193.881 | 37.2694 | 144.9804 | 136.4018 | 566.6116 | 114.0816 | 110.0535 | 140.6355 | 21.8336 | 26.171 | 26.171 | 21.8336 | 55.1484 | 85.5978 | 189.333 | 1897.9839 | 164.1306 | 85.5978 | 79.1814 | 188.4019 | 122.7761 | 105.3715 | 104.9605 | 79.1814 | 188.7348 | 75.3701 | 40.092 | 40.092 | 167.2143 | 121.6509 | 0 | 0 | 0 | 26.171 | 26.171 | 33.7292 | 0 | 0 | 0 | 0 | 0 | 0 | 21.8336 | 40.092 | 168.7543 | 26.171 | 34.418 | 78.5017 | 0 | 0 | 0 | 0 | 0 | 0 | 0 | 0 | 0 | 0 | 0 | 0 | 0 | 0 | 0 | 0 | 0 | 0 | 0 | 0 | 0 | 0 | 0 | 0 | 0 | 0 | 0 | 0 | 0 | 0 | 0 | 0 | 0 | 0 | 0 | 0 | 0 | 0 | 0 | 0 | 0 | 0 | 0 | 0 | 0 | 0 | 0 | 0 | 0 | 0 | 0 | 0 | 0 | 0 | 0 | 0 | 0 | 0 | 0 | 0 | 0 | 0 | 0 | 0 | 0 | 0 | 0 | 0 | 0 | 0 | 0 | 0 | 0 | 0 | 0 | 0 | 0 | 0 | 0 | 0 | 0 | 0 | 0 | 0 | 0 | 0 | 0 | 0 | 0 | 0 | 0 | 0 | 0 | 0 | 0 | 0 | 0 | 0 | 0 | 0 | 0 | 0 | 0 | 0 | 0 | 0 | 0 | 0 | 0 | 2017-01-21 19:00
t0501 | 0 | 114.835 | 351.9334 | 135.4992 | 42.2049 | 283.3293 | 42.2049 | 413.9329 | 63.7118 | 63.7118 | 1860.9399 | 77.0087 | 78.1101 | 294.9646 | 369.4398 | 54.4767 | 76.0539 | 344.4295 | 221.9302 | 305.3091 | 0 | 0 | 428.9893 | 35.8735 | 35.8735 | 35.8735 | 77.4293 | 151.6027 | 236.9063 | 132.7639 | 329.0846 | 90.1578 | 215.9659 | 193.5548 | 265.3283 | 269.6835 | 130.8794 | 450.7706 | 310.9432 | 91.6147 | 186.3451 | 261.8453 | 100.4115 | 214.1293 | 375.0849 | 100.4115 | 42.0013 | 273.2845 | 720.4549 | 145.5059 | 177.984 | 96.6142 | 164.884 | 42.0013 | 161.7504 | 251.1942 | 92.1898 | 340.0002 | 36.9312 | 157.9768 | 36.9312 | 100.4115 | 151.6027 | 60.8753 | 375.0849 | 0 | 0 | 0 | 0 | 0 | 0 | 0 | 0 | 155.0587 | 0 | 0 | 0 | 0 | 240.6339 | 277.6414 | 26.2237 | 36.3947 | 255.1988 | 154.9321 | 12.9125 | 86.7348 | 96.274 | 264.1098 | 146.0357 | 198.1626 | 107.2993 | 26.2237 | 296.7457 | 47.1854 | 260.9424 | 130.8817 | 155.478 | 49.0913 | 91.7503 | 500.8246 | 26.2745 | 151.6123 | 160.5207 | 12.9125 | 12.9125 | 69.6417 | 111.5929 | 65.9024 | 131.6268 | 146.5023 | 98.3475 | 102.0237 | 721.9385 | 128.1058 | 86.7348 | 77.1213 | 77.1213 | 34.2266 | 55.5963 | 721.9385 | 398.9868 | 141.2722 | 0 | 0 | 0 | 76.6526 | 96.274 | 74.1155 | 363.1672 | 91.7503 | 0 | 65.6293 | 55.5963 | 12.9125 | 69.7866 | 28.6339 | 0 | 0 | 0 | 84.7396 | 0 | 0 | 137.8757 | 0 | 34.4259 | 0 | 0 | 194.779 | 74.1333 | 28.6339 | 29.3904 | 29.3904 | 75.0043 | 145.666 | 199.9362 | 138.7328 | 284.8044 | 170.5931 | 109.9338 | 251.3169 | 240.5566 | 158.6745 | 143.4705 | 400.3728 | 172.7183 | 198.4323 | 83.471 | 80.0906 | 184.9426 | 214.4364 | 76.9131 | 80.0906 | 80.0906 | 156.8938 | 83.471 | 83.471 | 83.471 | 172.9444 | 157.8498 | 176.9843 | 135.6875 | 135.6875 | 106.1458 | 185.1407 | 416.3073 | 134.7689 | 113.1774 | 597.8222 | 169.1573 | 113.1774 | 447.246 | 896.7804 | 154.0649 | 557.3311 | 386.4776 | 169.1573 | 107.5104 | 63.3449 | 229.9356 | 51.5983 | 51.5983 | 51.5983 | 172.2183 | 215.8847 | 82.0119 | 105.8982 | 212.6697 | 191.531 | 104.0984 | 104.0984 | 122.6629 | 314.4623 | 51.5983 | 424.7297 | 206.3911 | 349.7742 | 129.465 | 111.5276 | 357.2702 | 92.7808 | 151.8645 | 92.7808 | 232.3651 | 83.7319 | 101.9109 | 60.8753 | 60.8753 | 83.7319 | 264.8656 | 236.9097 | 147.4348 | 209.5173 | 103.1665 | 83.7319 | 619.3436 | 175.9996 | 206.0896 | 463.5282 | 748.0454 | 84.7657 | 91.0587 | 172.5282 | 331.2487 | 91.0587 | 57.2978 | 130.6848 | 93.9689 | 90.7254 | 115.1558 | 53.3646 | 53.3646 | 85.5653 | 54.8543 | 153.4479 | 224.2085 | 107.4918 | 151.8645 | 99.5086 | 223.0321 | 168.7578 | 107.4918 | 99.5086 | 86.3439 | 259.9474 | 164.4696 | 45.3569 | 30.7706 | 358.3126 | 79.1758 | 275.4159 | 80.9341 | 351.9485 | 804.384 | 42.7974 | 286.512 | 259.9474 | 367.9335 | 80.9341 | 34.4259 | 233.4185 | 276.6693 | 177.2834 | 172.3836 | 0 | 80.0906 | 145.3623 | 412.7426 | 0 | 84.7657 | 118.4176 | 184.9426 | 81.0014 | 135.0532 | 177.3094 | 82.6095 | 0 | 0 | 0 | 0 | 0 | 0 | 0 | 0 | 74.1333 | 0 | 144.5462 | 161.6121 | 237.0439 | 151.378 | 0 | 173.0747 | 60.3548 | 44.7049 | 26.2745 | 810.4502 | 37.8091 | 127.7973 | 56.1924 | 56.1924 | 112.4412 | 35.9724 | 60.3548 | 37.8091 | 37.6088 | 37.6088 | 63.0744 | 0 | 0 | 0 | 0 | 35.9724 | 35.9724 | 35.9724 | 55.9356 | 37.6088 | 118.1103 | 0 | 0 | 24.7904 | 0 | 0 | 0 | 106.6197 | 39.7808 | 132.3678 | 47.9847 | 56.726 | 24.7904 | 112.291 | 177.8195 | 35.9671 | 142.5549 | 130.4135 | 539.7027 | 110.6596 | 106.8099 | 135.1441 | 21.1166 | 25.4591 | 25.4591 | 21.1166 | 51.7544 | 81.3782 | 181.6094 | 1736.9511 | 151.697 | 81.3782 | 75.4785 | 170.7171 | 114.9688 | 99.5936 | 97.9139 | 75.4785 | 175.7581 | 70.7201 | 39.7808 | 39.7808 | 159.4131 | 112.7302 | 0 | 0 | 0 | 25.4591 | 25.4591 | 31.8923 | 0 | 0 | 0 | 0 | 0 | 0 | 21.1166 | 39.7808 | 158.3349 | 25.4591 | 33.2215 | 74.3346 | 0 | 0 | 0 | 0 | 0 | 0 | 0 | 0 | 0 | 0 | 0 | 0 | 0 | 0 | 0 | 0 | 0 | 0 | 0 | 0 | 0 | 0 | 0 | 0 | 0 | 0 | 0 | 0 | 0 | 0 | 0 | 0 | 0 | 0 | 0 | 0 | 0 | 0 | 0 | 0 | 0 | 0 | 0 | 0 | 0 | 0 | 0 | 0 | 0 | 0 | 0 | 0 | 0 | 0 | 0 | 0 | 0 | 0 | 0 | 0 | 0 | 0 | 0 | 0 | 0 | 0 | 0 | 0 | 0 | 0 | 0 | 0 | 0 | 0 | 0 | 0 | 0 | 0 | 0 | 0 | 0 | 0 | 0 | 0 | 0 | 0 | 0 | 0 | 0 | 0 | 0 | 0 | 0 | 0 | 0 | 0 | 0 | 0 | 0 | 0 | 0 | 0 | 0 | 0 | 0 | 0 | 0 | 0 | 0 | 2017-01-21 20:00
t0502 | 0 | 118.809 | 343.4808 | 139.9688 | 40.4097 | 274.1452 | 40.4097 | 485.1489 | 62.2789 | 62.2789 | 1866.375 | 72.4738 | 79.6668 | 312.0244 | 385.1738 | 56.9381 | 75.6844 | 346.9311 | 220.9552 | 328.1339 | 0 | 0 | 421.2954 | 36.1065 | 36.1065 | 36.1065 | 80.3091 | 155.6023 | 253.9139 | 129.0732 | 330.7007 | 88.8893 | 228.04 | 205.9037 | 269.3746 | 268.5866 | 135.2353 | 510.7819 | 333.1495 | 94.1591 | 201.7778 | 265.919 | 104.5933 | 222.6428 | 399.2836 | 104.5933 | 43.2305 | 280.8942 | 748.6682 | 154.184 | 179.0504 | 96.4517 | 172.6807 | 43.2305 | 166.0901 | 267.9063 | 95.5063 | 340.233 | 36.3599 | 168.8001 | 36.3599 | 104.5933 | 155.6023 | 61.9301 | 399.2836 | 0 | 0 | 0 | 0 | 0 | 0 | 0 | 0 | 158.1681 | 0 | 0 | 0 | 0 | 245.4017 | 279.6658 | 26.6053 | 34.6851 | 243.9259 | 154.163 | 12.5394 | 84.5108 | 94.324 | 263.157 | 148.257 | 201.6352 | 101.8473 | 26.6053 | 283.5136 | 45.9662 | 257.3099 | 127.5683 | 155.5387 | 48.2725 | 90.4404 | 488.2959 | 24.6693 | 150.9796 | 155.7213 | 12.5394 | 12.5394 | 66.6124 | 113.8735 | 64.8129 | 129.0771 | 148.0555 | 91.2295 | 91.0992 | 670.9253 | 120.242 | 84.5108 | 76.6173 | 76.6173 | 33.4816 | 51.7944 | 670.9253 | 381.2077 | 142.3519 | 0 | 0 | 0 | 76.5132 | 94.324 | 73.9718 | 354.8954 | 90.4404 | 0 | 65.4876 | 51.7944 | 12.5394 | 66.3589 | 27.1593 | 0 | 0 | 0 | 84.6618 | 0 | 0 | 136.3333 | 0 | 32.8032 | 0 | 0 | 195.524 | 78.1561 | 27.1593 | 29.1125 | 29.1125 | 71.1285 | 140.982 | 191.7353 | 135.9621 | 284.4169 | 173.3402 | 108.8429 | 251.2927 | 234.0614 | 152.5112 | 142.0276 | 382.6639 | 173.232 | 188.3447 | 84.7348 | 80.7347 | 182.1782 | 205.6532 | 74.5119 | 80.7347 | 80.7347 | 149.2715 | 84.7348 | 84.7348 | 84.7348 | 166.2314 | 159.0113 | 168.1648 | 131.7475 | 131.7475 | 102.7713 | 175.0163 | 416.7486 | 141.3748 | 106.8694 | 570.3118 | 168.7394 | 106.8694 | 410.1177 | 872.1524 | 145.5659 | 534.1009 | 379.8517 | 168.7394 | 104.2796 | 61.8723 | 217.8723 | 51.7071 | 51.7071 | 51.7071 | 165.0921 | 201.9645 | 76.6538 | 113.0665 | 212.331 | 196.4408 | 107.8853 | 107.8853 | 120.963 | 332.5666 | 51.7071 | 409.0117 | 209.6979 | 354.3008 | 132.045 | 111.8263 | 335.0583 | 91.7911 | 161.0596 | 91.7911 | 229.6171 | 80.8112 | 103.3184 | 61.9301 | 61.9301 | 80.8112 | 283.8355 | 248.3401 | 144.9998 | 202.5532 | 107.3067 | 80.8112 | 673.1927 | 177.7661 | 199.0136 | 450.8238 | 720.1744 | 85.6255 | 92.7893 | 164.0122 | 325.8048 | 92.7893 | 56.5594 | 128.4434 | 96.5543 | 90.4084 | 111.1445 | 53.5072 | 53.5072 | 86.5977 | 53.383 | 150.657 | 225.3578 | 106.0189 | 161.0596 | 98.3619 | 215.7437 | 170.9824 | 106.0189 | 98.3619 | 82.8606 | 248.3488 | 167.2951 | 47.6142 | 29.6483 | 357.4593 | 77.3008 | 265.5626 | 78.577 | 352.1444 | 816.2066 | 42.4452 | 277.434 | 248.3488 | 354.3657 | 78.577 | 32.8032 | 277.6387 | 267.294 | 182.8374 | 185.0061 | 0 | 80.7347 | 145.554 | 405.3268 | 0 | 85.6255 | 116.9764 | 182.1782 | 79.4866 | 127.2499 | 178.4815 | 79.3304 | 0 | 0 | 0 | 0 | 0 | 0 | 0 | 0 | 78.1561 | 0 | 147.8266 | 179.3605 | 228.5106 | 148.3552 | 0 | 165.8773 | 55.099 | 43.2944 | 24.6693 | 752.3369 | 37.637 | 120.209 | 52.6319 | 52.6319 | 101.785 | 33.812 | 55.099 | 37.637 | 35.8937 | 35.8937 | 60.442 | 0 | 0 | 0 | 0 | 33.812 | 33.812 | 33.812 | 53.7216 | 35.8937 | 114.0262 | 0 | 0 | 23.5219 | 0 | 0 | 0 | 101.8465 | 41.2653 | 126.9736 | 51.2131 | 54.9739 | 23.5219 | 114.6852 | 166.2495 | 34.9684 | 146.5654 | 128.1438 | 537.4527 | 110.1329 | 106.4825 | 132.8897 | 20.9793 | 25.4167 | 25.4167 | 20.9793 | 48.7535 | 78.8571 | 176.8741 | 1670.3023 | 140.6845 | 78.8571 | 73.7101 | 159.6195 | 108.0899 | 93.4686 | 91.3694 | 73.7101 | 164.9253 | 68.2412 | 41.2653 | 41.2653 | 153.4306 | 106.3307 | 0 | 0 | 0 | 25.4167 | 25.4167 | 30.318 | 0 | 0 | 0 | 0 | 0 | 0 | 20.9793 | 41.2653 | 151.0811 | 25.4167 | 32.7945 | 70.1811 | 0 | 0 | 0 | 0 | 0 | 0 | 0 | 0 | 0 | 0 | 0 | 0 | 0 | 0 | 0 | 0 | 0 | 0 | 0 | 0 | 0 | 0 | 0 | 0 | 0 | 0 | 0 | 0 | 0 | 0 | 0 | 0 | 0 | 0 | 0 | 0 | 0 | 0 | 0 | 0 | 0 | 0 | 0 | 0 | 0 | 0 | 0 | 0 | 0 | 0 | 0 | 0 | 0 | 0 | 0 | 0 | 0 | 0 | 0 | 0 | 0 | 0 | 0 | 0 | 0 | 0 | 0 | 0 | 0 | 0 | 0 | 0 | 0 | 0 | 0 | 0 | 0 | 0 | 0 | 0 | 0 | 0 | 0 | 0 | 0 | 0 | 0 | 0 | 0 | 0 | 0 | 0 | 0 | 0 | 0 | 0 | 0 | 0 | 0 | 0 | 0 | 0 | 0 | 0 | 0 | 0 | 0 | 0 | 0 | 2017-01-21 21:00
t0503 | 0 | 116.4342 | 325.2277 | 137.0009 | 37.7919 | 258.1601 | 37.7919 | 506.6554 | 59.0673 | 59.0673 | 1799.2873 | 67.0543 | 77.3977 | 309.5819 | 378.9585 | 56.0833 | 72.4901 | 334.7154 | 211.7005 | 328.2049 | 0 | 0 | 400.4841 | 34.8112 | 34.8112 | 34.8112 | 78.7902 | 151.7663 | 253.6141 | 122.1038 | 318.7934 | 84.6809 | 225.9354 | 204.8225 | 261.0516 | 257.398 | 132.3685 | 524.9599 | 332.8662 | 91.8981 | 202.6308 | 257.8448 | 102.8697 | 218.7498 | 397.8292 | 102.8697 | 42.2118 | 274.1719 | 735.3323 | 153.0534 | 172.6769 | 92.5493 | 170.3218 | 42.2118 | 162.004 | 266.8655 | 93.6203 | 327.1053 | 34.5965 | 168.3164 | 34.5965 | 102.8697 | 151.7663 | 60.0964 | 397.8292 | 0 | 0 | 0 | 0 | 0 | 0 | 0 | 0 | 153.7029 | 0 | 0 | 0 | 0 | 238.4845 | 269.7831 | 25.7648 | 32.3215 | 227.9334 | 147.5944 | 11.8281 | 79.8834 | 89.4402 | 252.3082 | 143.6932 | 195.6657 | 94.709 | 25.7648 | 264.9749 | 43.4384 | 245.1299 | 120.604 | 149.3902 | 45.8822 | 86.1001 | 462.0445 | 22.7683 | 144.631 | 146.8055 | 11.8281 | 11.8281 | 62.2543 | 110.6788 | 61.6168 | 122.4968 | 143.1056 | 83.6461 | 81.4168 | 615.9965 | 110.9701 | 79.8834 | 73.2818 | 73.2818 | 31.7251 | 47.5826 | 615.9965 | 356.2387 | 137.2971 | 0 | 0 | 0 | 73.385 | 89.4402 | 70.9512 | 336.1698 | 86.1001 | 0 | 62.8023 | 47.5826 | 11.8281 | 61.8073 | 25.2467 | 0 | 0 | 0 | 81.2749 | 0 | 0 | 130.0788 | 0 | 30.5698 | 0 | 0 | 188.227 | 77.3595 | 25.2467 | 27.8004 | 27.8004 | 66.0735 | 132.7402 | 179.5269 | 128.9923 | 273.1371 | 168.0757 | 103.9352 | 241.3611 | 221.3365 | 142.9916 | 135.5964 | 358.1728 | 166.7125 | 175.1678 | 82.1503 | 77.9339 | 173.4923 | 192.5089 | 70.2038 | 77.9339 | 77.9339 | 139.1049 | 82.1503 | 82.1503 | 82.1503 | 155.8587 | 153.4487 | 156.5284 | 124.3006 | 124.3006 | 96.8012 | 162.478 | 400.6491 | 139.61 | 99.0836 | 533.5565 | 161.9196 | 99.0836 | 373.4999 | 825.1447 | 134.9719 | 500.2222 | 361.208 | 161.9196 | 98.3683 | 58.5925 | 202.365 | 49.7244 | 49.7244 | 49.7244 | 154.4949 | 186.1805 | 70.5672 | 112.6742 | 203.7685 | 191.4955 | 105.8023 | 105.8023 | 115.2543 | 329.7257 | 49.7244 | 384.0655 | 203.3239 | 342.9266 | 128.308 | 107.5659 | 309.6095 | 87.6115 | 159.9888 | 87.6115 | 219.1054 | 75.9871 | 100.091 | 60.0964 | 60.0964 | 75.9871 | 283.5601 | 245.1043 | 137.9584 | 190.6899 | 105.4618 | 75.9871 | 677.6109 | 171.7664 | 187.3303 | 426.224 | 677.3556 | 82.7418 | 90.12 | 152.7116 | 309.9601 | 90.12 | 53.8922 | 122.1244 | 94.2268 | 86.6614 | 104.4745 | 51.4889 | 51.4889 | 83.7946 | 50.4446 | 143.2975 | 217.2215 | 100.9955 | 159.9888 | 93.8554 | 203.2339 | 165.5054 | 100.9955 | 93.8554 | 77.5879 | 232.1908 | 162.3444 | 47.0119 | 27.8261 | 342.8502 | 73.1747 | 249.5309 | 74.1289 | 338.2832 | 791.4079 | 40.5556 | 261.1964 | 232.1908 | 332.9018 | 74.1289 | 30.5698 | 291.986 | 251.4528 | 178.8654 | 184.9337 | 0 | 77.9339 | 139.8874 | 386.1021 | 0 | 82.7418 | 111.5634 | 173.4923 | 75.5532 | 117.7248 | 172.0904 | 74.3333 | 0 | 0 | 0 | 0 | 0 | 0 | 0 | 0 | 77.3595 | 0 | 143.8698 | 182.4045 | 214.8213 | 140.8904 | 0 | 155.2409 | 49.9272 | 40.7759 | 22.7683 | 690.1322 | 36.0506 | 111.2329 | 48.5177 | 48.5177 | 91.6968 | 31.2481 | 49.9272 | 36.0506 | 33.4854 | 33.4854 | 56.5417 | 0 | 0 | 0 | 0 | 31.2481 | 31.2481 | 31.2481 | 50.3344 | 33.4854 | 107.1881 | 0 | 0 | 21.8912 | 0 | 0 | 0 | 95.1039 | 40.4889 | 118.9233 | 51.0621 | 51.8038 | 21.8912 | 111.5216 | 153.2456 | 33.0083 | 143.107 | 121.8323 | 515.3677 | 105.4904 | 102.0995 | 126.3768 | 20.0754 | 24.3894 | 24.3894 | 20.0754 | 45.1239 | 74.325 | 167.1902 | 1569.1081 | 128.9111 | 74.325 | 69.8144 | 147.2252 | 99.9193 | 86.262 | 84.0458 | 69.8144 | 152.298 | 64.1799 | 40.4889 | 40.4889 | 143.9573 | 98.5576 | 0 | 0 | 0 | 24.3894 | 24.3894 | 28.2241 | 0 | 0 | 0 | 0 | 0 | 0 | 20.0754 | 40.4889 | 141.0453 | 24.3894 | 31.2582 | 65.0283 | 0 | 0 | 0 | 0 | 0 | 0 | 0 | 0 | 0 | 0 | 0 | 0 | 0 | 0 | 0 | 0 | 0 | 0 | 0 | 0 | 0 | 0 | 0 | 0 | 0 | 0 | 0 | 0 | 0 | 0 | 0 | 0 | 0 | 0 | 0 | 0 | 0 | 0 | 0 | 0 | 0 | 0 | 0 | 0 | 0 | 0 | 0 | 0 | 0 | 0 | 0 | 0 | 0 | 0 | 0 | 0 | 0 | 0 | 0 | 0 | 0 | 0 | 0 | 0 | 0 | 0 | 0 | 0 | 0 | 0 | 0 | 0 | 0 | 0 | 0 | 0 | 0 | 0 | 0 | 0 | 0 | 0 | 0 | 0 | 0 | 0 | 0 | 0 | 0 | 0 | 0 | 0 | 0 | 0 | 0 | 0 | 0 | 0 | 0 | 0 | 0 | 0 | 0 | 0 | 0 | 0 | 0 | 0 | 0 | 2017-01-21 22:00
t0504 | 0 | 114.7543 | 307.5139 | 134.4032 | 35.0617 | 242.2064 | 35.0617 | 533.3107 | 56.3238 | 56.3238 | 1763.4032 | 61.5724 | 75.1238 | 309.5629 | 373.9301 | 55.2951 | 69.3032 | 323.1215 | 202.5804 | 329.8603 | 0 | 0 | 380.9759 | 33.5049 | 33.5049 | 33.5049 | 77.5413 | 148.4187 | 254.6603 | 116.9246 | 308.9802 | 80.596 | 224.7342 | 204.6012 | 253.0169 | 246.4741 | 129.6768 | 544.1831 | 335.865 | 89.8475 | 204.6636 | 250.9187 | 101.6029 | 215.7805 | 402.4756 | 101.6029 | 41.1578 | 268.1831 | 724.9947 | 152.5588 | 167.1335 | 88.6122 | 168.5787 | 41.1578 | 158.1613 | 266.9721 | 91.8894 | 315.4891 | 32.7727 | 168.6164 | 32.7727 | 101.6029 | 148.4187 | 58.4152 | 402.4756 | 0 | 0 | 0 | 0 | 0 | 0 | 0 | 0 | 149.4873 | 0 | 0 | 0 | 0 | 232.3296 | 260.0487 | 24.8791 | 29.6695 | 211.754 | 140.575 | 11.0605 | 74.8998 | 83.9942 | 242.118 | 139.4661 | 190.0082 | 87.1238 | 24.8791 | 247.3027 | 40.6677 | 233.1303 | 113.0676 | 142.8572 | 43.2772 | 81.4629 | 436.4328 | 20.6539 | 137.9866 | 137.2813 | 11.0605 | 11.0605 | 57.6808 | 107.6305 | 58.201 | 115.466 | 138.3329 | 76.2662 | 72.2729 | 563.366 | 100.806 | 74.8998 | 69.6997 | 69.6997 | 29.8297 | 43.1226 | 563.366 | 331.9978 | 131.8559 | 0 | 0 | 0 | 69.9932 | 83.9942 | 67.7532 | 316.8858 | 81.4629 | 0 | 59.9337 | 43.1226 | 11.0605 | 57.2241 | 23.2389 | 0 | 0 | 0 | 77.8764 | 0 | 0 | 123.7768 | 0 | 28.1108 | 0 | 0 | 180.9404 | 76.7796 | 23.2389 | 26.4296 | 26.4296 | 60.429 | 124.1324 | 167.0917 | 121.631 | 263.3148 | 163.0903 | 99.0483 | 231.4358 | 210.1069 | 133.1907 | 129.0463 | 338.8051 | 160.4491 | 161.4035 | 79.9991 | 75.3405 | 165.3423 | 178.6157 | 65.7547 | 75.3405 | 75.3405 | 129.0669 | 79.9991 | 79.9991 | 79.9991 | 145.1861 | 148.4184 | 144.5741 | 116.5912 | 116.5912 | 90.6998 | 150.533 | 385.4486 | 138.7145 | 91.1386 | 507.7555 | 155.7703 | 91.1386 | 340.9838 | 789.4399 | 123.7937 | 468.7788 | 343.2548 | 155.7703 | 92.6576 | 55.2321 | 185.7997 | 47.7149 | 47.7149 | 47.7149 | 143.2699 | 170.5811 | 64.0736 | 112.6076 | 195.2858 | 186.9526 | 104.1109 | 104.1109 | 109.7433 | 327.7538 | 47.7149 | 359.4982 | 197.3241 | 332.1116 | 124.7767 | 103.1749 | 286.6004 | 83.4355 | 159.9105 | 83.4355 | 209.4613 | 71.2437 | 97.383 | 58.4152 | 58.4152 | 71.2437 | 285.5264 | 243.0578 | 131.3774 | 179.2743 | 104.1551 | 71.2437 | 688.1232 | 165.9692 | 177.0084 | 404.6695 | 645.9754 | 79.9671 | 87.6215 | 141.1024 | 294.8113 | 87.6215 | 51.0549 | 115.9128 | 92.1539 | 82.9137 | 97.5763 | 49.5894 | 49.5894 | 81.2928 | 47.4758 | 137.3345 | 210.0771 | 95.8834 | 159.9105 | 89.5361 | 191.6737 | 160.2063 | 95.8834 | 89.5361 | 71.9427 | 217.5508 | 157.9485 | 46.4705 | 25.8236 | 328.0652 | 68.8726 | 233.4545 | 69.5018 | 323.7831 | 773.3865 | 38.524 | 243.3758 | 217.5508 | 312.8381 | 69.5018 | 28.1108 | 310.0748 | 235.4768 | 175.9517 | 185.9856 | 0 | 75.3405 | 133.9614 | 375.2681 | 0 | 79.9671 | 106.2853 | 165.3423 | 72.1192 | 107.2137 | 165.6473 | 69.1523 | 0 | 0 | 0 | 0 | 0 | 0 | 0 | 0 | 76.7796 | 0 | 140.197 | 186.6542 | 202.3015 | 134.2398 | 0 | 144.2586 | 44.4061 | 38.1159 | 20.6539 | 629.6304 | 34.4295 | 102.6003 | 44.1087 | 44.1087 | 80.9516 | 28.5628 | 44.4061 | 34.4295 | 30.8423 | 30.8423 | 52.346 | 0 | 0 | 0 | 0 | 28.5628 | 28.5628 | 28.5628 | 46.761 | 30.8423 | 100.0027 | 0 | 0 | 20.3632 | 0 | 0 | 0 | 88.0357 | 39.863 | 110.8454 | 51.3877 | 48.5073 | 20.3632 | 108.4993 | 140.8515 | 30.8901 | 140.2678 | 115.7308 | 496.7826 | 100.855 | 97.7527 | 119.8717 | 19.1842 | 23.3601 | 23.3601 | 19.1842 | 41.3474 | 69.7856 | 157.1704 | 1487.7525 | 116.9304 | 69.7856 | 65.9958 | 136.1679 | 91.4533 | 78.4291 | 76.4169 | 65.9958 | 139.4779 | 60.3594 | 39.863 | 39.863 | 134.0342 | 91.0066 | 0 | 0 | 0 | 23.3601 | 23.3601 | 26.0297 | 0 | 0 | 0 | 0 | 0 | 0 | 19.1842 | 39.863 | 131.0916 | 23.3601 | 29.7074 | 59.4727 | 0 | 0 | 0 | 0 | 0 | 0 | 0 | 0 | 0 | 0 | 0 | 0 | 0 | 0 | 0 | 0 | 0 | 0 | 0 | 0 | 0 | 0 | 0 | 0 | 0 | 0 | 0 | 0 | 0 | 0 | 0 | 0 | 0 | 0 | 0 | 0 | 0 | 0 | 0 | 0 | 0 | 0 | 0 | 0 | 0 | 0 | 0 | 0 | 0 | 0 | 0 | 0 | 0 | 0 | 0 | 0 | 0 | 0 | 0 | 0 | 0 | 0 | 0 | 0 | 0 | 0 | 0 | 0 | 0 | 0 | 0 | 0 | 0 | 0 | 0 | 0 | 0 | 0 | 0 | 0 | 0 | 0 | 0 | 0 | 0 | 0 | 0 | 0 | 0 | 0 | 0 | 0 | 0 | 0 | 0 | 0 | 0 | 0 | 0 | 0 | 0 | 0 | 0 | 0 | 0 | 0 | 0 | 0 | 0 | 2017-01-21 23:00
t0505 | 0 | 114.0238 | 290.1958 | 133.1488 | 32.3512 | 226.408 | 32.3512 | 571.3244 | 53.4543 | 53.4543 | 1721.5874 | 55.8346 | 73.5805 | 312.7536 | 373.0517 | 55.2049 | 66.5071 | 313.6527 | 194.5528 | 336.2305 | 0 | 0 | 362.0114 | 32.4591 | 32.4591 | 32.4591 | 77.0804 | 146.3646 | 259.1807 | 110.8954 | 300.2029 | 76.7702 | 226.3164 | 207.0996 | 247.0818 | 236.834 | 128.3943 | 573.1821 | 342.5299 | 88.6487 | 209.7011 | 245.5796 | 101.3709 | 214.9797 | 409.8778 | 101.3709 | 40.5808 | 264.6774 | 721.9445 | 154.0141 | 162.3569 | 85.2481 | 168.7669 | 40.5808 | 155.871 | 270.7042 | 91.1741 | 305.0805 | 31.1104 | 171.2127 | 31.1104 | 101.3709 | 146.3646 | 57.1869 | 409.8778 | 0 | 0 | 0 | 0 | 0 | 0 | 0 | 0 | 146.5758 | 0 | 0 | 0 | 0 | 227.9724 | 252.2323 | 24.2405 | 27.1181 | 195.3397 | 134.6181 | 10.3408 | 70.2725 | 79.1263 | 232.9749 | 136.2909 | 185.938 | 79.5339 | 24.2405 | 228.7112 | 38.1177 | 221.9891 | 106.0961 | 137.4896 | 40.9547 | 77.3299 | 411.3749 | 18.5534 | 132.3178 | 128.2736 | 10.3408 | 10.3408 | 53.1459 | 105.5469 | 55.1264 | 109.0614 | 134.5957 | 68.1754 | 61.6138 | 505.2587 | 90.618 | 70.2725 | 66.6391 | 66.6391 | 28.096 | 38.5074 | 505.2587 | 306.775 | 127.6655 | 0 | 0 | 0 | 67.1905 | 79.1263 | 65.0787 | 298.7286 | 77.3299 | 0 | 57.5413 | 38.5074 | 10.3408 | 52.5079 | 21.2127 | 0 | 0 | 0 | 74.9804 | 0 | 0 | 118.0735 | 0 | 25.7188 | 0 | 0 | 174.9411 | 77.1888 | 21.2127 | 25.2228 | 25.2228 | 54.9304 | 115.8313 | 154.6238 | 114.8678 | 254.2968 | 159.4249 | 94.628 | 223.0117 | 198.3783 | 123.4797 | 123.1861 | 315.9389 | 155.1603 | 147.4917 | 78.3092 | 73.2153 | 157.5336 | 164.9813 | 61.4493 | 73.2153 | 73.2153 | 118.6289 | 78.3092 | 78.3092 | 78.3092 | 134.6084 | 144.2217 | 132.3989 | 109.1926 | 109.1926 | 84.7501 | 137.6732 | 372.302 | 139.2252 | 82.9158 | 474.6461 | 150.1801 | 82.9158 | 302.6104 | 748.4997 | 112.464 | 435.4123 | 326.1213 | 150.1801 | 86.9392 | 52.0536 | 169.219 | 46.0487 | 46.0487 | 46.0487 | 132.2559 | 153.856 | 57.416 | 114.1811 | 187.9776 | 184.144 | 103.4484 | 103.4484 | 104.5719 | 330.1794 | 46.0487 | 334.6479 | 192.8975 | 323.8266 | 122.333 | 99.5786 | 260.6339 | 79.6498 | 161.7005 | 79.6498 | 200.2545 | 66.4706 | 95.2211 | 57.1869 | 57.1869 | 66.4706 | 290.9442 | 243.6483 | 125.0108 | 167.6999 | 103.8458 | 66.4706 | 707.7932 | 161.4056 | 165.9611 | 382.0273 | 607.8493 | 77.7815 | 85.859 | 129.2907 | 280.3441 | 85.859 | 48.5369 | 110.051 | 90.9282 | 79.6584 | 90.834 | 47.9654 | 47.9654 | 79.3026 | 44.6092 | 131.0226 | 203.8975 | 91.2229 | 161.7005 | 85.5154 | 179.6922 | 156.1876 | 91.2229 | 85.5154 | 66.4515 | 201.6663 | 154.6897 | 46.5417 | 23.9232 | 315.3909 | 64.8355 | 217.4186 | 65.0719 | 311.7973 | 758.2494 | 36.7727 | 226.679 | 201.6663 | 291.9186 | 65.0719 | 25.7188 | 334.7605 | 219.6802 | 174.4153 | 189.523 | 0 | 73.2153 | 129.0896 | 360.8362 | 0 | 77.7815 | 101.4006 | 157.5336 | 68.6313 | 96.7846 | 160.4936 | 64.028 | 0 | 0 | 0 | 0 | 0 | 0 | 0 | 0 | 77.1888 | 0 | 137.7737 | 194.1303 | 189.1107 | 127.5254 | 0 | 133.3179 | 38.5748 | 35.5713 | 18.5534 | 563.3459 | 33.0268 | 93.2746 | 39.615 | 39.615 | 69.4883 | 25.8042 | 38.5748 | 33.0268 | 28.2752 | 28.2752 | 48.2616 | 0 | 0 | 0 | 0 | 25.8042 | 25.8042 | 25.8042 | 43.2626 | 28.2752 | 93.0476 | 0 | 0 | 18.7138 | 0 | 0 | 0 | 81.0017 | 39.636 | 102.6809 | 52.2632 | 45.3329 | 18.7138 | 106.4678 | 127.2488 | 28.913 | 138.5941 | 109.9136 | 479.0436 | 96.7923 | 93.9717 | 113.7984 | 18.3896 | 22.4777 | 22.4777 | 18.3896 | 37.4672 | 65.3196 | 147.6472 | 1394.2906 | 104.1485 | 65.3196 | 62.2917 | 123.5182 | 82.7039 | 70.5368 | 68.4636 | 62.2917 | 126.0225 | 56.4122 | 39.636 | 39.636 | 124.3327 | 82.9398 | 0 | 0 | 0 | 22.4777 | 22.4777 | 23.8229 | 0 | 0 | 0 | 0 | 0 | 0 | 18.3896 | 39.636 | 120.8347 | 22.4777 | 28.2934 | 53.9051 | 0 | 0 | 0 | 0 | 0 | 0 | 0 | 0 | 0 | 0 | 0 | 0 | 0 | 0 | 0 | 0 | 0 | 0 | 0 | 0 | 0 | 0 | 0 | 0 | 0 | 0 | 0 | 0 | 0 | 0 | 0 | 0 | 0 | 0 | 0 | 0 | 0 | 0 | 0 | 0 | 0 | 0 | 0 | 0 | 0 | 0 | 0 | 0 | 0 | 0 | 0 | 0 | 0 | 0 | 0 | 0 | 0 | 0 | 0 | 0 | 0 | 0 | 0 | 0 | 0 | 0 | 0 | 0 | 0 | 0 | 0 | 0 | 0 | 0 | 0 | 0 | 0 | 0 | 0 | 0 | 0 | 0 | 0 | 0 | 0 | 0 | 0 | 0 | 0 | 0 | 0 | 0 | 0 | 0 | 0 | 0 | 0 | 0 | 0 | 0 | 0 | 0 | 0 | 0 | 0 | 0 | 0 | 0 | 0 | 2017-01-22
t0506 | 0 | 114.182 | 278.8503 | 133.294 | 30.5652 | 215.9527 | 30.5652 | 604.8564 | 51.3854 | 51.3854 | 1685.5639 | 51.807 | 73.1066 | 317.0675 | 375.5006 | 55.6704 | 64.934 | 308.8706 | 190.0011 | 343.9163 | 0 | 0 | 349.5913 | 31.9596 | 31.9596 | 31.9596 | 77.3437 | 145.9235 | 264.7079 | 106.0105 | 294.8858 | 74.3943 | 229.3997 | 210.7521 | 244.6822 | 231.335 | 128.5929 | 599.4849 | 349.4203 | 88.4736 | 215.2342 | 243.0904 | 101.9546 | 215.9965 | 416.2487 | 101.9546 | 40.563 | 264.1461 | 725.1334 | 156.4058 | 159.6534 | 83.439 | 170.2988 | 40.563 | 155.4971 | 275.8418 | 91.454 | 298.8688 | 30.1284 | 174.6158 | 30.1284 | 101.9546 | 145.9235 | 56.6939 | 416.2487 | 0 | 0 | 0 | 0 | 0 | 0 | 0 | 0 | 145.5959 | 0 | 0 | 0 | 0 | 226.3446 | 248.451 | 24.0069 | 25.5202 | 184.1987 | 131.4947 | 9.9024 | 67.4889 | 76.3743 | 227.5831 | 134.9321 | 184.3921 | 74.5023 | 24.0069 | 215.4721 | 36.6075 | 215.17 | 101.9274 | 134.8319 | 39.6406 | 74.9834 | 394.96 | 17.1826 | 129.3036 | 122.7099 | 9.9024 | 9.9024 | 50.1653 | 104.8734 | 53.3547 | 105.3051 | 132.8665 | 62.196 | 53.2637 | 461.9373 | 83.8836 | 67.4889 | 65.0174 | 65.0174 | 27.0753 | 35.3286 | 461.9373 | 289.0667 | 125.8607 | 0 | 0 | 0 | 65.7951 | 76.3743 | 63.709 | 287.5035 | 74.9834 | 0 | 56.325 | 35.3286 | 9.9024 | 49.2545 | 19.8537 | 0 | 0 | 0 | 73.428 | 0 | 0 | 114.7201 | 0 | 24.195 | 0 | 0 | 171.9093 | 78.1937 | 19.8537 | 24.5475 | 24.5475 | 51.4291 | 110.5527 | 146.2822 | 110.8434 | 248.7133 | 157.9494 | 92.0245 | 218.5213 | 189.9813 | 117.0824 | 119.8056 | 297.39 | 152.3373 | 138.137 | 77.4821 | 72.1278 | 152.5092 | 156.1407 | 58.6943 | 72.1278 | 72.1278 | 111.3249 | 77.4821 | 77.4821 | 77.4821 | 127.6372 | 141.9907 | 124.1198 | 104.5093 | 104.5093 | 80.9001 | 128.3033 | 364.9736 | 140.5432 | 77.2197 | 445.6764 | 146.7914 | 77.2197 | 271.9988 | 715.835 | 104.8335 | 411.3439 | 315.2061 | 146.7914 | 83.0847 | 50.0748 | 158.2326 | 45.1992 | 45.1992 | 45.1992 | 125.1185 | 141.7847 | 52.8822 | 116.4501 | 183.976 | 183.5442 | 103.7468 | 103.7468 | 101.3489 | 335.064 | 45.1992 | 317.7622 | 191.0954 | 320.1532 | 121.5059 | 97.794 | 240.7261 | 77.4147 | 164.2136 | 77.4147 | 194.3308 | 63.2453 | 94.1335 | 56.6939 | 56.6939 | 63.2453 | 296.9536 | 245.9241 | 120.8629 | 159.7839 | 104.3401 | 63.2453 | 727.2638 | 159.2718 | 157.8622 | 365.704 | 575.8982 | 76.7568 | 85.2227 | 121.2677 | 271.1068 | 85.2227 | 47.1154 | 106.3842 | 90.7267 | 77.8566 | 86.4676 | 47.076 | 47.076 | 78.3278 | 42.7727 | 126.3756 | 200.388 | 88.4594 | 164.2136 | 83.0322 | 171.2469 | 154.4571 | 88.4594 | 83.0322 | 62.937 | 189.9165 | 153.3156 | 47.0505 | 22.7501 | 308.543 | 62.3567 | 206.7251 | 62.2787 | 305.7704 | 749.5617 | 35.831 | 216.5442 | 189.9165 | 277.1103 | 62.2787 | 24.195 | 355.8957 | 209.2634 | 174.3204 | 193.6619 | 0 | 72.1278 | 126.6647 | 347.4867 | 0 | 76.7568 | 98.4177 | 152.5092 | 66.2002 | 89.9804 | 158.0364 | 60.6634 | 0 | 0 | 0 | 0 | 0 | 0 | 0 | 0 | 78.1937 | 0 | 137.0749 | 201.4615 | 179.6404 | 122.8924 | 0 | 126.0683 | 34.4755 | 33.9729 | 17.1826 | 514.3866 | 32.2591 | 86.4668 | 36.5768 | 36.5768 | 61.3437 | 23.9161 | 34.4755 | 32.2591 | 26.6421 | 26.6421 | 45.6472 | 0 | 0 | 0 | 0 | 23.9161 | 23.9161 | 23.9161 | 41.0001 | 26.6421 | 88.609 | 0 | 0 | 17.5059 | 0 | 0 | 0 | 76.358 | 39.7718 | 97.1552 | 53.2156 | 43.3165 | 17.5059 | 105.8497 | 117.1553 | 27.7157 | 138.295 | 106.2149 | 467.4271 | 94.5106 | 91.8702 | 110.064 | 17.9304 | 21.9999 | 21.9999 | 17.9304 | 34.8085 | 62.3886 | 141.6925 | 1320.2742 | 95.0076 | 62.3886 | 59.8921 | 113.6874 | 76.6666 | 65.2814 | 62.9286 | 59.8921 | 116.5561 | 53.6473 | 39.7718 | 39.7718 | 118.0616 | 77.1235 | 0 | 0 | 0 | 21.9999 | 21.9999 | 22.3483 | 0 | 0 | 0 | 0 | 0 | 0 | 17.9304 | 39.7718 | 113.7309 | 21.9999 | 27.4534 | 50.216 | 0 | 0 | 0 | 0 | 0 | 0 | 0 | 0 | 0 | 0 | 0 | 0 | 0 | 0 | 0 | 0 | 0 | 0 | 0 | 0 | 0 | 0 | 0 | 0 | 0 | 0 | 0 | 0 | 0 | 0 | 0 | 0 | 0 | 0 | 0 | 0 | 0 | 0 | 0 | 0 | 0 | 0 | 0 | 0 | 0 | 0 | 0 | 0 | 0 | 0 | 0 | 0 | 0 | 0 | 0 | 0 | 0 | 0 | 0 | 0 | 0 | 0 | 0 | 0 | 0 | 0 | 0 | 0 | 0 | 0 | 0 | 0 | 0 | 0 | 0 | 0 | 0 | 0 | 0 | 0 | 0 | 0 | 0 | 0 | 0 | 0 | 0 | 0 | 0 | 0 | 0 | 0 | 0 | 0 | 0 | 0 | 0 | 0 | 0 | 0 | 0 | 0 | 0 | 0 | 0 | 0 | 0 | 0 | 0 | 2017-01-22 01:00
t0507 | 0 | 113.6766 | 273.6671 | 132.8041 | 29.8451 | 211.4343 | 29.8451 | 613.6401 | 50.3425 | 50.3425 | 1658.7802 | 50.1909 | 72.6914 | 316.9395 | 374.8219 | 55.6352 | 64.1448 | 305.9427 | 187.6811 | 345.1372 | 0 | 0 | 343.584 | 31.6745 | 31.6745 | 31.6745 | 77.1099 | 145.1483 | 265.474 | 103.422 | 291.4293 | 73.2525 | 229.5137 | 211.1461 | 242.9187 | 228.4997 | 128.1887 | 605.6952 | 349.8944 | 88.0593 | 216.2113 | 241.0769 | 101.706 | 215.4018 | 415.58 | 101.706 | 40.4299 | 262.8787 | 723.0818 | 156.5832 | 157.9242 | 82.5132 | 170.1235 | 40.4299 | 154.7777 | 276.481 | 91.2088 | 295.2259 | 29.6875 | 175.0602 | 29.6875 | 101.706 | 145.1483 | 56.2859 | 415.58 | 0 | 0 | 0 | 0 | 0 | 0 | 0 | 0 | 144.6885 | 0 | 0 | 0 | 0 | 224.7992 | 246.2107 | 23.8536 | 24.9308 | 179.595 | 130.0399 | 9.725 | 66.347 | 75.2674 | 224.6971 | 133.9006 | 183.1336 | 72.5462 | 23.8536 | 209.7305 | 36.0008 | 211.9327 | 100.2245 | 133.5174 | 39.0875 | 73.9593 | 387.5259 | 16.6839 | 127.8554 | 120.4414 | 9.725 | 9.725 | 48.9735 | 104.2401 | 52.5913 | 103.7087 | 131.7492 | 59.7692 | 49.9213 | 444.1036 | 81.3947 | 66.347 | 64.2761 | 64.2761 | 26.6509 | 34.1233 | 444.1036 | 281.4958 | 124.8856 | 0 | 0 | 0 | 65.1376 | 75.2674 | 63.0455 | 282.6196 | 73.9593 | 0 | 55.7434 | 34.1233 | 9.725 | 47.9193 | 19.3196 | 0 | 0 | 0 | 72.6228 | 0 | 0 | 113.1336 | 0 | 23.6205 | 0 | 0 | 170.2325 | 78.2395 | 19.3196 | 24.2358 | 24.2358 | 50.1416 | 108.3655 | 142.8297 | 109.116 | 245.48 | 156.8135 | 90.7679 | 216.1612 | 185.9159 | 114.4462 | 118.2107 | 288.3472 | 150.7381 | 134.4384 | 76.8106 | 71.4386 | 150.0397 | 152.6098 | 57.5364 | 71.4386 | 71.4386 | 108.2732 | 76.8106 | 76.8106 | 76.8106 | 124.7626 | 140.569 | 120.7878 | 102.5311 | 102.5311 | 79.2686 | 124.326 | 360.8636 | 140.3243 | 74.9392 | 430.851 | 144.8985 | 74.9392 | 258.9372 | 698.6758 | 101.8701 | 400.6172 | 310.0178 | 144.8985 | 81.3583 | 49.2113 | 153.9977 | 44.747 | 44.747 | 44.747 | 122.277 | 136.8898 | 51.1684 | 116.7973 | 181.8896 | 182.6078 | 103.4058 | 103.4058 | 99.7908 | 335.4854 | 44.747 | 310.4837 | 189.7055 | 317.6053 | 120.746 | 96.8538 | 232.0768 | 76.3449 | 164.3165 | 76.3449 | 191.3093 | 61.8444 | 93.2895 | 56.2859 | 56.2859 | 61.8444 | 297.554 | 245.6162 | 118.8364 | 156.2656 | 104.03 | 61.8444 | 730.2994 | 157.9129 | 154.0471 | 357.7773 | 559.4311 | 76.1003 | 84.6625 | 118.0356 | 266.6726 | 84.6625 | 46.4868 | 104.6719 | 90.2839 | 76.9433 | 84.6557 | 46.5653 | 46.5653 | 77.6342 | 41.9721 | 123.9071 | 198.1885 | 87.1852 | 164.3165 | 81.8062 | 167.3682 | 153.2668 | 87.1852 | 81.8062 | 61.5498 | 184.6311 | 152.1605 | 47.0614 | 22.2958 | 305.0748 | 61.2957 | 202.1712 | 61.1047 | 302.7289 | 742.1471 | 35.4068 | 212.5586 | 184.6311 | 270.4555 | 61.1047 | 23.6205 | 361.3882 | 204.8245 | 173.4276 | 194.2207 | 0 | 71.4386 | 125.4294 | 339.3122 | 0 | 76.1003 | 96.9727 | 150.0397 | 64.9684 | 87.4702 | 156.6304 | 59.2892 | 0 | 0 | 0 | 0 | 0 | 0 | 0 | 0 | 78.2395 | 0 | 136.289 | 203.1292 | 175.3054 | 120.5916 | 0 | 123.11 | 32.9659 | 33.3168 | 16.6839 | 494.4896 | 31.882 | 83.6223 | 35.4302 | 35.4302 | 58.3588 | 23.1836 | 32.9659 | 31.882 | 26.0222 | 26.0222 | 44.624 | 0 | 0 | 0 | 0 | 23.1836 | 23.1836 | 23.1836 | 40.0916 | 26.0222 | 86.7946 | 0 | 0 | 16.9832 | 0 | 0 | 0 | 74.5046 | 39.6488 | 94.8355 | 53.2588 | 42.4738 | 16.9832 | 105.2346 | 112.949 | 27.2302 | 137.5628 | 104.4651 | 460.7465 | 93.3657 | 90.7919 | 108.3406 | 17.7007 | 21.7536 | 21.7536 | 17.7007 | 33.767 | 61.1199 | 139.1483 | 1283.9001 | 91.4323 | 61.1199 | 58.8024 | 109.3993 | 74.2997 | 63.3217 | 60.7923 | 58.8024 | 112.787 | 52.4038 | 39.6488 | 39.6488 | 115.5115 | 74.701 | 0 | 0 | 0 | 21.7536 | 21.7536 | 21.7654 | 0 | 0 | 0 | 0 | 0 | 0 | 17.7007 | 39.6488 | 110.7557 | 21.7536 | 27.061 | 48.816 | 0 | 0 | 0 | 0 | 0 | 0 | 0 | 0 | 0 | 0 | 0 | 0 | 0 | 0 | 0 | 0 | 0 | 0 | 0 | 0 | 0 | 0 | 0 | 0 | 0 | 0 | 0 | 0 | 0 | 0 | 0 | 0 | 0 | 0 | 0 | 0 | 0 | 0 | 0 | 0 | 0 | 0 | 0 | 0 | 0 | 0 | 0 | 0 | 0 | 0 | 0 | 0 | 0 | 0 | 0 | 0 | 0 | 0 | 0 | 0 | 0 | 0 | 0 | 0 | 0 | 0 | 0 | 0 | 0 | 0 | 0 | 0 | 0 | 0 | 0 | 0 | 0 | 0 | 0 | 0 | 0 | 0 | 0 | 0 | 0 | 0 | 0 | 0 | 0 | 0 | 0 | 0 | 0 | 0 | 0 | 0 | 0 | 0 | 0 | 0 | 0 | 0 | 0 | 0 | 0 | 0 | 0 | 0 | 0 | 2017-01-22 02:00
t0508 | 0 | 112.6879 | 270.8822 | 131.6237 | 29.516 | 209.2122 | 29.516 | 609.3346 | 49.8509 | 49.8509 | 1644.3858 | 49.6144 | 72.0178 | 314.3227 | 371.5578 | 55.1477 | 63.5173 | 303.0613 | 185.8527 | 342.3172 | 0 | 0 | 340.1751 | 31.3719 | 31.3719 | 31.3719 | 76.4328 | 143.8452 | 263.3006 | 102.4389 | 288.7444 | 72.5253 | 227.571 | 209.3842 | 240.6604 | 226.2804 | 127.0411 | 601.2448 | 347.101 | 87.2668 | 214.476 | 238.8797 | 100.8254 | 213.5278 | 412.3298 | 100.8254 | 40.0606 | 260.5183 | 716.7789 | 155.2672 | 156.4578 | 81.7098 | 168.6585 | 40.0606 | 153.3758 | 274.1855 | 90.3979 | 292.4486 | 29.3861 | 173.6143 | 29.3861 | 100.8254 | 143.8452 | 55.7692 | 412.3298 | 0 | 0 | 0 | 0 | 0 | 0 | 0 | 0 | 143.3608 | 0 | 0 | 0 | 0 | 222.7538 | 243.8745 | 23.6278 | 24.6421 | 177.6297 | 128.7441 | 9.6209 | 65.6442 | 74.4733 | 222.537 | 132.6645 | 181.444 | 71.7165 | 23.6278 | 207.4882 | 35.6168 | 209.8205 | 99.162 | 132.2073 | 38.6828 | 73.2034 | 383.5652 | 16.4808 | 126.5912 | 119.1528 | 9.6209 | 9.6209 | 48.4303 | 103.2827 | 52.0504 | 102.6333 | 130.5131 | 59.0633 | 49.2538 | 438.934 | 80.4106 | 65.6442 | 63.6321 | 63.6321 | 26.3717 | 33.7072 | 438.934 | 278.4642 | 123.6787 | 0 | 0 | 0 | 64.4914 | 74.4733 | 62.4238 | 279.6968 | 73.2034 | 0 | 55.1921 | 33.7072 | 9.6209 | 47.3878 | 19.0994 | 0 | 0 | 0 | 71.9179 | 0 | 0 | 112.0066 | 0 | 23.3493 | 0 | 0 | 168.6 | 77.5709 | 19.0994 | 23.993 | 23.993 | 49.5521 | 107.208 | 141.2777 | 107.987 | 243.1694 | 155.363 | 89.8694 | 214.0692 | 184.0656 | 113.2055 | 117.0329 | 285.4695 | 149.302 | 132.9131 | 76.1133 | 70.77 | 148.5609 | 150.9259 | 56.9262 | 70.77 | 70.77 | 107.0844 | 76.1133 | 76.1133 | 76.1133 | 123.4105 | 139.2576 | 119.4326 | 101.4496 | 101.4496 | 78.4297 | 122.9567 | 357.4247 | 139.1373 | 74.0842 | 426.695 | 143.5215 | 74.0842 | 255.9178 | 692.001 | 100.6909 | 396.4124 | 306.9239 | 143.5215 | 80.5184 | 48.7026 | 152.2215 | 44.3148 | 44.3148 | 44.3148 | 120.9247 | 135.3052 | 50.5494 | 115.8218 | 180.1268 | 180.9556 | 102.4978 | 102.4978 | 98.8021 | 332.632 | 44.3148 | 307.194 | 187.9522 | 314.647 | 119.6376 | 95.9158 | 229.5229 | 75.5871 | 162.9535 | 75.5871 | 189.448 | 61.1934 | 92.4398 | 55.7692 | 55.7692 | 61.1934 | 295.1528 | 243.5194 | 117.6622 | 154.641 | 103.1301 | 61.1934 | 724.5763 | 156.4289 | 152.4873 | 354.221 | 554.0478 | 75.3859 | 83.8851 | 116.7134 | 264.0213 | 83.8851 | 46.0141 | 103.621 | 89.4728 | 76.1925 | 83.7476 | 46.1233 | 46.1233 | 76.9179 | 41.5359 | 122.7236 | 196.3421 | 86.3086 | 162.9535 | 81.0017 | 165.6549 | 151.8355 | 86.3086 | 81.0017 | 60.8683 | 182.6957 | 150.7702 | 46.6526 | 22.0493 | 302.0972 | 60.6575 | 200.022 | 60.4589 | 299.7712 | 735.5309 | 35.0502 | 210.2472 | 182.6957 | 267.6456 | 60.4589 | 23.3493 | 358.9319 | 202.6543 | 171.9093 | 192.6411 | 0 | 70.77 | 124.2063 | 336.3029 | 0 | 75.3859 | 96.0131 | 148.5609 | 64.3353 | 86.4237 | 155.1347 | 58.6429 | 0 | 0 | 0 | 0 | 0 | 0 | 0 | 0 | 77.5709 | 0 | 135.0476 | 201.5666 | 173.5022 | 119.4067 | 0 | 121.7623 | 32.5279 | 32.9601 | 16.4808 | 488.6656 | 31.5684 | 82.6835 | 35.0039 | 35.0039 | 57.5553 | 22.9114 | 32.5279 | 31.5684 | 25.7255 | 25.7255 | 44.1265 | 0 | 0 | 0 | 0 | 22.9114 | 22.9114 | 22.9114 | 39.6516 | 25.7255 | 85.8584 | 0 | 0 | 16.7995 | 0 | 0 | 0 | 73.6752 | 39.3013 | 93.8121 | 52.8295 | 42.0226 | 16.7995 | 104.2695 | 111.6627 | 26.9395 | 136.3399 | 103.4207 | 456.4184 | 92.4524 | 89.9087 | 107.249 | 17.5274 | 21.5422 | 21.5422 | 17.5274 | 33.3749 | 60.4793 | 137.6934 | 1271.1745 | 90.3243 | 60.4793 | 58.203 | 108.1926 | 73.433 | 62.5593 | 60.0623 | 58.203 | 111.4765 | 51.8607 | 39.3013 | 39.3013 | 114.2556 | 73.8654 | 0 | 0 | 0 | 21.5422 | 21.5422 | 21.5193 | 0 | 0 | 0 | 0 | 0 | 0 | 17.5274 | 39.3013 | 109.5478 | 21.5422 | 26.7901 | 48.2433 | 0 | 0 | 0 | 0 | 0 | 0 | 0 | 0 | 0 | 0 | 0 | 0 | 0 | 0 | 0 | 0 | 0 | 0 | 0 | 0 | 0 | 0 | 0 | 0 | 0 | 0 | 0 | 0 | 0 | 0 | 0 | 0 | 0 | 0 | 0 | 0 | 0 | 0 | 0 | 0 | 0 | 0 | 0 | 0 | 0 | 0 | 0 | 0 | 0 | 0 | 0 | 0 | 0 | 0 | 0 | 0 | 0 | 0 | 0 | 0 | 0 | 0 | 0 | 0 | 0 | 0 | 0 | 0 | 0 | 0 | 0 | 0 | 0 | 0 | 0 | 0 | 0 | 0 | 0 | 0 | 0 | 0 | 0 | 0 | 0 | 0 | 0 | 0 | 0 | 0 | 0 | 0 | 0 | 0 | 0 | 0 | 0 | 0 | 0 | 0 | 0 | 0 | 0 | 0 | 0 | 0 | 0 | 0 | 0 | 2017-01-22 03:00
t0509 | 0 | 110.1652 | 268.4376 | 128.2283 | 29.2951 | 207.6133 | 29.2951 | 583.7516 | 49.7817 | 49.7817 | 1645.4714 | 49.7968 | 70.1687 | 306.2077 | 361.2862 | 53.4659 | 62.3728 | 297.1001 | 182.6015 | 331.143 | 0 | 0 | 337.0142 | 30.6773 | 30.6773 | 30.6773 | 74.4457 | 140.469 | 254.9977 | 103.4282 | 284.9579 | 71.5773 | 220.816 | 202.8646 | 235.1368 | 222.4107 | 123.5483 | 578.7476 | 337.9051 | 85.0901 | 207.3774 | 234.3484 | 98.2131 | 208.0394 | 404.4681 | 98.2131 | 38.8969 | 254.1348 | 698.3396 | 150.561 | 154.0125 | 80.1028 | 163.9047 | 38.8969 | 149.4444 | 265.5253 | 87.8877 | 288.3108 | 28.8937 | 168.1293 | 28.8937 | 98.2131 | 140.469 | 54.5535 | 404.4681 | 0 | 0 | 0 | 0 | 0 | 0 | 0 | 0 | 139.9679 | 0 | 0 | 0 | 0 | 217.9194 | 238.6795 | 23.0074 | 24.2966 | 176.9761 | 125.907 | 9.469 | 64.5533 | 72.9026 | 219.1438 | 129.8216 | 177.2711 | 71.2805 | 23.0074 | 207.9593 | 34.9726 | 206.8693 | 97.4634 | 129.1509 | 37.901 | 71.7817 | 380.1168 | 16.3521 | 123.9335 | 117.4225 | 9.469 | 9.469 | 48.0558 | 100.79 | 51.0726 | 100.7954 | 127.715 | 60.0589 | 51.8524 | 446.7031 | 79.9584 | 64.5533 | 62.2369 | 62.2369 | 25.8977 | 33.7961 | 446.7031 | 278.6142 | 120.5118 | 0 | 0 | 0 | 62.961 | 72.9026 | 61.0322 | 275.7979 | 71.7817 | 0 | 53.9359 | 33.7961 | 9.469 | 47.348 | 19.0161 | 0 | 0 | 0 | 70.5069 | 0 | 0 | 110.1622 | 0 | 23.0761 | 0 | 0 | 165.083 | 75.1914 | 19.0161 | 23.5292 | 23.5292 | 48.9654 | 105.9539 | 140.4625 | 106.1696 | 240.1119 | 151.8648 | 88.4158 | 209.8593 | 183.875 | 112.3298 | 114.9823 | 290.3931 | 146.5042 | 132.3708 | 74.7545 | 69.4314 | 146.9815 | 149.4928 | 56.2968 | 69.4314 | 69.4314 | 107.1854 | 74.7545 | 74.7545 | 74.7545 | 122.4618 | 136.7918 | 119.1142 | 100.2233 | 100.2233 | 77.6513 | 123.9452 | 351.2614 | 135.5736 | 74.1567 | 438.0347 | 141.5555 | 74.1567 | 265.5509 | 697.7148 | 100.3566 | 397.6307 | 303.4418 | 141.5555 | 80.032 | 48.0512 | 151.3066 | 43.3808 | 43.3808 | 43.3808 | 119.7694 | 136.6223 | 50.5503 | 111.9556 | 176.7543 | 176.5037 | 99.8867 | 99.8867 | 97.536 | 322.1282 | 43.3808 | 305.8257 | 183.7657 | 307.8371 | 116.8071 | 93.7959 | 233.7624 | 74.3685 | 158.355 | 74.3685 | 187.4296 | 60.8696 | 90.8164 | 54.5535 | 54.5535 | 60.8696 | 286.6935 | 236.9454 | 116.5184 | 153.9829 | 100.575 | 60.8696 | 702.4956 | 153.0899 | 152.9273 | 354.0978 | 563.5161 | 73.7872 | 81.9518 | 116.3767 | 261.0708 | 81.9518 | 45.1159 | 102.3054 | 87.291 | 74.7745 | 82.9283 | 45.3079 | 45.3079 | 75.4579 | 41.0819 | 122.6266 | 193.269 | 84.9062 | 158.355 | 79.9249 | 165.4308 | 148.4351 | 84.9062 | 79.9249 | 60.1953 | 183.9433 | 147.6506 | 45.1875 | 21.7166 | 296.1711 | 59.7723 | 198.7007 | 59.7053 | 293.0867 | 725.4115 | 34.2951 | 206.7879 | 183.9433 | 267.6197 | 59.7053 | 23.0761 | 344.0409 | 201.0502 | 168.1967 | 186.6743 | 0 | 69.4314 | 121.4126 | 341.0942 | 0 | 73.7872 | 94.6613 | 146.9815 | 64.0375 | 85.7311 | 151.6973 | 58.17 | 0 | 0 | 0 | 0 | 0 | 0 | 0 | 0 | 75.1914 | 0 | 131.811 | 194.1232 | 173.708 | 118.785 | 0 | 120.926 | 32.9212 | 32.5341 | 16.3521 | 496.7133 | 30.9532 | 83.4979 | 34.9493 | 34.9493 | 58.576 | 22.9098 | 32.9212 | 30.9532 | 25.4203 | 25.4203 | 43.6392 | 0 | 0 | 0 | 0 | 22.9098 | 22.9098 | 22.9098 | 39.2616 | 25.4203 | 84.8837 | 0 | 0 | 16.9275 | 0 | 0 | 0 | 73.1524 | 38.2916 | 93.3949 | 51.4451 | 41.5274 | 16.9275 | 101.7205 | 113.2851 | 26.5018 | 133.2555 | 102.232 | 451.9501 | 90.7794 | 88.2643 | 105.7539 | 17.233 | 21.1264 | 21.1264 | 17.233 | 33.3663 | 59.9622 | 135.8855 | 1286.4461 | 91.2997 | 59.9622 | 57.6214 | 110.5711 | 73.5205 | 62.2853 | 60.3117 | 57.6214 | 112.0021 | 51.7807 | 38.2916 | 38.2916 | 113.1209 | 74.3946 | 0 | 0 | 0 | 21.1264 | 21.1264 | 21.4094 | 0 | 0 | 0 | 0 | 0 | 0 | 17.233 | 38.2916 | 109.4481 | 21.1264 | 26.3613 | 47.9673 | 0 | 0 | 0 | 0 | 0 | 0 | 0 | 0 | 0 | 0 | 0 | 0 | 0 | 0 | 0 | 0 | 0 | 0 | 0 | 0 | 0 | 0 | 0 | 0 | 0 | 0 | 0 | 0 | 0 | 0 | 0 | 0 | 0 | 0 | 0 | 0 | 0 | 0 | 0 | 0 | 0 | 0 | 0 | 0 | 0 | 0 | 0 | 0 | 0 | 0 | 0 | 0 | 0 | 0 | 0 | 0 | 0 | 0 | 0 | 0 | 0 | 0 | 0 | 0 | 0 | 0 | 0 | 0 | 0 | 0 | 0 | 0 | 0 | 0 | 0 | 0 | 0 | 0 | 0 | 0 | 0 | 0 | 0 | 0 | 0 | 0 | 0 | 0 | 0 | 0 | 0 | 0 | 0 | 0 | 0 | 0 | 0 | 0 | 0 | 0 | 0 | 0 | 0 | 0 | 0 | 0 | 0 | 0 | 0 | 2017-01-22 04:00
t0510 | 0 | 105.1407 | 262.7572 | 121.9687 | 28.8649 | 203.9409 | 28.8649 | 537.0946 | 49.0719 | 49.0719 | 1616.3931 | 49.8455 | 66.9005 | 290.1849 | 342.452 | 50.5024 | 60.2367 | 285.727 | 176.425 | 310.7974 | 0 | 0 | 329.307 | 29.4318 | 29.4318 | 29.4318 | 70.7486 | 134.0889 | 239.7133 | 103.1528 | 276.0209 | 69.6156 | 208.4389 | 190.9845 | 225.022 | 214.9585 | 117.2978 | 536.9949 | 319.4286 | 81.0797 | 194.3495 | 225.1887 | 93.2807 | 197.6918 | 385.7486 | 93.2807 | 36.8917 | 242.2672 | 663.651 | 141.9515 | 148.77 | 77.1767 | 155.1605 | 36.8917 | 142.319 | 249.7628 | 83.3806 | 279.2111 | 28.0072 | 158.107 | 28.0072 | 93.2807 | 134.0889 | 52.2501 | 385.7486 | 0 | 0 | 0 | 0 | 0 | 0 | 0 | 0 | 133.7297 | 0 | 0 | 0 | 0 | 208.6465 | 229.1533 | 21.9438 | 23.8221 | 175.0978 | 121.0969 | 9.2187 | 62.7398 | 70.4379 | 212.1797 | 124.4362 | 169.5667 | 70.5119 | 21.9438 | 206.9307 | 33.9418 | 200.9925 | 94.6688 | 123.9354 | 36.6202 | 69.3716 | 372.1793 | 16.2078 | 119.3067 | 114.492 | 9.2187 | 9.2187 | 47.3526 | 96.2437 | 49.4165 | 97.6811 | 122.5215 | 61.1326 | 55.2363 | 454.7131 | 79.4237 | 62.7398 | 59.8868 | 59.8868 | 25.111 | 33.9169 | 454.7131 | 276.7863 | 115.1738 | 0 | 0 | 0 | 60.4083 | 70.4379 | 58.6466 | 268.5705 | 69.3716 | 0 | 51.805 | 33.9169 | 9.2187 | 47.0431 | 18.8459 | 0 | 0 | 0 | 67.9237 | 0 | 0 | 106.7071 | 0 | 22.6775 | 0 | 0 | 158.6763 | 70.916 | 18.8459 | 22.7159 | 22.7159 | 48.1855 | 103.6616 | 138.5644 | 103.0165 | 233.0009 | 145.3758 | 85.6436 | 202.1261 | 181.5163 | 110.5326 | 111.2285 | 292.8942 | 141.1514 | 131.1919 | 71.9211 | 66.8154 | 143.3299 | 146.9428 | 55.0995 | 66.8154 | 66.8154 | 106.6544 | 71.9211 | 71.9211 | 71.9211 | 120.5069 | 131.8194 | 118.1719 | 97.9348 | 97.9348 | 76.0956 | 124.3812 | 339.0789 | 128.6659 | 73.9649 | 445.6706 | 137.2391 | 73.9649 | 276.2301 | 694.8974 | 99.6785 | 395.6204 | 295.8458 | 137.2391 | 78.6884 | 46.8237 | 149.767 | 41.7026 | 41.7026 | 41.7026 | 117.7346 | 137.7813 | 50.5503 | 105.0847 | 170.4594 | 168.3066 | 94.9918 | 94.9918 | 94.8826 | 303.3713 | 41.7026 | 301.7229 | 175.9607 | 295.1257 | 111.6047 | 90.0606 | 237.3699 | 72.0527 | 149.6236 | 72.0527 | 182.6389 | 59.9691 | 87.4218 | 52.2501 | 52.2501 | 59.9691 | 270.3693 | 224.5621 | 113.7676 | 151.7876 | 95.6621 | 59.9691 | 659.9743 | 146.8949 | 151.8161 | 349.821 | 567.2014 | 70.8101 | 78.365 | 115.4148 | 254.5356 | 78.365 | 43.5825 | 99.6107 | 83.2297 | 72.1489 | 81.3466 | 43.7027 | 43.7027 | 72.5545 | 40.166 | 120.8247 | 186.7176 | 82.3091 | 149.6236 | 77.6718 | 163.5002 | 142.1875 | 82.3091 | 77.6718 | 59.0682 | 183.8079 | 141.584 | 42.6115 | 21.2018 | 285.4091 | 58.1814 | 195.563 | 58.3217 | 281.481 | 700.9142 | 33.0256 | 201.3391 | 183.8079 | 265.1148 | 58.3217 | 22.6775 | 316.3448 | 197.5211 | 160.7439 | 175.5626 | 0 | 66.8154 | 116.5628 | 340.8476 | 0 | 70.8101 | 91.9339 | 143.3299 | 62.8706 | 84.8547 | 145.5325 | 57.2354 | 0 | 0 | 0 | 0 | 0 | 0 | 0 | 0 | 70.916 | 0 | 125.838 | 180.6145 | 172.2485 | 116.5898 | 0 | 119.1867 | 33.591 | 31.7865 | 16.2078 | 505.2889 | 29.8462 | 84.0616 | 34.8726 | 34.8726 | 60.2917 | 22.8631 | 33.591 | 29.8462 | 24.965 | 24.965 | 42.8405 | 0 | 0 | 0 | 0 | 22.8631 | 22.8631 | 22.8631 | 38.5634 | 24.965 | 83.1313 | 0 | 0 | 16.9613 | 0 | 0 | 0 | 72.1543 | 36.4014 | 92.2419 | 48.6725 | 40.6115 | 16.9613 | 97.0852 | 114.7563 | 25.7812 | 127.2798 | 99.6643 | 440.0464 | 87.6617 | 85.1852 | 102.829 | 16.6695 | 20.3622 | 20.3622 | 16.6695 | 33.2679 | 58.8268 | 132.5427 | 1289.3187 | 92.4511 | 58.8268 | 56.3401 | 112.7319 | 73.4497 | 61.9433 | 60.5737 | 56.3401 | 112.3273 | 51.2 | 36.4014 | 36.4014 | 111.0325 | 74.6492 | 0 | 0 | 0 | 20.3622 | 20.3622 | 21.188 | 0 | 0 | 0 | 0 | 0 | 0 | 16.6695 | 36.4014 | 108.624 | 20.3622 | 25.5561 | 47.5477 | 0 | 0 | 0 | 0 | 0 | 0 | 0 | 0 | 0 | 0 | 0 | 0 | 0 | 0 | 0 | 0 | 0 | 0 | 0 | 0 | 0 | 0 | 0 | 0 | 0 | 0 | 0 | 0 | 0 | 0 | 0 | 0 | 0 | 0 | 0 | 0 | 0 | 0 | 0 | 0 | 0 | 0 | 0 | 0 | 0 | 0 | 0 | 0 | 0 | 0 | 0 | 0 | 0 | 0 | 0 | 0 | 0 | 0 | 0 | 0 | 0 | 0 | 0 | 0 | 0 | 0 | 0 | 0 | 0 | 0 | 0 | 0 | 0 | 0 | 0 | 0 | 0 | 0 | 0 | 0 | 0 | 0 | 0 | 0 | 0 | 0 | 0 | 0 | 0 | 0 | 0 | 0 | 0 | 0 | 0 | 0 | 0 | 0 | 0 | 0 | 0 | 0 | 0 | 0 | 0 | 0 | 0 | 0 | 0 | 2017-01-22 05:00
t0511 | 0 | 104.5667 | 279.3074 | 121.7269 | 31.6081 | 219.4981 | 31.6081 | 485.506 | 51.7799 | 51.7799 | 1645.8104 | 55.8352 | 67.7437 | 282.5683 | 338.6974 | 49.8896 | 62.6432 | 292.7723 | 183.2974 | 299.0636 | 0 | 0 | 346.9182 | 30.231 | 30.231 | 30.231 | 70.3029 | 134.6226 | 231.1377 | 108.9384 | 282.5726 | 73.1061 | 203.6982 | 185.4176 | 228.7655 | 223.1791 | 117.1328 | 495.9438 | 307.429 | 81.3417 | 185.8014 | 228.3352 | 92.2655 | 195.8965 | 372.2696 | 92.2655 | 37.0322 | 242.9732 | 658.0353 | 138.2834 | 152.3191 | 79.9992 | 152.7828 | 37.0322 | 142.9815 | 241.9414 | 83.0371 | 287.5561 | 29.5423 | 152.8891 | 29.5423 | 92.2655 | 134.6226 | 52.9542 | 372.2696 | 0 | 0 | 0 | 0 | 0 | 0 | 0 | 0 | 135.2434 | 0 | 0 | 0 | 0 | 210.8358 | 235.022 | 22.3702 | 26.4305 | 191.7643 | 126.272 | 9.9214 | 67.2094 | 75.0538 | 219.9059 | 126.4025 | 171.9283 | 78.3256 | 22.3702 | 225.8131 | 36.4085 | 211.1604 | 101.3966 | 128.3879 | 38.7856 | 73.1746 | 396.2247 | 18.407 | 124.1888 | 123.3129 | 9.9214 | 9.9214 | 51.9523 | 97.3153 | 52.2773 | 103.7168 | 125.1537 | 69.7451 | 66.979 | 516.4419 | 90.0961 | 67.2094 | 62.5775 | 62.5775 | 26.7619 | 38.7999 | 516.4419 | 302.407 | 118.3748 | 0 | 0 | 0 | 62.7876 | 75.0538 | 60.9116 | 285.8879 | 73.1746 | 0 | 53.8375 | 38.7999 | 9.9214 | 51.8813 | 20.9345 | 0 | 0 | 0 | 70.3342 | 0 | 0 | 111.8406 | 0 | 25.1234 | 0 | 0 | 163.4158 | 69.4434 | 20.9345 | 23.7943 | 23.7943 | 53.8562 | 111.8405 | 151.1338 | 109.4022 | 240.3768 | 147.6077 | 89.5868 | 209.0776 | 192.8088 | 120.2726 | 116.4719 | 316.0513 | 145.3408 | 145.5137 | 72.9161 | 68.3661 | 150.4701 | 160.6942 | 59.3281 | 68.3661 | 68.3661 | 117.3499 | 72.9161 | 72.9161 | 72.9161 | 131.1155 | 134.8981 | 130.681 | 105.1523 | 105.1523 | 81.9475 | 137.7111 | 349.6936 | 126.3221 | 82.5039 | 479.3138 | 141.887 | 82.5039 | 317.6501 | 734.1614 | 111.4325 | 429.2656 | 311.7224 | 141.887 | 84.2721 | 49.8601 | 166.8882 | 43.0493 | 43.0493 | 43.0493 | 128.8543 | 155.3925 | 57.5649 | 101.7714 | 176.5694 | 169.221 | 94.448 | 94.448 | 99.593 | 296.2744 | 43.0493 | 326.5074 | 178.6549 | 300.643 | 112.8837 | 92.9582 | 264.6323 | 75.4467 | 145.4962 | 75.4467 | 190.8894 | 64.7015 | 88.7564 | 52.9542 | 52.9542 | 64.7015 | 260.4099 | 220.7841 | 119.6364 | 163.2019 | 94.7128 | 64.7015 | 628.1963 | 150.1468 | 162.7224 | 371.6488 | 605.0252 | 72.3624 | 79.3209 | 127.5395 | 267.887 | 79.3209 | 45.8818 | 105.0502 | 83.4975 | 74.9205 | 88.0389 | 44.9887 | 44.9887 | 73.876 | 42.9391 | 126.6399 | 191.3822 | 86.5683 | 145.4962 | 81.282 | 175.2824 | 144.8664 | 86.5683 | 81.282 | 64.5997 | 199.9332 | 143.4275 | 41.9227 | 23.099 | 296.1144 | 62.0475 | 211.5095 | 62.6452 | 291.3819 | 709.3578 | 34.5829 | 217.7919 | 199.9332 | 285.9483 | 62.6452 | 25.1234 | 283.3578 | 213.1486 | 160.3567 | 169.0334 | 0 | 68.3661 | 120.5562 | 353.8366 | 0 | 72.3624 | 96.3437 | 150.4701 | 66.1075 | 95.7199 | 149.4639 | 62.3865 | 0 | 0 | 0 | 0 | 0 | 0 | 0 | 0 | 69.4434 | 0 | 126.8979 | 169.4134 | 185.3464 | 122.8674 | 0 | 130.2335 | 39.8895 | 34.29 | 18.407 | 575.7876 | 31.0542 | 93.8061 | 39.5941 | 39.5941 | 72.7597 | 25.7477 | 39.8895 | 31.0542 | 27.5818 | 27.5818 | 46.9683 | 0 | 0 | 0 | 0 | 25.7477 | 25.7477 | 25.7477 | 42.0802 | 27.5818 | 90.0327 | 0 | 0 | 18.6597 | 0 | 0 | 0 | 79.3085 | 36.1615 | 100.4656 | 47.005 | 43.7268 | 18.6597 | 98.0831 | 129.096 | 27.7051 | 127.4819 | 105.0631 | 454.8939 | 91.1559 | 88.3887 | 108.4577 | 17.3611 | 21.1017 | 21.1017 | 17.3611 | 37.3122 | 63.2057 | 141.7399 | 1382.5127 | 106.0533 | 63.2057 | 59.8734 | 126.0725 | 82.5961 | 70.2126 | 68.9726 | 59.8734 | 126.4334 | 55.1113 | 36.1615 | 36.1615 | 120.734 | 83.0414 | 0 | 0 | 0 | 21.1017 | 21.1017 | 23.4535 | 0 | 0 | 0 | 0 | 0 | 0 | 17.3611 | 36.1615 | 119.0737 | 21.1017 | 26.8414 | 53.3307 | 0 | 0 | 0 | 0 | 0 | 0 | 0 | 0 | 0 | 0 | 0 | 0 | 0 | 0 | 0 | 0 | 0 | 0 | 0 | 0 | 0 | 0 | 0 | 0 | 0 | 0 | 0 | 0 | 0 | 0 | 0 | 0 | 0 | 0 | 0 | 0 | 0 | 0 | 0 | 0 | 0 | 0 | 0 | 0 | 0 | 0 | 0 | 0 | 0 | 0 | 0 | 0 | 0 | 0 | 0 | 0 | 0 | 0 | 0 | 0 | 0 | 0 | 0 | 0 | 0 | 0 | 0 | 0 | 0 | 0 | 0 | 0 | 0 | 0 | 0 | 0 | 0 | 0 | 0 | 0 | 0 | 0 | 0 | 0 | 0 | 0 | 0 | 0 | 0 | 0 | 0 | 0 | 0 | 0 | 0 | 0 | 0 | 0 | 0 | 0 | 0 | 0 | 0 | 0 | 0 | 0 | 0 | 0 | 0 | 2017-01-22 06:00
t0512 | 0 | 104.439 | 309.3309 | 121.4772 | 36.2468 | 246.9623 | 36.2468 | 399.476 | 57.4261 | 57.4261 | 1754.5638 | 66.3895 | 68.967 | 272.2463 | 332.6931 | 48.6794 | 66.7671 | 305.5538 | 195.2817 | 279.4719 | 0 | 0 | 380.1023 | 31.5309 | 31.5309 | 31.5309 | 69.7125 | 135.967 | 217.1394 | 122.5909 | 297.448 | 79.3935 | 195.9359 | 176.1428 | 235.142 | 237.7046 | 116.6535 | 428.8905 | 290.7152 | 81.874 | 171.7247 | 235.346 | 90.9113 | 193.5854 | 358.2086 | 90.9113 | 37.0506 | 244.6338 | 650.8207 | 132.2386 | 159.7711 | 84.7195 | 148.987 | 37.0506 | 144.0326 | 228.8729 | 82.3458 | 304.5148 | 32.0897 | 144.2459 | 32.0897 | 90.9113 | 135.967 | 54.3055 | 358.2086 | 0 | 0 | 0 | 0 | 0 | 0 | 0 | 0 | 137.895 | 0 | 0 | 0 | 0 | 215.4062 | 244.9685 | 22.957 | 30.4941 | 220.9409 | 134.2437 | 11.0461 | 74.3497 | 82.0129 | 234.3327 | 130.0947 | 176.0869 | 91.3373 | 22.957 | 260.9896 | 40.2594 | 229.125 | 112.0713 | 135.1639 | 42.1325 | 79.19 | 439.6004 | 21.9103 | 131.9458 | 137.636 | 11.0461 | 11.0461 | 59.6812 | 99.1248 | 56.8219 | 113.3618 | 129.7472 | 85.5557 | 89.1858 | 631.3695 | 107.3798 | 74.3497 | 66.7117 | 66.7117 | 29.3755 | 47.0394 | 631.3695 | 349.2583 | 122.9082 | 0 | 0 | 0 | 66.3183 | 82.0129 | 64.4151 | 315.0836 | 79.19 | 0 | 56.9365 | 47.0394 | 11.0461 | 60.4135 | 24.4608 | 0 | 0 | 0 | 74.3924 | 0 | 0 | 120.6093 | 0 | 29.0217 | 0 | 0 | 171.3487 | 66.8766 | 24.4608 | 25.5371 | 25.5371 | 62.7814 | 125.529 | 172.9365 | 119.7783 | 255.6718 | 151.5735 | 96.4205 | 220.833 | 215.5422 | 136.9421 | 125.2775 | 367.148 | 152.8437 | 169.8177 | 75.2706 | 71.3026 | 163.895 | 183.5654 | 66.4953 | 71.3026 | 71.3026 | 136.597 | 75.2706 | 75.2706 | 75.2706 | 149.2834 | 140.9739 | 152.2836 | 117.3241 | 117.3241 | 91.9943 | 162.6049 | 369.2876 | 123.2154 | 97.3967 | 560.4893 | 151.0719 | 97.3967 | 400.0231 | 825.1429 | 131.2106 | 493.6083 | 340.673 | 151.0719 | 94.4837 | 55.015 | 195.2621 | 45.2592 | 45.2592 | 45.2592 | 147.3088 | 187.2015 | 69.2915 | 95.9174 | 187.0826 | 170.9319 | 93.8137 | 93.8137 | 108.1359 | 283.7254 | 45.2592 | 371.024 | 183.5145 | 310.4748 | 115.12 | 97.5652 | 318.0785 | 81.3075 | 139.2945 | 81.3075 | 206.8225 | 73.2075 | 91.8315 | 54.3055 | 54.3055 | 73.2075 | 245.5482 | 215.2744 | 130.7293 | 184.1928 | 93.6308 | 73.2075 | 579.5702 | 155.809 | 184.6188 | 415.9063 | 694.2326 | 75.0867 | 81.0494 | 148.4733 | 292.4376 | 81.0494 | 49.53 | 114.7178 | 84.1189 | 79.6389 | 99.3978 | 47.3706 | 47.3706 | 76.5579 | 47.7454 | 139.4781 | 201.0179 | 93.7732 | 139.2945 | 87.8787 | 197.8957 | 149.4574 | 93.7732 | 87.8787 | 73.6571 | 231.4998 | 147.2554 | 40.5982 | 26.0958 | 313.9626 | 68.4705 | 239.5676 | 69.8945 | 306.856 | 735.1388 | 36.9846 | 243.6645 | 231.4998 | 325.4833 | 69.8945 | 29.0217 | 229.3706 | 240.4364 | 161.0457 | 158.6061 | 0 | 71.3026 | 126.7801 | 392.75 | 0 | 75.0867 | 104.2268 | 163.895 | 72.7167 | 113.142 | 155.8599 | 71.1376 | 0 | 0 | 0 | 0 | 0 | 0 | 0 | 0 | 66.8766 | 0 | 128.8283 | 150.6214 | 210.756 | 135.4001 | 0 | 149.1131 | 50.5047 | 38.4207 | 21.9103 | 705.2599 | 33.0488 | 111.8545 | 47.4417 | 47.4417 | 93.8694 | 30.653 | 50.5047 | 33.0488 | 31.7627 | 31.7627 | 53.6979 | 0 | 0 | 0 | 0 | 30.653 | 30.653 | 30.653 | 47.9356 | 31.7627 | 101.5258 | 0 | 0 | 21.8805 | 0 | 0 | 0 | 91.3552 | 35.8621 | 114.9652 | 44.7039 | 48.9617 | 21.8805 | 99.7442 | 155.9047 | 30.7743 | 128.5154 | 114.8623 | 486.9464 | 97.1358 | 93.9087 | 118.2562 | 18.5701 | 22.3518 | 22.3518 | 18.5701 | 44.2303 | 70.897 | 157.2123 | 1586.0858 | 129.9834 | 70.897 | 66.2061 | 152.5278 | 98.3238 | 83.7326 | 83.3778 | 66.2061 | 151.2205 | 62.4828 | 35.8621 | 35.8621 | 136.9932 | 98.4269 | 0 | 0 | 0 | 22.3518 | 22.3518 | 27.2808 | 0 | 0 | 0 | 0 | 0 | 0 | 18.5701 | 35.8621 | 137.7717 | 22.3518 | 29.037 | 62.8371 | 0 | 0 | 0 | 0 | 0 | 0 | 0 | 0 | 0 | 0 | 0 | 0 | 0 | 0 | 0 | 0 | 0 | 0 | 0 | 0 | 0 | 0 | 0 | 0 | 0 | 0 | 0 | 0 | 0 | 0 | 0 | 0 | 0 | 0 | 0 | 0 | 0 | 0 | 0 | 0 | 0 | 0 | 0 | 0 | 0 | 0 | 0 | 0 | 0 | 0 | 0 | 0 | 0 | 0 | 0 | 0 | 0 | 0 | 0 | 0 | 0 | 0 | 0 | 0 | 0 | 0 | 0 | 0 | 0 | 0 | 0 | 0 | 0 | 0 | 0 | 0 | 0 | 0 | 0 | 0 | 0 | 0 | 0 | 0 | 0 | 0 | 0 | 0 | 0 | 0 | 0 | 0 | 0 | 0 | 0 | 0 | 0 | 0 | 0 | 0 | 0 | 0 | 0 | 0 | 0 | 0 | 0 | 0 | 0 | 2017-01-22 07:00
t0513 | 0 | 104.3708 | 336.8266 | 118.3649 | 39.6972 | 270.6088 | 39.6972 | 309.4459 | 65.0627 | 65.0627 | 2020.7651 | 76.2168 | 67.4697 | 263.7155 | 318.7076 | 45.5105 | 69.0515 | 312.3369 | 202.6143 | 253.5425 | 0 | 0 | 413.5295 | 31.7084 | 31.7084 | 31.7084 | 67.7526 | 134.9925 | 199.2775 | 146.1255 | 316.9504 | 84.5895 | 183.8039 | 162.6994 | 234.8006 | 247.2225 | 112.1716 | 360.4806 | 279.1391 | 80.3878 | 154.6274 | 241.4877 | 88.3249 | 188.4628 | 365.7071 | 88.3249 | 35.2357 | 240.9752 | 633.5795 | 123.2236 | 167.6225 | 86.6881 | 141.908 | 35.2357 | 140.7201 | 210.3408 | 78.9515 | 322.4348 | 33.4658 | 132.4628 | 33.4658 | 88.3249 | 134.9925 | 54.6456 | 365.7071 | 0 | 0 | 0 | 0 | 0 | 0 | 0 | 0 | 136.877 | 0 | 0 | 0 | 0 | 216.82 | 247.7099 | 22.3929 | 32.3105 | 246.3922 | 135.3483 | 11.591 | 77.641 | 83.3805 | 246.4867 | 131.2858 | 175.7026 | 100.5877 | 22.3929 | 299.1515 | 41.6906 | 242.7271 | 116.6896 | 135.1825 | 43.0436 | 81.2675 | 478.7151 | 23.8999 | 133.912 | 145.4402 | 11.591 | 11.591 | 65.2737 | 98.0549 | 58.5517 | 117.4522 | 131.0146 | 102.8485 | 116.4919 | 762.0952 | 118.2898 | 77.641 | 67.3262 | 67.3262 | 30.4298 | 53.5952 | 762.0952 | 397.1885 | 120.6583 | 0 | 0 | 0 | 66.0863 | 83.3805 | 64.8038 | 334.0206 | 81.2675 | 0 | 57.1065 | 53.5952 | 11.591 | 68.191 | 27.1521 | 0 | 0 | 0 | 76.1372 | 0 | 0 | 125.9702 | 0 | 31.1127 | 0 | 0 | 173.8598 | 62.2314 | 27.1521 | 26.2078 | 26.2078 | 67.2437 | 134.6766 | 191.0386 | 124.8907 | 273.2801 | 151.793 | 100.8766 | 225.9247 | 244.3808 | 149.8626 | 130.0091 | 448.7375 | 157.2514 | 188.7708 | 77.8127 | 73.2408 | 177.0379 | 199.0716 | 71.588 | 73.2408 | 73.2408 | 155.4538 | 77.8127 | 77.8127 | 77.8127 | 163.4075 | 145.9535 | 170.4263 | 125.6295 | 125.6295 | 99.626 | 190.4354 | 383.6165 | 119.7895 | 110.631 | 709.7675 | 160.3945 | 110.631 | 512.2737 | 977.4653 | 146.2328 | 568.3512 | 366.4821 | 160.3945 | 104.414 | 58.5051 | 215.0482 | 45.8686 | 45.8686 | 45.8686 | 159.6994 | 219.8487 | 78.1639 | 86.6533 | 192.5784 | 168.3306 | 91.5645 | 91.5645 | 115.3826 | 261.6183 | 45.8686 | 412.7941 | 184.0923 | 312.9637 | 114.2799 | 98.2018 | 386.908 | 85.095 | 132.1441 | 85.095 | 223.4248 | 81.1435 | 95.1233 | 54.6456 | 54.6456 | 81.1435 | 231.3264 | 207.0015 | 141.9102 | 205.2727 | 91.8049 | 81.1435 | 534.4941 | 157.4441 | 212.8682 | 473.1005 | 850.9153 | 75.9446 | 80.8225 | 166.0121 | 314.9028 | 80.8225 | 50.7907 | 122.4771 | 82.9389 | 82.0506 | 107.6959 | 49.0683 | 49.0683 | 78.5756 | 51.4499 | 158.6579 | 210.8721 | 98.0798 | 132.1441 | 93.5142 | 223.7288 | 149.8728 | 98.0798 | 93.5142 | 79.2531 | 270.7747 | 149.3187 | 37.5991 | 27.4932 | 321.3857 | 72.3202 | 263.7667 | 74.6902 | 308.5649 | 780.3174 | 37.4264 | 254.765 | 270.7747 | 369.8108 | 74.6902 | 31.1127 | 177.1831 | 263.0424 | 161.9526 | 146.2445 | 0 | 73.2408 | 127.3053 | 479.7684 | 0 | 75.9446 | 110.4058 | 177.0379 | 81.0954 | 123.3517 | 156.7167 | 77.7135 | 0 | 0 | 0 | 0 | 0 | 0 | 0 | 0 | 62.2314 | 0 | 127.5357 | 128.7512 | 240.9667 | 150.5145 | 0 | 163.8241 | 59.1912 | 40.9522 | 23.8999 | 846.9104 | 33.8658 | 131.719 | 53.1843 | 53.1843 | 111.6781 | 34.6166 | 59.1912 | 33.8658 | 34.0257 | 34.0257 | 57.7759 | 0 | 0 | 0 | 0 | 34.6166 | 34.6166 | 34.6166 | 51.9021 | 34.0257 | 109.1087 | 0 | 0 | 25.6162 | 0 | 0 | 0 | 100.2109 | 34.9364 | 127.8233 | 43.0709 | 52.5087 | 25.6162 | 98.428 | 186.5141 | 32.207 | 128.3446 | 123.4603 | 528.916 | 100.4104 | 96.9436 | 125.3657 | 19.3524 | 22.9245 | 22.9245 | 19.3524 | 49.9369 | 77.3361 | 167.4049 | 1902.0022 | 152.7168 | 77.3361 | 71.7217 | 187.6685 | 111.6514 | 92.7526 | 95.6433 | 71.7217 | 174.1962 | 70.5355 | 34.9364 | 34.9364 | 148.2828 | 114.757 | 0 | 0 | 0 | 22.9245 | 22.9245 | 30.1888 | 0 | 0 | 0 | 0 | 0 | 0 | 19.3524 | 34.9364 | 155.5879 | 22.9245 | 30.4126 | 69.2579 | 0 | 0 | 0 | 0 | 0 | 0 | 0 | 0 | 0 | 0 | 0 | 0 | 0 | 0 | 0 | 0 | 0 | 0 | 0 | 0 | 0 | 0 | 0 | 0 | 0 | 0 | 0 | 0 | 0 | 0 | 0 | 0 | 0 | 0 | 0 | 0 | 0 | 0 | 0 | 0 | 0 | 0 | 0 | 0 | 0 | 0 | 0 | 0 | 0 | 0 | 0 | 0 | 0 | 0 | 0 | 0 | 0 | 0 | 0 | 0 | 0 | 0 | 0 | 0 | 0 | 0 | 0 | 0 | 0 | 0 | 0 | 0 | 0 | 0 | 0 | 0 | 0 | 0 | 0 | 0 | 0 | 0 | 0 | 0 | 0 | 0 | 0 | 0 | 0 | 0 | 0 | 0 | 0 | 0 | 0 | 0 | 0 | 0 | 0 | 0 | 0 | 0 | 0 | 0 | 0 | 0 | 0 | 0 | 0 | 2017-01-22 08:00
t0514 | 0 | 103.0626 | 350.8556 | 113.6099 | 41.1458 | 282.2606 | 41.1458 | 241.2926 | 70.3712 | 70.3712 | 2243.574 | 81.844 | 64.523 | 255.2294 | 301.8889 | 41.9689 | 69.0693 | 310.8583 | 203.3998 | 229.8463 | 0 | 0 | 431.8428 | 30.9994 | 30.9994 | 30.9994 | 65.0125 | 131.7381 | 182.8491 | 164.6322 | 328.4721 | 86.741 | 171.3612 | 149.6814 | 229.0251 | 248.8423 | 106.0886 | 307.8152 | 269.6595 | 77.5666 | 139.6138 | 242.4559 | 84.9492 | 181.4641 | 374.9357 | 84.9492 | 32.8139 | 233.3625 | 609.8105 | 114.2513 | 171.1917 | 85.9091 | 133.9321 | 32.8139 | 134.9588 | 192.6782 | 74.5479 | 331.3405 | 33.5518 | 121.3798 | 33.5518 | 84.9492 | 131.7381 | 53.8116 | 374.9357 | 0 | 0 | 0 | 0 | 0 | 0 | 0 | 0 | 133.0364 | 0 | 0 | 0 | 0 | 213.8936 | 243.7328 | 21.2703 | 32.2934 | 259.6366 | 131.7457 | 11.5998 | 77.463 | 81.1036 | 251.0316 | 129.5149 | 171.4818 | 104.3166 | 21.2703 | 323.2543 | 41.2215 | 247.5041 | 116.0858 | 130.868 | 42.1889 | 80.1634 | 498.416 | 24.3961 | 131.3522 | 146.5218 | 11.5998 | 11.5998 | 67.5273 | 94.9672 | 57.9274 | 116.6689 | 128.9749 | 114.224 | 136.1069 | 850.0892 | 121.9279 | 77.463 | 65.5385 | 65.5385 | 30.1757 | 56.8428 | 850.0892 | 426.1439 | 114.9307 | 0 | 0 | 0 | 63.628 | 81.1036 | 63.0495 | 339.0693 | 80.1634 | 0 | 55.3677 | 56.8428 | 11.5998 | 72.4768 | 28.3652 | 0 | 0 | 0 | 75.5049 | 0 | 0 | 126.8143 | 0 | 31.4751 | 0 | 0 | 171.3339 | 57.4078 | 28.3652 | 25.9301 | 25.9301 | 67.7678 | 137.6069 | 199.8498 | 124.8431 | 283.1064 | 148.6015 | 101.8048 | 224.0677 | 263.8874 | 155.5488 | 130.102 | 512.1227 | 157.1694 | 197.5527 | 78.7017 | 73.2974 | 183.9118 | 204.5295 | 73.44 | 73.2974 | 73.2974 | 166.5342 | 78.7017 | 78.7017 | 78.7017 | 169.6498 | 147.1972 | 179.6144 | 128.3498 | 128.3498 | 102.7688 | 208.6535 | 386.8109 | 115.8012 | 117.8429 | 831.962 | 164.975 | 117.8429 | 596.0116 | 1095.8226 | 153.0319 | 617.5695 | 378.7287 | 164.975 | 109.9417 | 59.5621 | 222.8113 | 45.0981 | 45.0981 | 45.0981 | 163.9825 | 240.2358 | 82.2626 | 77.7837 | 192.0624 | 162.7456 | 88.2331 | 88.2331 | 118.5042 | 239.2179 | 45.0981 | 435.7544 | 180.542 | 307.9533 | 111.0753 | 95.872 | 436.2006 | 85.8712 | 125.159 | 85.8712 | 232.5148 | 85.4533 | 96.3335 | 53.8116 | 53.8116 | 85.4533 | 218.8172 | 197.5974 | 147.9942 | 217.4791 | 89.1091 | 85.4533 | 497.8904 | 155.0592 | 232.4494 | 512.2559 | 976.2883 | 74.8724 | 78.899 | 174.8592 | 325.8688 | 78.899 | 50.1035 | 125.6276 | 80.3855 | 81.813 | 110.9495 | 49.3786 | 49.3786 | 78.7539 | 52.9652 | 172.5784 | 215.234 | 98.7328 | 125.159 | 95.9139 | 240.2565 | 146.6721 | 98.7328 | 95.9139 | 80.8149 | 297.8647 | 148.2243 | 34.3852 | 27.4987 | 318.4966 | 73.0998 | 275.8715 | 76.1474 | 300.5327 | 809.863 | 36.5013 | 253.5457 | 297.8647 | 398.0554 | 76.1474 | 31.4751 | 139.3276 | 273.7211 | 160.6782 | 135.064 | 0 | 73.2974 | 123.8584 | 553.501 | 0 | 74.8724 | 112.6835 | 183.9118 | 86.6369 | 126.1086 | 153.202 | 80.4845 | 0 | 0 | 0 | 0 | 0 | 0 | 0 | 0 | 57.4078 | 0 | 123.7946 | 110.7057 | 260.9576 | 160.2182 | 0 | 170.4213 | 63.7588 | 41.5828 | 24.3961 | 940.0505 | 33.5544 | 144.6638 | 55.7036 | 55.7036 | 121.4188 | 36.5828 | 63.7588 | 33.5544 | 34.4287 | 34.4287 | 58.8627 | 0 | 0 | 0 | 0 | 36.5828 | 36.5828 | 36.5828 | 53.2843 | 34.4287 | 111.5114 | 0 | 0 | 28.1086 | 0 | 0 | 0 | 103.8941 | 33.6143 | 134.568 | 41.6658 | 53.6702 | 28.1086 | 95.1255 | 207.0587 | 32.1644 | 126.1717 | 127.4623 | 555.5795 | 100.3914 | 96.887 | 127.7197 | 19.4915 | 22.7747 | 22.7747 | 19.4915 | 52.8237 | 80.3803 | 170.3698 | 2143.1504 | 166.2157 | 80.3803 | 74.3626 | 213.2838 | 118.6234 | 96.126 | 102.1744 | 74.3626 | 187.3575 | 75.5506 | 33.6143 | 33.6143 | 152.3701 | 125.1028 | 0 | 0 | 0 | 22.7747 | 22.7747 | 31.4823 | 0 | 0 | 0 | 0 | 0 | 0 | 19.4915 | 33.6143 | 165.7473 | 22.7747 | 30.6741 | 71.6657 | 0 | 0 | 0 | 0 | 0 | 0 | 0 | 0 | 0 | 0 | 0 | 0 | 0 | 0 | 0 | 0 | 0 | 0 | 0 | 0 | 0 | 0 | 0 | 0 | 0 | 0 | 0 | 0 | 0 | 0 | 0 | 0 | 0 | 0 | 0 | 0 | 0 | 0 | 0 | 0 | 0 | 0 | 0 | 0 | 0 | 0 | 0 | 0 | 0 | 0 | 0 | 0 | 0 | 0 | 0 | 0 | 0 | 0 | 0 | 0 | 0 | 0 | 0 | 0 | 0 | 0 | 0 | 0 | 0 | 0 | 0 | 0 | 0 | 0 | 0 | 0 | 0 | 0 | 0 | 0 | 0 | 0 | 0 | 0 | 0 | 0 | 0 | 0 | 0 | 0 | 0 | 0 | 0 | 0 | 0 | 0 | 0 | 0 | 0 | 0 | 0 | 0 | 0 | 0 | 0 | 0 | 0 | 0 | 0 | 2017-01-22 09:00
t0515 | 0 | 107.028 | 357.1515 | 117.7634 | 41.5541 | 286.4194 | 41.5541 | 269.8724 | 71.927 | 71.927 | 2317.2883 | 82.4878 | 66.4785 | 267.4779 | 314.1182 | 43.6846 | 70.6067 | 319.2906 | 208.0275 | 242.5763 | 0 | 0 | 440.7335 | 31.791 | 31.791 | 31.791 | 67.5141 | 136.263 | 192.7102 | 168.6034 | 337.9773 | 88.5189 | 179.3136 | 157.17 | 235.7436 | 254.5917 | 109.9133 | 334.8044 | 284.1999 | 80.2361 | 147.9135 | 250.0261 | 88.3976 | 188.6822 | 394.2449 | 88.3976 | 33.9094 | 241.4427 | 633.8929 | 119.7479 | 176.0476 | 87.8767 | 139.6382 | 33.9094 | 139.5043 | 202.5686 | 77.3258 | 340.174 | 34.151 | 127.7295 | 34.151 | 88.3976 | 136.263 | 55.4709 | 394.2449 | 0 | 0 | 0 | 0 | 0 | 0 | 0 | 0 | 137.1994 | 0 | 0 | 0 | 0 | 220.7438 | 250.1541 | 21.8519 | 32.4081 | 262.5478 | 134.3758 | 11.7365 | 78.4631 | 82.1397 | 257.1137 | 133.4021 | 176.6938 | 105.0033 | 21.8519 | 327.7739 | 41.7112 | 252.4682 | 117.5666 | 133.7476 | 42.8297 | 81.5168 | 507.1382 | 24.3987 | 134.1057 | 148.2894 | 11.7365 | 11.7365 | 68.1555 | 97.9365 | 58.8627 | 118.4494 | 132.5666 | 115.0819 | 136.6341 | 857.4971 | 122.0912 | 78.4631 | 66.7997 | 66.7997 | 30.5987 | 56.984 | 857.4971 | 431.7557 | 117.714 | 0 | 0 | 0 | 64.9344 | 82.1397 | 64.3938 | 344.4646 | 81.5168 | 0 | 56.527 | 56.984 | 11.7365 | 73.2242 | 28.5701 | 0 | 0 | 0 | 77.2637 | 0 | 0 | 129.3604 | 0 | 31.6329 | 0 | 0 | 175.6028 | 60.0133 | 28.5701 | 26.4311 | 26.4311 | 67.9383 | 139.3438 | 202.1717 | 126.792 | 290.5932 | 153.0508 | 103.9256 | 229.3695 | 269.2514 | 157.3528 | 132.7099 | 522.4791 | 161.1893 | 199.0773 | 81.1799 | 75.3378 | 187.8282 | 206.4815 | 74.4275 | 75.3378 | 75.3378 | 168.4451 | 81.1799 | 81.1799 | 81.1799 | 171.624 | 151.3293 | 181.2303 | 130.1369 | 130.1369 | 104.1872 | 211.1532 | 396.6405 | 120.9035 | 118.7889 | 850.7449 | 169.1752 | 118.7889 | 602.3522 | 1121.8635 | 153.9443 | 627.2487 | 386.2828 | 169.1752 | 111.7727 | 60.5152 | 224.0987 | 46.1795 | 46.1795 | 46.1795 | 165.5074 | 242.1822 | 82.4776 | 81.809 | 196.5643 | 168.2041 | 91.6101 | 91.6101 | 120.96 | 250.4253 | 46.1795 | 441.9506 | 185.9605 | 316.8392 | 114.5449 | 98.1445 | 441.8707 | 87.6323 | 131.2751 | 87.6323 | 237.7894 | 86.7171 | 99.3216 | 55.4709 | 55.4709 | 86.7171 | 230.6213 | 206.1677 | 151.1055 | 220.9735 | 92.6943 | 86.7171 | 528.3152 | 159.343 | 236.8265 | 522.7292 | 998.6844 | 76.9496 | 81.3505 | 176.4522 | 332.502 | 81.3505 | 50.981 | 128.0468 | 83.16 | 83.6616 | 112.3259 | 50.6598 | 50.6598 | 81.0885 | 53.7932 | 176.7459 | 221.2547 | 100.6082 | 131.2751 | 97.9816 | 244.5076 | 150.8691 | 100.6082 | 97.9816 | 81.5358 | 302.6341 | 152.855 | 35.8614 | 27.7285 | 325.6928 | 74.2035 | 279.6471 | 77.188 | 307.3108 | 836.4562 | 37.181 | 256.066 | 302.6341 | 404.5794 | 77.188 | 31.6329 | 157.1585 | 277.5229 | 166.6673 | 142.4442 | 0 | 75.3378 | 126.6849 | 569.6862 | 0 | 76.9496 | 115.0347 | 187.8282 | 88.5742 | 126.3302 | 157.1216 | 81.3696 | 0 | 0 | 0 | 0 | 0 | 0 | 0 | 0 | 60.0133 | 0 | 127.8073 | 118.9781 | 265.4887 | 163.6726 | 0 | 172.2515 | 63.5993 | 42.0901 | 24.3987 | 947.2581 | 34.2798 | 146.1979 | 55.8562 | 55.8562 | 120.9409 | 36.7765 | 63.5993 | 34.2798 | 34.6253 | 34.6253 | 59.3466 | 0 | 0 | 0 | 0 | 36.7765 | 36.7765 | 36.7765 | 53.8189 | 34.6253 | 112.808 | 0 | 0 | 28.4856 | 0 | 0 | 0 | 104.833 | 34.9132 | 136.2434 | 43.8376 | 54.3783 | 28.4856 | 98.1268 | 209.1306 | 32.5526 | 130.6479 | 129.9799 | 570.251 | 102.6267 | 99.1122 | 130.1239 | 19.9227 | 23.3009 | 23.3009 | 19.9227 | 53.1534 | 81.5807 | 172.8866 | 2187.5753 | 166.9748 | 81.5807 | 75.6807 | 216.0788 | 119.3464 | 96.3226 | 102.5946 | 75.6807 | 188.6759 | 76.8002 | 34.9132 | 34.9132 | 154.0457 | 126.4285 | 0 | 0 | 0 | 23.3009 | 23.3009 | 31.7302 | 0 | 0 | 0 | 0 | 0 | 0 | 19.9227 | 34.9132 | 167.7132 | 23.3009 | 31.2732 | 71.9659 | 0 | 0 | 0 | 0 | 0 | 0 | 0 | 0 | 0 | 0 | 0 | 0 | 0 | 0 | 0 | 0 | 0 | 0 | 0 | 0 | 0 | 0 | 0 | 0 | 0 | 0 | 0 | 0 | 0 | 0 | 0 | 0 | 0 | 0 | 0 | 0 | 0 | 0 | 0 | 0 | 0 | 0 | 0 | 0 | 0 | 0 | 0 | 0 | 0 | 0 | 0 | 0 | 0 | 0 | 0 | 0 | 0 | 0 | 0 | 0 | 0 | 0 | 0 | 0 | 0 | 0 | 0 | 0 | 0 | 0 | 0 | 0 | 0 | 0 | 0 | 0 | 0 | 0 | 0 | 0 | 0 | 0 | 0 | 0 | 0 | 0 | 0 | 0 | 0 | 0 | 0 | 0 | 0 | 0 | 0 | 0 | 0 | 0 | 0 | 0 | 0 | 0 | 0 | 0 | 0 | 0 | 0 | 0 | 0 | 2017-01-22 10:00
t0516 | 0 | 103.7777 | 352.8887 | 113.5351 | 41.1365 | 283.415 | 41.1365 | 240.6167 | 71.5089 | 71.5089 | 2306.5573 | 82.3247 | 64.1765 | 257.3518 | 301.5095 | 41.6613 | 69.0511 | 311.3712 | 203.5694 | 229.2823 | 0 | 0 | 435.2824 | 30.8966 | 30.8966 | 30.8966 | 65.0428 | 131.9674 | 182.768 | 168.837 | 332.2585 | 87.0913 | 171.1356 | 149.3479 | 228.6866 | 249.2491 | 105.6243 | 308.6191 | 272.78 | 77.506 | 139.4863 | 243.9377 | 85.1451 | 181.8375 | 383.6372 | 85.1451 | 32.4974 | 233.4027 | 610.9025 | 114.0727 | 172.5691 | 85.7447 | 133.8246 | 32.4974 | 134.6044 | 192.2053 | 74.2492 | 334.0953 | 33.4684 | 121.1654 | 33.4684 | 85.1451 | 131.9674 | 53.897 | 383.6372 | 0 | 0 | 0 | 0 | 0 | 0 | 0 | 0 | 132.8943 | 0 | 0 | 0 | 0 | 214.4764 | 243.3978 | 21.0838 | 31.905 | 260.6873 | 130.7243 | 11.5227 | 76.9504 | 80.1006 | 252.2565 | 129.7065 | 171.3636 | 104.0895 | 21.0838 | 326.7904 | 40.8401 | 248.137 | 115.2324 | 129.8571 | 41.8027 | 79.6281 | 501.1167 | 24.1625 | 130.642 | 145.787 | 11.5227 | 11.5227 | 67.4589 | 94.7882 | 57.5522 | 115.9535 | 128.9319 | 115.6438 | 138.8239 | 862.0225 | 121.108 | 76.9504 | 65.0021 | 65.0021 | 29.9561 | 56.8418 | 862.0225 | 429.9712 | 113.7745 | 0 | 0 | 0 | 62.9992 | 80.1006 | 62.6071 | 338.7369 | 79.6281 | 0 | 54.9224 | 56.8418 | 11.5227 | 72.8591 | 28.3585 | 0 | 0 | 0 | 75.3902 | 0 | 0 | 126.7878 | 0 | 31.2084 | 0 | 0 | 171.0059 | 57.1519 | 28.3585 | 25.8136 | 25.8136 | 67.0323 | 137.3852 | 200.4047 | 124.2784 | 285.9098 | 148.5598 | 101.8862 | 223.7826 | 267.7742 | 155.7212 | 129.9023 | 525.2438 | 157.4242 | 197.6396 | 79.3219 | 73.5397 | 185.2539 | 204.0522 | 73.4225 | 73.5397 | 73.5397 | 167.8033 | 79.3219 | 79.3219 | 79.3219 | 169.8509 | 147.9536 | 180.1003 | 128.2437 | 128.2437 | 102.8881 | 211.2619 | 388.1448 | 116.4519 | 118.3511 | 858.7161 | 166.2561 | 118.3511 | 609.9338 | 1122.5069 | 152.932 | 625.6692 | 380.7563 | 166.2561 | 110.7396 | 59.5444 | 222.1709 | 44.9624 | 44.9624 | 44.9624 | 163.5546 | 242.5324 | 82.1358 | 77.2307 | 192.028 | 162.6036 | 88.3482 | 88.3482 | 119.0396 | 237.863 | 44.9624 | 438.4906 | 180.5712 | 308.012 | 110.9532 | 95.415 | 444.392 | 85.9211 | 125.6471 | 85.9211 | 234.4996 | 85.9777 | 97.0915 | 53.897 | 53.897 | 85.9777 | 220.2938 | 198.0522 | 149.1706 | 219.258 | 89.4805 | 85.9777 | 501.6708 | 155.0012 | 236.1849 | 520.1221 | 1003.9431 | 74.8672 | 78.8818 | 175.3231 | 327.7903 | 78.8818 | 49.7891 | 126.0462 | 80.409 | 81.7516 | 110.9517 | 49.5438 | 49.5438 | 79.1283 | 53.0638 | 175.7847 | 216.8858 | 98.645 | 125.6471 | 96.3689 | 243.1326 | 146.4993 | 98.645 | 96.3689 | 80.4643 | 302.5704 | 148.7613 | 34.1082 | 27.2542 | 317.8258 | 72.9234 | 276.9782 | 76.0379 | 298.7259 | 821.4054 | 36.204 | 251.2612 | 302.5704 | 402.6881 | 76.0379 | 31.2084 | 140.0895 | 274.561 | 161.8415 | 135.2735 | 0 | 73.5397 | 123.1043 | 571.9239 | 0 | 74.8672 | 113.0507 | 185.2539 | 87.8326 | 125.0722 | 152.6961 | 80.5062 | 0 | 0 | 0 | 0 | 0 | 0 | 0 | 0 | 57.1519 | 0 | 123.7117 | 110.3029 | 264.4762 | 162.2303 | 0 | 170.6003 | 63.7641 | 41.4489 | 24.1625 | 951.7212 | 33.4619 | 146.418 | 55.5657 | 55.5657 | 121.55 | 36.6187 | 63.7641 | 33.4619 | 34.1532 | 34.1532 | 58.5707 | 0 | 0 | 0 | 0 | 36.6187 | 36.6187 | 36.6187 | 53.1674 | 34.1532 | 111.2692 | 0 | 0 | 28.4933 | 0 | 0 | 0 | 103.8192 | 33.6542 | 135.1895 | 42.1147 | 53.6068 | 28.4933 | 94.9169 | 209.9359 | 31.9417 | 126.6871 | 128.1031 | 562.69 | 100.3555 | 96.8861 | 127.9244 | 19.5142 | 22.7464 | 22.7464 | 19.5142 | 52.917 | 80.6589 | 170.1766 | 2193.4335 | 167.3073 | 80.6589 | 74.7103 | 217.6357 | 118.9297 | 95.6327 | 102.4283 | 74.7103 | 188.423 | 76.361 | 33.6542 | 33.6542 | 152.1564 | 126.4326 | 0 | 0 | 0 | 22.7464 | 22.7464 | 31.4759 | 0 | 0 | 0 | 0 | 0 | 0 | 19.5142 | 33.6542 | 166.8592 | 22.7464 | 30.6699 | 71.3696 | 0 | 0 | 0 | 0 | 0 | 0 | 0 | 0 | 0 | 0 | 0 | 0 | 0 | 0 | 0 | 0 | 0 | 0 | 0 | 0 | 0 | 0 | 0 | 0 | 0 | 0 | 0 | 0 | 0 | 0 | 0 | 0 | 0 | 0 | 0 | 0 | 0 | 0 | 0 | 0 | 0 | 0 | 0 | 0 | 0 | 0 | 0 | 0 | 0 | 0 | 0 | 0 | 0 | 0 | 0 | 0 | 0 | 0 | 0 | 0 | 0 | 0 | 0 | 0 | 0 | 0 | 0 | 0 | 0 | 0 | 0 | 0 | 0 | 0 | 0 | 0 | 0 | 0 | 0 | 0 | 0 | 0 | 0 | 0 | 0 | 0 | 0 | 0 | 0 | 0 | 0 | 0 | 0 | 0 | 0 | 0 | 0 | 0 | 0 | 0 | 0 | 0 | 0 | 0 | 0 | 0 | 0 | 0 | 0 | 2017-01-22 11:00
t0517 | 0 | 98.3234 | 342.191 | 107.9388 | 40.2905 | 275.8891 | 40.2905 | 207.4828 | 68.8937 | 68.8937 | 2191.5231 | 80.7194 | 61.4979 | 241.1463 | 285.3876 | 39.4565 | 66.7106 | 299.0778 | 196.5221 | 213.3697 | 0 | 0 | 420.6853 | 29.7562 | 29.7562 | 29.7562 | 61.6902 | 125.7268 | 170.3196 | 162.0373 | 317.9461 | 84.2392 | 160.8941 | 139.8444 | 219.2325 | 240.4906 | 100.5392 | 276.2372 | 253.7456 | 73.8669 | 129.1625 | 233.0492 | 80.5374 | 172.1642 | 357.2393 | 80.5374 | 31.0553 | 222.3547 | 578.6181 | 107.0401 | 165.3404 | 82.8035 | 126.3561 | 31.0553 | 128.432 | 179.7101 | 70.5726 | 320.6965 | 32.5067 | 113.1477 | 32.5067 | 80.5374 | 125.7268 | 51.554 | 357.2393 | 0 | 0 | 0 | 0 | 0 | 0 | 0 | 0 | 127.1098 | 0 | 0 | 0 | 0 | 204.8366 | 234.1189 | 20.2841 | 31.5432 | 254.7551 | 126.7935 | 11.2764 | 75.2113 | 78.3894 | 242.9454 | 124.1851 | 164.0605 | 102.3641 | 20.2841 | 317.9707 | 39.9834 | 240.1934 | 112.6635 | 125.6631 | 40.7742 | 77.4852 | 486.1986 | 23.9675 | 126.5166 | 142.5825 | 11.2764 | 11.2764 | 66.127 | 90.6779 | 56.0475 | 113.026 | 123.7843 | 113.2905 | 136.3402 | 843.1166 | 119.8983 | 75.2113 | 63.1037 | 63.1037 | 29.2466 | 56.1277 | 843.1166 | 418.8933 | 109.8726 | 0 | 0 | 0 | 61.0901 | 78.3894 | 60.6237 | 329.6244 | 77.4852 | 0 | 53.2155 | 56.1277 | 11.2764 | 71.2549 | 27.8581 | 0 | 0 | 0 | 72.7672 | 0 | 0 | 122.7883 | 0 | 30.7827 | 0 | 0 | 164.7675 | 53.822 | 27.8581 | 25.0403 | 25.0403 | 66.3323 | 134.1946 | 195.8041 | 121.0565 | 274.433 | 142.291 | 98.5709 | 215.8977 | 258.5549 | 152.1982 | 125.8398 | 506.2417 | 151.4728 | 194.0215 | 75.7358 | 70.5592 | 178.9224 | 200.0213 | 71.6331 | 70.5592 | 70.5592 | 163.8266 | 75.7358 | 75.7358 | 75.7358 | 165.9986 | 141.8745 | 176.4772 | 125.066 | 125.066 | 100.3146 | 205.9521 | 373.4187 | 109.6564 | 116.0578 | 824.5909 | 159.8178 | 116.0578 | 594.2756 | 1077.944 | 150.4545 | 607.4088 | 368.4244 | 159.8178 | 107.507 | 57.9294 | 218.7118 | 43.3764 | 43.3764 | 43.3764 | 160.3755 | 237.5739 | 81.1171 | 72.227 | 185.2714 | 155.1253 | 83.8021 | 83.8021 | 115.1021 | 223.6693 | 43.3764 | 426.9146 | 172.9244 | 295.3523 | 106.131 | 92.1071 | 432.2379 | 83.1586 | 117.6975 | 83.1586 | 226.0852 | 83.6575 | 92.7512 | 51.554 | 51.554 | 83.6575 | 205.0637 | 186.7411 | 144.099 | 212.9595 | 84.6471 | 83.6575 | 463.074 | 148.8509 | 228.3746 | 502.0929 | 964.2976 | 71.8833 | 75.456 | 171.7762 | 316.9983 | 75.456 | 48.4113 | 122.1023 | 76.6108 | 78.9579 | 108.3673 | 47.6365 | 47.6365 | 75.7482 | 51.6249 | 168.9035 | 207.9055 | 95.6607 | 117.6975 | 93.0909 | 235.5614 | 140.5498 | 95.6607 | 93.0909 | 78.96 | 293.4866 | 142.1789 | 32.2309 | 26.7852 | 307.0409 | 71.0451 | 269.9396 | 74.1836 | 288.8085 | 782.242 | 35.1709 | 246.5102 | 293.4866 | 390.733 | 74.1836 | 30.7827 | 119.2804 | 267.5711 | 153.5367 | 125.918 | 0 | 70.5592 | 118.9833 | 545.1026 | 0 | 71.8833 | 109.3191 | 178.9224 | 84.6321 | 123.8036 | 147.0517 | 78.7497 | 0 | 0 | 0 | 0 | 0 | 0 | 0 | 0 | 53.822 | 0 | 118.1685 | 100.3519 | 256.2633 | 156.4921 | 0 | 166.9006 | 63.3053 | 40.5177 | 23.9675 | 932.198 | 32.3656 | 142.963 | 54.8793 | 54.8793 | 120.8393 | 36.0404 | 63.3053 | 32.3656 | 33.6582 | 33.6582 | 57.5272 | 0 | 0 | 0 | 0 | 36.0404 | 36.0404 | 36.0404 | 52.0875 | 33.6582 | 108.8165 | 0 | 0 | 27.7275 | 0 | 0 | 0 | 101.7934 | 31.9097 | 131.9187 | 39.2615 | 52.3244 | 27.7275 | 90.7767 | 205.048 | 31.2509 | 120.4943 | 123.9881 | 539.8533 | 96.955 | 93.5237 | 124.0207 | 18.8508 | 21.9585 | 21.9585 | 18.8508 | 52.019 | 78.5088 | 165.8133 | 2113.7092 | 164.6157 | 78.5088 | 72.478 | 211.5958 | 116.9119 | 94.5737 | 100.9114 | 72.478 | 184.9236 | 74.094 | 31.9097 | 31.9097 | 148.8845 | 123.485 | 0 | 0 | 0 | 21.9585 | 21.9585 | 30.8982 | 0 | 0 | 0 | 0 | 0 | 0 | 18.8508 | 31.9097 | 162.8637 | 21.9585 | 29.7202 | 70.399 | 0 | 0 | 0 | 0 | 0 | 0 | 0 | 0 | 0 | 0 | 0 | 0 | 0 | 0 | 0 | 0 | 0 | 0 | 0 | 0 | 0 | 0 | 0 | 0 | 0 | 0 | 0 | 0 | 0 | 0 | 0 | 0 | 0 | 0 | 0 | 0 | 0 | 0 | 0 | 0 | 0 | 0 | 0 | 0 | 0 | 0 | 0 | 0 | 0 | 0 | 0 | 0 | 0 | 0 | 0 | 0 | 0 | 0 | 0 | 0 | 0 | 0 | 0 | 0 | 0 | 0 | 0 | 0 | 0 | 0 | 0 | 0 | 0 | 0 | 0 | 0 | 0 | 0 | 0 | 0 | 0 | 0 | 0 | 0 | 0 | 0 | 0 | 0 | 0 | 0 | 0 | 0 | 0 | 0 | 0 | 0 | 0 | 0 | 0 | 0 | 0 | 0 | 0 | 0 | 0 | 0 | 0 | 0 | 0 | 2017-01-22 12:00
t0518 | 0 | 98.7035 | 332.2017 | 110.397 | 39.2436 | 267.6381 | 39.2436 | 248.1768 | 65.3531 | 65.3531 | 2045.4446 | 76.9507 | 63.0497 | 245.2862 | 294.4785 | 41.46 | 66.4278 | 298.7466 | 195.2375 | 226.9491 | 0 | 0 | 407.7344 | 30.0689 | 30.0689 | 30.0689 | 63.1072 | 127.1915 | 179.636 | 150.0079 | 309.5453 | 82.5767 | 167.8236 | 147.2128 | 221.8639 | 238.513 | 103.8453 | 307.1813 | 258.4177 | 75.2856 | 137.7859 | 231.4756 | 82.2612 | 175.7176 | 349.9682 | 82.2612 | 32.411 | 226.0845 | 590.7147 | 112.0739 | 162.4606 | 82.9437 | 130.7023 | 32.411 | 131.4258 | 189.7487 | 72.9741 | 313.9009 | 32.3234 | 119.4434 | 32.3234 | 82.2612 | 127.1915 | 51.8498 | 349.9682 | 0 | 0 | 0 | 0 | 0 | 0 | 0 | 0 | 128.9341 | 0 | 0 | 0 | 0 | 205.7708 | 235.5937 | 20.8893 | 31.4333 | 245.6223 | 128.4933 | 11.2267 | 75.0239 | 79.4785 | 239.1577 | 124.7529 | 165.965 | 99.6791 | 20.8893 | 301.9095 | 40.1143 | 236.2883 | 112.5901 | 127.801 | 41.1369 | 77.8532 | 472.1509 | 23.5724 | 127.5753 | 141.3574 | 11.2267 | 11.2267 | 64.4853 | 92.1929 | 56.2073 | 113.0574 | 124.5227 | 105.8659 | 123.7728 | 785.7992 | 117.21 | 75.0239 | 63.947 | 63.947 | 29.2869 | 53.9199 | 785.7992 | 399.457 | 112.9391 | 0 | 0 | 0 | 62.3523 | 79.4785 | 61.4548 | 325.2098 | 77.8532 | 0 | 54.0675 | 53.9199 | 11.2267 | 68.3443 | 27.0054 | 0 | 0 | 0 | 72.8578 | 0 | 0 | 121.7732 | 0 | 30.442 | 0 | 0 | 165.6411 | 56.5469 | 27.0054 | 25.1098 | 25.1098 | 65.7582 | 131.8661 | 189.6239 | 120.6036 | 267.2643 | 143.6556 | 97.6011 | 216.154 | 245.5292 | 148.1084 | 125.2738 | 465.268 | 150.8989 | 187.8766 | 74.8714 | 70.2314 | 173.9744 | 195.8896 | 70.2126 | 70.2314 | 70.2314 | 156.3788 | 74.8714 | 74.8714 | 74.8714 | 161.513 | 140.521 | 170.1478 | 122.9003 | 122.9003 | 97.9875 | 193.954 | 369.9188 | 111.6246 | 111.1786 | 746.1875 | 156.3465 | 111.1786 | 540.524 | 1000.8459 | 145.6998 | 574.7635 | 359.4142 | 156.3465 | 103.6827 | 57.0492 | 213.1027 | 43.6717 | 43.6717 | 43.6717 | 157.1204 | 224.1319 | 78.2913 | 77.3485 | 184.8302 | 157.898 | 85.4873 | 85.4873 | 112.7185 | 236.4343 | 43.6717 | 411.1222 | 174.381 | 297.1981 | 107.653 | 93.1606 | 400.2604 | 82.3451 | 121.4624 | 82.3451 | 219.5804 | 80.6786 | 91.6186 | 51.8498 | 51.8498 | 80.6786 | 211.8163 | 191.6988 | 139.7781 | 204.6139 | 85.936 | 80.6786 | 483.404 | 149.6976 | 215.4299 | 476.014 | 883.3676 | 72.2432 | 76.3203 | 165.6743 | 308.9806 | 76.3203 | 48.6392 | 119.6751 | 77.8533 | 78.7817 | 105.9423 | 47.2494 | 47.2494 | 75.3222 | 50.4887 | 159.6622 | 204.363 | 94.8742 | 121.4624 | 91.2388 | 224.4666 | 141.93 | 94.8742 | 91.2388 | 77.6937 | 275.6798 | 142.2536 | 34.0636 | 26.6779 | 307.5624 | 70.2839 | 261.4379 | 72.9952 | 292.5628 | 760.7946 | 35.5975 | 246.2965 | 275.6798 | 371.8273 | 72.9952 | 30.442 | 141.8424 | 259.9538 | 153.6611 | 132.2117 | 0 | 70.2314 | 120.6142 | 497.55 | 0 | 72.2432 | 107.477 | 173.9744 | 80.8841 | 121.641 | 148.6039 | 76.7393 | 0 | 0 | 0 | 0 | 0 | 0 | 0 | 0 | 56.5469 | 0 | 119.9674 | 110.9462 | 242.9598 | 149.8968 | 0 | 162.1956 | 60.2637 | 39.971 | 23.5724 | 871.3871 | 32.4252 | 134.4537 | 53.1232 | 53.1232 | 114.4081 | 34.6944 | 60.2637 | 32.4252 | 33.2813 | 33.2813 | 56.6365 | 0 | 0 | 0 | 0 | 34.6944 | 34.6944 | 34.6944 | 51.0353 | 33.2813 | 106.9136 | 0 | 0 | 26.0873 | 0 | 0 | 0 | 99.1353 | 32.5842 | 127.257 | 39.9476 | 51.4045 | 26.0873 | 92.4228 | 191.6302 | 31.1541 | 121.3151 | 121.0296 | 521.2481 | 96.5715 | 93.1764 | 122.0757 | 18.6886 | 21.9608 | 21.9608 | 18.6886 | 50.0458 | 76.3274 | 163.3341 | 1957.0509 | 155.6949 | 76.3274 | 70.5654 | 195.0295 | 112.1799 | 92.1429 | 96.5145 | 70.5654 | 176.1262 | 70.7182 | 32.5842 | 32.5842 | 145.7909 | 116.6482 | 0 | 0 | 0 | 21.9608 | 21.9608 | 29.984 | 0 | 0 | 0 | 0 | 0 | 0 | 18.6886 | 32.5842 | 155.9844 | 21.9608 | 29.4395 | 68.6509 | 0 | 0 | 0 | 0 | 0 | 0 | 0 | 0 | 0 | 0 | 0 | 0 | 0 | 0 | 0 | 0 | 0 | 0 | 0 | 0 | 0 | 0 | 0 | 0 | 0 | 0 | 0 | 0 | 0 | 0 | 0 | 0 | 0 | 0 | 0 | 0 | 0 | 0 | 0 | 0 | 0 | 0 | 0 | 0 | 0 | 0 | 0 | 0 | 0 | 0 | 0 | 0 | 0 | 0 | 0 | 0 | 0 | 0 | 0 | 0 | 0 | 0 | 0 | 0 | 0 | 0 | 0 | 0 | 0 | 0 | 0 | 0 | 0 | 0 | 0 | 0 | 0 | 0 | 0 | 0 | 0 | 0 | 0 | 0 | 0 | 0 | 0 | 0 | 0 | 0 | 0 | 0 | 0 | 0 | 0 | 0 | 0 | 0 | 0 | 0 | 0 | 0 | 0 | 0 | 0 | 0 | 0 | 0 | 0 | 2017-01-22 13:00
t0519 | 0 | 102.7048 | 327.8433 | 115.7539 | 38.3102 | 262.6239 | 38.3102 | 311.7019 | 63.9611 | 63.9611 | 2016.8355 | 73.7836 | 65.5782 | 260.8774 | 312.122 | 44.3995 | 67.0753 | 304.5428 | 197.0132 | 249.7313 | 0 | 0 | 403.6897 | 30.7887 | 30.7887 | 30.7887 | 66.3682 | 132.0943 | 196.4264 | 144.9093 | 311.5331 | 82.3399 | 180.4777 | 159.9112 | 228.7008 | 240.5644 | 109.3985 | 360.7435 | 277.5012 | 78.5284 | 152.7187 | 236.6788 | 86.7146 | 184.9257 | 366.51 | 86.7146 | 34.2045 | 235.5781 | 621.4915 | 121.0644 | 164.2862 | 84.1407 | 139.1511 | 34.2045 | 137.2466 | 206.8213 | 77.0623 | 315.8129 | 32.3855 | 130.3612 | 32.3855 | 86.7146 | 132.0943 | 53.3766 | 366.51 | 0 | 0 | 0 | 0 | 0 | 0 | 0 | 0 | 133.4852 | 0 | 0 | 0 | 0 | 212.0749 | 240.9356 | 21.6858 | 30.8344 | 238.6585 | 130.6711 | 11.1501 | 74.7337 | 79.9624 | 240.5328 | 128.1764 | 171.3179 | 96.7652 | 21.6858 | 291.6604 | 40.0397 | 235.9722 | 112.2575 | 130.6504 | 41.4152 | 78.3872 | 465.713 | 22.7972 | 129.5476 | 140.0754 | 11.1501 | 11.1501 | 62.9379 | 95.5711 | 56.4618 | 113.2321 | 127.6168 | 100.0293 | 113.7393 | 742.6221 | 113.1169 | 74.7337 | 64.9574 | 64.9574 | 29.2954 | 51.5129 | 742.6221 | 386.5079 | 116.5711 | 0 | 0 | 0 | 63.7351 | 79.9624 | 62.6378 | 323.2322 | 78.3872 | 0 | 55.1507 | 51.5129 | 11.1501 | 66.0756 | 26.1639 | 0 | 0 | 0 | 73.9341 | 0 | 0 | 122.2323 | 0 | 29.7817 | 0 | 0 | 168.9226 | 60.9498 | 26.1639 | 25.3472 | 25.3472 | 64.1799 | 130.0413 | 184.9182 | 120.5523 | 267.9532 | 148.0137 | 97.9891 | 219.465 | 239.7541 | 144.8919 | 126.0357 | 444.1567 | 153.2059 | 182.0347 | 76.3708 | 71.5209 | 172.8042 | 191.8033 | 69.2193 | 71.5209 | 71.5209 | 150.9831 | 76.3708 | 76.3708 | 76.3708 | 157.9993 | 142.7276 | 164.7198 | 121.4552 | 121.4552 | 96.4404 | 185.6848 | 374.1939 | 118.0653 | 106.9897 | 707.4498 | 156.9433 | 106.9897 | 503.5002 | 968.1733 | 140.7706 | 555.5389 | 356.9678 | 156.9433 | 101.6676 | 56.6444 | 206.6861 | 44.5123 | 44.5123 | 44.5123 | 153.8195 | 213.4318 | 75.0552 | 84.9591 | 187.1902 | 164.3585 | 89.7369 | 89.7369 | 112.3654 | 256.1946 | 44.5123 | 401.1298 | 179.5693 | 305.1074 | 111.4428 | 95.1742 | 379.3316 | 82.6331 | 130.36 | 82.6331 | 218.4348 | 78.8666 | 93.3385 | 53.3766 | 53.3766 | 78.8666 | 229.1629 | 203.4834 | 138.563 | 199.9458 | 90.2339 | 78.8666 | 531.3866 | 153.3398 | 208.8951 | 464.3987 | 845.3786 | 73.9845 | 78.8569 | 160.4577 | 306.9121 | 78.8569 | 49.0197 | 119.0838 | 81.0838 | 79.6897 | 104.092 | 47.8724 | 47.8724 | 76.8772 | 49.8778 | 156.4327 | 206.5789 | 95.0719 | 130.36 | 91.1227 | 218.7282 | 145.9572 | 95.0719 | 91.1227 | 76.232 | 265.2704 | 146.0875 | 36.6983 | 26.3596 | 311.8521 | 69.8866 | 255.8253 | 72.1686 | 298.6337 | 770.0222 | 36.0989 | 244.455 | 265.2704 | 361.2054 | 72.1686 | 29.7817 | 179.9509 | 254.9814 | 159.3134 | 144.392 | 0 | 71.5209 | 123.2185 | 480.2538 | 0 | 73.9845 | 107.431 | 172.8042 | 79.5859 | 117.874 | 152.176 | 75.0679 | 0 | 0 | 0 | 0 | 0 | 0 | 0 | 0 | 60.9498 | 0 | 124.4763 | 127.7015 | 235.8122 | 147.5119 | 0 | 158.3096 | 56.7284 | 39.4912 | 22.7972 | 823.7586 | 32.8305 | 128.2996 | 51.041 | 51.041 | 107.0117 | 33.3481 | 56.7284 | 32.8305 | 32.5927 | 32.5927 | 55.5292 | 0 | 0 | 0 | 0 | 33.3481 | 33.3481 | 33.3481 | 50.0253 | 32.5927 | 105.2568 | 0 | 0 | 25.0194 | 0 | 0 | 0 | 96.6297 | 34.2421 | 123.9451 | 42.7603 | 50.7319 | 25.0194 | 95.9281 | 181.8588 | 30.9807 | 125.8624 | 120.215 | 519.7287 | 97.5308 | 94.2195 | 121.7179 | 18.8156 | 22.2632 | 22.2632 | 18.8156 | 48.159 | 75.0291 | 161.8826 | 1879.6167 | 147.6387 | 75.0291 | 69.7451 | 184.248 | 107.728 | 88.8239 | 92.1719 | 69.7451 | 168.5339 | 68.8523 | 34.2421 | 34.2421 | 143.0725 | 111.6513 | 0 | 0 | 0 | 22.2632 | 22.2632 | 29.1013 | 0 | 0 | 0 | 0 | 0 | 0 | 18.8156 | 34.2421 | 151.0451 | 22.2632 | 29.5032 | 66.4495 | 0 | 0 | 0 | 0 | 0 | 0 | 0 | 0 | 0 | 0 | 0 | 0 | 0 | 0 | 0 | 0 | 0 | 0 | 0 | 0 | 0 | 0 | 0 | 0 | 0 | 0 | 0 | 0 | 0 | 0 | 0 | 0 | 0 | 0 | 0 | 0 | 0 | 0 | 0 | 0 | 0 | 0 | 0 | 0 | 0 | 0 | 0 | 0 | 0 | 0 | 0 | 0 | 0 | 0 | 0 | 0 | 0 | 0 | 0 | 0 | 0 | 0 | 0 | 0 | 0 | 0 | 0 | 0 | 0 | 0 | 0 | 0 | 0 | 0 | 0 | 0 | 0 | 0 | 0 | 0 | 0 | 0 | 0 | 0 | 0 | 0 | 0 | 0 | 0 | 0 | 0 | 0 | 0 | 0 | 0 | 0 | 0 | 0 | 0 | 0 | 0 | 0 | 0 | 0 | 0 | 0 | 0 | 0 | 0 | 2017-01-22 14:00
t0520 | 0 | 106.9179 | 336.3327 | 119.7104 | 38.9 | 268.4586 | 38.9 | 335.1891 | 66.3304 | 66.3304 | 2127.1985 | 75.1252 | 67.3283 | 273.4142 | 323.456 | 45.8343 | 68.7275 | 313.5147 | 202.0907 | 260.8593 | 0 | 0 | 415.5909 | 31.5525 | 31.5525 | 31.5525 | 68.7734 | 136.6449 | 205.2926 | 151.637 | 323.425 | 84.5198 | 187.6925 | 166.5539 | 235.2749 | 246.9643 | 112.8144 | 384.3279 | 292.5202 | 81.0944 | 160.0492 | 245.0999 | 90.0913 | 191.9962 | 389.3047 | 90.0913 | 35.089 | 243.4697 | 645.0183 | 126.0094 | 170.0498 | 86.1536 | 144.4347 | 35.089 | 141.4844 | 215.5412 | 79.5495 | 326.5813 | 33.0283 | 135.9973 | 33.0283 | 90.0913 | 136.6449 | 55.0831 | 389.3047 | 0 | 0 | 0 | 0 | 0 | 0 | 0 | 0 | 137.5395 | 0 | 0 | 0 | 0 | 219.2028 | 247.3793 | 22.1702 | 30.9081 | 243.3065 | 132.9945 | 11.2885 | 75.7269 | 80.7137 | 247.698 | 132.1924 | 176.4628 | 97.8666 | 22.1702 | 299.4822 | 40.4699 | 241.8871 | 113.6807 | 133.1686 | 41.9667 | 79.6603 | 477.4876 | 22.8233 | 132.1513 | 141.9985 | 11.2885 | 11.2885 | 63.8411 | 98.4168 | 57.3554 | 114.9757 | 131.2583 | 102.3197 | 116.6983 | 761.2851 | 113.5732 | 75.7269 | 66.0595 | 66.0595 | 29.6964 | 52.0052 | 761.2851 | 396.0488 | 118.8196 | 0 | 0 | 0 | 64.804 | 80.7137 | 63.8443 | 329.5203 | 79.6603 | 0 | 56.1596 | 52.0052 | 11.2885 | 67.3757 | 26.5107 | 0 | 0 | 0 | 75.7441 | 0 | 0 | 125.0543 | 0 | 29.9565 | 0 | 0 | 173.2057 | 63.2129 | 26.5107 | 25.8422 | 25.8422 | 64.3276 | 132.1883 | 188.4067 | 122.5726 | 277.3767 | 152.4563 | 100.3761 | 224.9339 | 248.0447 | 147.4488 | 128.824 | 463.5536 | 157.5495 | 184.6054 | 79.2042 | 73.7499 | 177.9003 | 194.4153 | 70.473 | 73.7499 | 73.7499 | 154.3558 | 79.2042 | 79.2042 | 79.2042 | 160.8009 | 147.3927 | 167.4803 | 123.6485 | 123.6485 | 98.3094 | 190.604 | 385.259 | 123.2114 | 108.8257 | 743.7522 | 162.0963 | 108.8257 | 520.8144 | 1011.866 | 142.4523 | 572.1034 | 366.6219 | 162.0963 | 104.3139 | 57.7776 | 208.8055 | 45.5771 | 45.5771 | 45.5771 | 155.8553 | 217.9454 | 75.7006 | 88.2874 | 191.9709 | 169.6223 | 93.0315 | 93.0315 | 115.3985 | 265.7244 | 45.5771 | 410.5355 | 185.0247 | 314.1403 | 114.821 | 97.3162 | 391.6059 | 84.6136 | 136.2615 | 84.6136 | 225.3024 | 80.7417 | 96.7707 | 55.0831 | 55.0831 | 80.7417 | 240.7205 | 211.765 | 142.6904 | 205.2015 | 93.8505 | 80.7417 | 560.7154 | 157.687 | 216.1141 | 480.7325 | 886.0092 | 76.1041 | 81.288 | 163.1553 | 315.4289 | 81.288 | 49.8522 | 122.0662 | 83.8012 | 81.6442 | 105.913 | 49.3024 | 49.3024 | 79.4514 | 50.9389 | 162.7674 | 213.7114 | 97.1454 | 136.2615 | 93.6531 | 225.3856 | 150.1114 | 97.1454 | 93.6531 | 77.1275 | 273.8182 | 151.0164 | 37.9138 | 26.5772 | 319.2015 | 71.133 | 261.2898 | 73.4265 | 304.8542 | 803.1274 | 36.6959 | 246.7549 | 273.8182 | 371.7514 | 73.4265 | 29.9565 | 195.2396 | 260.2916 | 165.7606 | 151.1778 | 0 | 73.7499 | 125.8022 | 507.6543 | 0 | 76.1041 | 110.2423 | 177.9003 | 82.3968 | 118.2738 | 155.9581 | 76.3127 | 0 | 0 | 0 | 0 | 0 | 0 | 0 | 0 | 63.2129 | 0 | 128.3868 | 134.6508 | 243.2131 | 152.4906 | 0 | 160.9909 | 57.0367 | 40.0862 | 22.8233 | 842.7138 | 33.5661 | 131.5225 | 51.4523 | 51.4523 | 107.536 | 33.767 | 57.0367 | 33.5661 | 32.8123 | 32.8123 | 56.1274 | 0 | 0 | 0 | 0 | 33.767 | 33.767 | 33.767 | 50.7305 | 32.8123 | 106.8728 | 0 | 0 | 25.7335 | 0 | 0 | 0 | 98.0161 | 35.5045 | 126.53 | 45.0026 | 51.6071 | 25.7335 | 98.7819 | 186.5952 | 31.366 | 130.5093 | 123.4199 | 539.1714 | 99.9271 | 96.6053 | 124.5744 | 19.2965 | 22.8096 | 22.8096 | 19.2965 | 48.8277 | 76.673 | 164.875 | 1958.8571 | 150.0052 | 76.673 | 71.4817 | 190.4753 | 109.2743 | 89.3284 | 93.3399 | 71.4817 | 171.4628 | 70.8214 | 35.5045 | 35.5045 | 145.276 | 114.3254 | 0 | 0 | 0 | 22.8096 | 22.8096 | 29.5027 | 0 | 0 | 0 | 0 | 0 | 0 | 19.2965 | 35.5045 | 154.361 | 22.8096 | 30.1742 | 66.9883 | 0 | 0 | 0 | 0 | 0 | 0 | 0 | 0 | 0 | 0 | 0 | 0 | 0 | 0 | 0 | 0 | 0 | 0 | 0 | 0 | 0 | 0 | 0 | 0 | 0 | 0 | 0 | 0 | 0 | 0 | 0 | 0 | 0 | 0 | 0 | 0 | 0 | 0 | 0 | 0 | 0 | 0 | 0 | 0 | 0 | 0 | 0 | 0 | 0 | 0 | 0 | 0 | 0 | 0 | 0 | 0 | 0 | 0 | 0 | 0 | 0 | 0 | 0 | 0 | 0 | 0 | 0 | 0 | 0 | 0 | 0 | 0 | 0 | 0 | 0 | 0 | 0 | 0 | 0 | 0 | 0 | 0 | 0 | 0 | 0 | 0 | 0 | 0 | 0 | 0 | 0 | 0 | 0 | 0 | 0 | 0 | 0 | 0 | 0 | 0 | 0 | 0 | 0 | 0 | 0 | 0 | 0 | 0 | 0 | 2017-01-22 15:00
t0521 | 0 | 118.7477 | 364.9335 | 132.8113 | 41.8308 | 290.2087 | 41.8308 | 395.8121 | 72.195 | 72.195 | 2340.9202 | 80.4352 | 74.252 | 306.5394 | 360.3204 | 51.1088 | 75.052 | 344.1824 | 220.7721 | 294.6923 | 0 | 0 | 452.2187 | 34.6044 | 34.6044 | 34.6044 | 76.4404 | 151.2029 | 231.5909 | 165.1537 | 355.2346 | 92.0293 | 210.2877 | 187.25 | 259.0508 | 269.8674 | 125.1509 | 445.2557 | 329.7264 | 89.7698 | 181.43 | 270.1303 | 100.3295 | 213.6443 | 437.422 | 100.3295 | 38.8447 | 269.5423 | 717.559 | 141.4083 | 186.7565 | 94.1801 | 161.2222 | 38.8447 | 156.5362 | 242.6166 | 88.3536 | 357.9428 | 35.8935 | 153.2093 | 35.8935 | 100.3295 | 151.2029 | 60.7223 | 437.422 | 0 | 0 | 0 | 0 | 0 | 0 | 0 | 0 | 151.7529 | 0 | 0 | 0 | 0 | 241.9194 | 271.4696 | 24.3838 | 33.0545 | 261.8127 | 145.0392 | 12.1866 | 81.8662 | 87.3498 | 270.8717 | 145.5964 | 194.4982 | 104.8218 | 24.3838 | 322.9151 | 43.7196 | 263.3132 | 122.8928 | 145.571 | 45.5206 | 86.5405 | 517.8432 | 24.2773 | 144.2264 | 153.2925 | 12.1866 | 12.1866 | 68.6078 | 108.5966 | 62.2511 | 124.6463 | 144.2599 | 109.2997 | 123.702 | 814.2534 | 120.9188 | 81.8662 | 71.9872 | 71.9872 | 32.1528 | 55.3518 | 814.2534 | 426.7749 | 130.2611 | 0 | 0 | 0 | 70.7465 | 87.3498 | 69.7269 | 357.1409 | 86.5405 | 0 | 61.3181 | 55.3518 | 12.1866 | 72.391 | 28.4052 | 0 | 0 | 0 | 82.8326 | 0 | 0 | 136.2073 | 0 | 32.0699 | 0 | 0 | 189.7814 | 70.7736 | 28.4052 | 28.1443 | 28.1443 | 68.6776 | 142.6942 | 202.9083 | 132.8952 | 303.8544 | 167.945 | 109.4062 | 246.0786 | 269.4465 | 158.8565 | 140.3429 | 502.2906 | 172.6561 | 197.895 | 87.2959 | 81.008 | 193.7732 | 209.0652 | 76.1307 | 81.008 | 81.008 | 166.0086 | 87.2959 | 87.2959 | 87.2959 | 173.2473 | 161.8942 | 179.744 | 133.6739 | 133.6739 | 106.2168 | 204.8832 | 421.9898 | 137.643 | 116.5917 | 807.2665 | 177.4291 | 116.5917 | 557.1421 | 1101.8226 | 152.3857 | 617.9393 | 398.8246 | 177.4291 | 112.9644 | 62.6186 | 223.4413 | 49.8945 | 49.8945 | 49.8945 | 167.5569 | 233.1945 | 80.6221 | 99.4472 | 209.9231 | 187.5969 | 103.3712 | 103.3712 | 125.6746 | 297.9466 | 49.8945 | 443.2806 | 203.8251 | 345.6166 | 126.6796 | 106.5328 | 420.8592 | 92.1937 | 152.9545 | 92.1937 | 245.7625 | 87.2492 | 106.6011 | 60.7223 | 60.7223 | 87.2492 | 271.433 | 236.4845 | 155.3501 | 222.0055 | 104.4566 | 87.2492 | 636.2677 | 173.2648 | 234.2418 | 522.2217 | 962.9432 | 83.6292 | 89.6562 | 175.1317 | 343.271 | 89.6562 | 54.1948 | 132.7289 | 92.7631 | 89.2003 | 114.2562 | 54.0372 | 54.0372 | 87.4289 | 55.156 | 177.5276 | 234.6157 | 105.6852 | 152.9545 | 102.0916 | 244.1507 | 165.1425 | 105.6852 | 102.0916 | 82.9118 | 295.704 | 166.5023 | 42.3634 | 28.5807 | 348.8263 | 77.0407 | 282.0819 | 79.3647 | 333.358 | 885.6855 | 39.9592 | 265.9034 | 295.704 | 402.0506 | 79.3647 | 32.0699 | 231.873 | 281.1388 | 183.862 | 170.631 | 0 | 81.008 | 137.6085 | 555.6841 | 0 | 83.6292 | 120.1089 | 193.7732 | 89.7526 | 126.0495 | 171.0517 | 82.1685 | 0 | 0 | 0 | 0 | 0 | 0 | 0 | 0 | 70.7736 | 0 | 141.8177 | 154.537 | 263.2613 | 165.9792 | 0 | 173.2533 | 60.2637 | 43.2646 | 24.2773 | 900.407 | 36.6438 | 141.1212 | 54.8216 | 54.8216 | 113.3354 | 36.0723 | 60.2637 | 36.6438 | 35.1557 | 35.1557 | 60.2904 | 0 | 0 | 0 | 0 | 36.0723 | 36.0723 | 36.0723 | 54.5865 | 35.1557 | 115.2341 | 0 | 0 | 27.7073 | 0 | 0 | 0 | 105.2896 | 39.4659 | 136.3587 | 50.6442 | 55.744 | 27.7073 | 109.0374 | 199.9517 | 33.8754 | 144.5432 | 134.2373 | 590.3161 | 109.1253 | 105.578 | 135.431 | 21.0633 | 24.9376 | 24.9376 | 21.0633 | 52.2189 | 82.9177 | 178.4462 | 2124.9997 | 159.8296 | 82.9177 | 77.5572 | 204.6478 | 116.8139 | 95.1569 | 99.505 | 77.5572 | 183.379 | 76.6243 | 39.4659 | 39.4659 | 156.4856 | 122.7155 | 0 | 0 | 0 | 24.9376 | 24.9376 | 31.6386 | 0 | 0 | 0 | 0 | 0 | 0 | 21.0633 | 39.4659 | 166.1377 | 24.9376 | 32.8432 | 71.5519 | 0 | 0 | 0 | 0 | 0 | 0 | 0 | 0 | 0 | 0 | 0 | 0 | 0 | 0 | 0 | 0 | 0 | 0 | 0 | 0 | 0 | 0 | 0 | 0 | 0 | 0 | 0 | 0 | 0 | 0 | 0 | 0 | 0 | 0 | 0 | 0 | 0 | 0 | 0 | 0 | 0 | 0 | 0 | 0 | 0 | 0 | 0 | 0 | 0 | 0 | 0 | 0 | 0 | 0 | 0 | 0 | 0 | 0 | 0 | 0 | 0 | 0 | 0 | 0 | 0 | 0 | 0 | 0 | 0 | 0 | 0 | 0 | 0 | 0 | 0 | 0 | 0 | 0 | 0 | 0 | 0 | 0 | 0 | 0 | 0 | 0 | 0 | 0 | 0 | 0 | 0 | 0 | 0 | 0 | 0 | 0 | 0 | 0 | 0 | 0 | 0 | 0 | 0 | 0 | 0 | 0 | 0 | 0 | 0 | 2017-01-22 16:00
t0522 | 0 | 122.4348 | 381.5807 | 137.4336 | 44.0877 | 304.3361 | 44.0877 | 395.2219 | 75.0034 | 75.0034 | 2403.8069 | 84.7606 | 77.2501 | 314.1795 | 372.0511 | 52.8611 | 78.3816 | 358.0475 | 230.4095 | 301.9174 | 0 | 0 | 471.6139 | 36.0922 | 36.0922 | 36.0922 | 78.9808 | 156.5589 | 237.2948 | 170.7575 | 367.9091 | 96.103 | 216.4058 | 192.3708 | 269.3582 | 281.5089 | 129.6975 | 448.7674 | 336.4868 | 93.0203 | 185.4025 | 279.8562 | 103.4721 | 220.4605 | 445.0864 | 103.4721 | 40.3864 | 279.1817 | 740.642 | 145.3967 | 193.719 | 98.364 | 166.2439 | 40.3864 | 162.3724 | 249.0951 | 91.4856 | 371.6786 | 37.6287 | 157.1837 | 37.6287 | 103.4721 | 156.5589 | 63.0164 | 445.0864 | 0 | 0 | 0 | 0 | 0 | 0 | 0 | 0 | 157.5718 | 0 | 0 | 0 | 0 | 250.7763 | 282.8195 | 25.4431 | 35.1313 | 275.3072 | 152.0569 | 12.8491 | 86.2426 | 92.1758 | 282.0477 | 151.1825 | 202.0488 | 110.8356 | 25.4431 | 338.0963 | 46.1269 | 275.1831 | 129.5045 | 152.3959 | 47.9069 | 90.9 | 541.707 | 25.8611 | 150.9952 | 161.5179 | 12.8491 | 12.8491 | 72.3615 | 112.7913 | 65.4185 | 131.0609 | 150.0927 | 114.9763 | 130.2105 | 855.251 | 128.576 | 86.2426 | 75.5182 | 75.5182 | 33.8497 | 58.6919 | 855.251 | 447.4007 | 136.2544 | 0 | 0 | 0 | 74.1854 | 92.1758 | 73.0155 | 374.7729 | 90.9 | 0 | 64.2464 | 58.6919 | 12.8491 | 76.1478 | 30.0025 | 0 | 0 | 0 | 86.4787 | 0 | 0 | 142.4666 | 0 | 34.0123 | 0 | 0 | 197.9394 | 72.9468 | 30.0025 | 29.4915 | 29.4915 | 73.0332 | 150.1387 | 213.3811 | 139.6331 | 315.394 | 174.4935 | 114.3372 | 256.826 | 280.425 | 167.1419 | 146.8548 | 520.7799 | 179.8002 | 208.8992 | 90.3706 | 84.1872 | 202.0255 | 220.5456 | 80.0196 | 84.1872 | 84.1872 | 174.3369 | 90.3706 | 90.3706 | 90.3706 | 182.2736 | 168.1225 | 189.4174 | 140.476 | 140.476 | 111.5657 | 214.7416 | 439.2459 | 141.5144 | 122.9033 | 833.4711 | 184.4212 | 122.9033 | 582.4328 | 1139.9995 | 161.1403 | 645.6928 | 416.4701 | 184.4212 | 118.1753 | 65.6922 | 236.4624 | 52.0899 | 52.0899 | 52.0899 | 176.806 | 245.4087 | 85.5143 | 102.2296 | 219.0512 | 194.5015 | 106.7909 | 106.7909 | 131.1966 | 306.9607 | 52.0899 | 464.725 | 211.7333 | 359.2939 | 131.543 | 111.2999 | 439.8317 | 96.3775 | 156.9237 | 96.3775 | 255.8742 | 91.4345 | 110.3898 | 63.0164 | 63.0164 | 91.4345 | 277.4543 | 243.4984 | 161.9633 | 232.2802 | 107.6859 | 91.4345 | 647.8281 | 180.2991 | 243.9413 | 543.3365 | 995.4102 | 87.0095 | 93.0824 | 184.5428 | 358.2913 | 93.0824 | 56.8921 | 138.7584 | 96.0834 | 93.1497 | 120.1792 | 56.2284 | 56.2284 | 90.7098 | 57.8414 | 184.0123 | 243.4559 | 110.6505 | 156.9237 | 106.5067 | 254.8259 | 171.7782 | 110.6505 | 106.5067 | 87.5578 | 308.6277 | 172.6349 | 43.7738 | 30.2338 | 364.4219 | 80.9275 | 296.0566 | 83.4346 | 348.6794 | 914.1037 | 41.9373 | 280.9444 | 308.6277 | 420.0849 | 83.4346 | 34.0123 | 230.2271 | 295.1062 | 189.6899 | 174.6549 | 0 | 84.1872 | 143.91 | 570.8075 | 0 | 87.0095 | 125.4235 | 202.0255 | 93.3028 | 134.037 | 178.3995 | 86.5161 | 0 | 0 | 0 | 0 | 0 | 0 | 0 | 0 | 72.9468 | 0 | 147.1322 | 156.9275 | 274.7014 | 172.7154 | 0 | 182.4149 | 64.1787 | 45.5578 | 25.8611 | 947.053 | 38.3157 | 148.0914 | 58.157 | 58.157 | 120.8232 | 38.1478 | 64.1787 | 38.3157 | 37.2591 | 37.2591 | 63.7154 | 0 | 0 | 0 | 0 | 38.1478 | 38.1478 | 38.1478 | 57.5595 | 37.2591 | 121.3586 | 0 | 0 | 28.9966 | 0 | 0 | 0 | 111.0643 | 40.7641 | 143.2237 | 51.7462 | 58.6192 | 28.9966 | 113.2395 | 209.8083 | 35.7123 | 149.4451 | 140.2105 | 612.1526 | 113.9694 | 110.1991 | 141.7034 | 21.9902 | 26.0365 | 26.0365 | 21.9902 | 55.1676 | 86.9578 | 187.4239 | 2204.1486 | 168.8515 | 86.9578 | 81.1367 | 213.7355 | 123.3958 | 101.079 | 105.2887 | 81.1367 | 193.3827 | 80.0763 | 40.7641 | 40.7641 | 164.8463 | 128.8392 | 0 | 0 | 0 | 26.0365 | 26.0365 | 33.3999 | 0 | 0 | 0 | 0 | 0 | 0 | 21.9902 | 40.7641 | 174.4692 | 26.0365 | 34.3651 | 75.8476 | 0 | 0 | 0 | 0 | 0 | 0 | 0 | 0 | 0 | 0 | 0 | 0 | 0 | 0 | 0 | 0 | 0 | 0 | 0 | 0 | 0 | 0 | 0 | 0 | 0 | 0 | 0 | 0 | 0 | 0 | 0 | 0 | 0 | 0 | 0 | 0 | 0 | 0 | 0 | 0 | 0 | 0 | 0 | 0 | 0 | 0 | 0 | 0 | 0 | 0 | 0 | 0 | 0 | 0 | 0 | 0 | 0 | 0 | 0 | 0 | 0 | 0 | 0 | 0 | 0 | 0 | 0 | 0 | 0 | 0 | 0 | 0 | 0 | 0 | 0 | 0 | 0 | 0 | 0 | 0 | 0 | 0 | 0 | 0 | 0 | 0 | 0 | 0 | 0 | 0 | 0 | 0 | 0 | 0 | 0 | 0 | 0 | 0 | 0 | 0 | 0 | 0 | 0 | 0 | 0 | 0 | 0 | 0 | 0 | 2017-01-22 17:00
t0523 | 0 | 117.9123 | 379.8337 | 134.2824 | 44.8911 | 305.3672 | 44.8911 | 353.794 | 72.9057 | 72.9057 | 2248.8556 | 85.8283 | 76.6953 | 298.0172 | 361.8309 | 51.8379 | 78.1998 | 353.5097 | 229.3208 | 288.4355 | 0 | 0 | 465.8413 | 35.9856 | 35.9856 | 35.9856 | 76.8306 | 152.9018 | 226.4346 | 162.6744 | 356.6219 | 95.5266 | 208.8006 | 184.9786 | 266.3002 | 279.6858 | 127.5108 | 410.1967 | 315.0619 | 91.1844 | 175.8318 | 272.7199 | 100.0776 | 213.5516 | 409.644 | 100.0776 | 40.1566 | 273.1983 | 718.0107 | 140.0227 | 189.0084 | 98.2751 | 161.1023 | 40.1566 | 159.7726 | 239.2007 | 89.7403 | 363.4311 | 37.9308 | 150.5967 | 37.9308 | 100.0776 | 152.9018 | 61.877 | 409.644 | 0 | 0 | 0 | 0 | 0 | 0 | 0 | 0 | 155.2352 | 0 | 0 | 0 | 0 | 245.3815 | 280.8357 | 25.4947 | 36.7695 | 277.9216 | 153.9035 | 13.1609 | 88.1658 | 94.9882 | 278.3392 | 148.6551 | 199.2064 | 113.8409 | 25.4947 | 336.0168 | 47.4084 | 274.3476 | 132.5614 | 153.7429 | 48.9601 | 92.3246 | 539.9378 | 27.1502 | 152.085 | 164.9867 | 13.1609 | 13.1609 | 73.8446 | 111.2574 | 66.5055 | 133.3687 | 148.4695 | 115.2885 | 129.7618 | 853.4484 | 134.1667 | 88.1658 | 76.5691 | 76.5691 | 34.5718 | 60.544 | 853.4484 | 446.6769 | 137.4275 | 0 | 0 | 0 | 75.2384 | 94.9882 | 73.6675 | 378.1639 | 92.3246 | 0 | 64.9519 | 60.544 | 13.1609 | 76.8463 | 30.6948 | 0 | 0 | 0 | 86.2978 | 0 | 0 | 142.6197 | 0 | 35.3393 | 0 | 0 | 197.1411 | 70.8059 | 30.6948 | 29.7438 | 29.7438 | 76.4643 | 152.4757 | 215.6714 | 141.6885 | 307.7055 | 172.0497 | 114.1503 | 256.048 | 274.0393 | 169.364 | 147.3079 | 499.1649 | 177.9524 | 213.3231 | 87.7838 | 82.8205 | 199.5377 | 225.4003 | 80.9892 | 82.8205 | 82.8205 | 174.9409 | 87.7838 | 87.7838 | 87.7838 | 184.6634 | 164.8652 | 192.3459 | 142.1865 | 142.1865 | 112.6167 | 213.6071 | 433.6315 | 135.5227 | 124.7138 | 785.7422 | 180.8228 | 124.7138 | 569.8212 | 1089.0816 | 165.3306 | 637.5921 | 413.4978 | 180.8228 | 117.6146 | 66.2103 | 243.464 | 52.0384 | 52.0384 | 52.0384 | 180.8461 | 246.9617 | 88.3853 | 98.7814 | 218.1101 | 190.931 | 103.7817 | 103.7817 | 130.266 | 297.8907 | 52.0384 | 465.1272 | 208.6076 | 354.5904 | 129.6089 | 111.5192 | 432.0844 | 96.3011 | 149.7236 | 96.3011 | 251.6655 | 91.4462 | 107.3073 | 61.877 | 61.877 | 91.4462 | 261.823 | 234.6147 | 159.8728 | 231.0662 | 103.9058 | 91.4462 | 605.1335 | 178.4202 | 238.4225 | 530.2948 | 945.0111 | 86.0484 | 91.616 | 187.373 | 355.1978 | 91.616 | 57.6916 | 138.3529 | 94.0219 | 92.9513 | 121.8045 | 55.4727 | 55.4727 | 88.7944 | 58.1463 | 177.5379 | 237.8194 | 111.0745 | 149.7236 | 105.5728 | 251.2591 | 169.9368 | 111.0745 | 105.5728 | 89.8373 | 303.2036 | 168.8835 | 42.8501 | 31.2464 | 364.3718 | 81.9407 | 297.6212 | 84.5627 | 350.6153 | 876.8981 | 42.561 | 289.6096 | 303.2036 | 415.3316 | 84.5627 | 35.3393 | 201.9877 | 296.9897 | 182.9059 | 166.0095 | 0 | 82.8205 | 144.6642 | 531.3651 | 0 | 86.0484 | 124.7469 | 199.5377 | 91.0232 | 140.0394 | 177.8562 | 87.8659 | 0 | 0 | 0 | 0 | 0 | 0 | 0 | 0 | 70.8059 | 0 | 144.6253 | 146.7953 | 270.3231 | 169.0633 | 0 | 185.1295 | 66.8184 | 46.4073 | 27.1502 | 949.3816 | 38.4059 | 147.7541 | 60.1753 | 60.1753 | 125.9614 | 39.0936 | 66.8184 | 38.4059 | 38.6402 | 38.6402 | 65.5111 | 0 | 0 | 0 | 0 | 39.0936 | 39.0936 | 39.0936 | 58.7649 | 38.6402 | 123.5566 | 0 | 0 | 28.7154 | 0 | 0 | 0 | 113.3452 | 39.6021 | 144.1501 | 48.6264 | 59.4368 | 28.7154 | 111.7034 | 208.9367 | 36.5762 | 145.1917 | 139.3242 | 594.414 | 113.7198 | 109.7794 | 141.7593 | 21.8973 | 25.9791 | 25.9791 | 21.8973 | 56.3738 | 87.3065 | 189.5215 | 2119.4676 | 171.8154 | 87.3065 | 80.9347 | 209.3277 | 125.9743 | 105.1088 | 107.8914 | 80.9347 | 196.1656 | 79.2688 | 39.6021 | 39.6021 | 167.8272 | 128.8617 | 0 | 0 | 0 | 25.9791 | 25.9791 | 34.1297 | 0 | 0 | 0 | 0 | 0 | 0 | 21.8973 | 39.6021 | 175.2075 | 25.9791 | 34.4286 | 78.4555 | 0 | 0 | 0 | 0 | 0 | 0 | 0 | 0 | 0 | 0 | 0 | 0 | 0 | 0 | 0 | 0 | 0 | 0 | 0 | 0 | 0 | 0 | 0 | 0 | 0 | 0 | 0 | 0 | 0 | 0 | 0 | 0 | 0 | 0 | 0 | 0 | 0 | 0 | 0 | 0 | 0 | 0 | 0 | 0 | 0 | 0 | 0 | 0 | 0 | 0 | 0 | 0 | 0 | 0 | 0 | 0 | 0 | 0 | 0 | 0 | 0 | 0 | 0 | 0 | 0 | 0 | 0 | 0 | 0 | 0 | 0 | 0 | 0 | 0 | 0 | 0 | 0 | 0 | 0 | 0 | 0 | 0 | 0 | 0 | 0 | 0 | 0 | 0 | 0 | 0 | 0 | 0 | 0 | 0 | 0 | 0 | 0 | 0 | 0 | 0 | 0 | 0 | 0 | 0 | 0 | 0 | 0 | 0 | 0 | 2017-01-22 18:00
t0524 | 0 | 115.7399 | 367.6999 | 135.3825 | 44.2314 | 296.8511 | 44.2314 | 376.0423 | 67.614 | 67.614 | 1987.538 | 82.2313 | 78.2586 | 293.3098 | 366.5948 | 53.6036 | 77.8671 | 350.8247 | 227.4767 | 296.3022 | 0 | 0 | 447.9225 | 36.3319 | 36.3319 | 36.3319 | 77.2593 | 152.5652 | 230.8827 | 143.9931 | 340.4465 | 93.3761 | 212.454 | 189.2389 | 267.8384 | 276.6565 | 130.1762 | 422.9716 | 307.7669 | 91.8274 | 180.1984 | 266.8906 | 100.1304 | 213.7246 | 380.035 | 100.1304 | 41.6421 | 274.225 | 719.1325 | 142.7532 | 183.0385 | 98.5172 | 163.2071 | 41.6421 | 161.8667 | 245.0958 | 91.5763 | 350.9904 | 37.9554 | 154.0605 | 37.9554 | 100.1304 | 152.5652 | 61.6055 | 380.035 | 0 | 0 | 0 | 0 | 0 | 0 | 0 | 0 | 156.1287 | 0 | 0 | 0 | 0 | 243.4903 | 281.7118 | 26.2627 | 37.697 | 269.3168 | 157.2164 | 13.3125 | 89.2484 | 98.1055 | 272.0533 | 147.966 | 199.9427 | 112.7268 | 26.2627 | 316.5804 | 48.4108 | 269.6824 | 134.532 | 157.2572 | 50.0933 | 93.7509 | 523.3041 | 27.5198 | 154.1883 | 165.9191 | 13.3125 | 13.3125 | 72.9519 | 112.2248 | 67.4481 | 135.0025 | 148.5324 | 107.03 | 115.0944 | 787.0601 | 134.6623 | 89.2484 | 78.2957 | 78.2957 | 35.1085 | 59.203 | 787.0601 | 424.3102 | 141.8894 | 0 | 0 | 0 | 77.4502 | 98.1055 | 75.1313 | 375.6419 | 93.7509 | 0 | 66.4609 | 59.203 | 13.3125 | 74.0054 | 30.1728 | 0 | 0 | 0 | 86.4098 | 0 | 0 | 141.7315 | 0 | 35.8064 | 0 | 0 | 197.9331 | 72.7484 | 30.1728 | 30.0197 | 30.0197 | 78.0076 | 151.4177 | 210.2058 | 142.6174 | 295.099 | 172.3675 | 113.0671 | 256.2172 | 255.396 | 166.2168 | 147.1305 | 439.0882 | 176.3963 | 209.204 | 85.315 | 81.7152 | 192.5479 | 223.8956 | 80.0476 | 81.7152 | 81.7152 | 166.9159 | 85.315 | 85.315 | 85.315 | 181.1811 | 161.5231 | 187.067 | 140.9188 | 140.9188 | 110.7173 | 199.2936 | 426.7221 | 134.3143 | 120.3381 | 666.648 | 174.8382 | 120.3381 | 500.55 | 969.9585 | 162.614 | 595.6483 | 401.7935 | 174.8382 | 112.9976 | 65.598 | 241.5881 | 52.4202 | 52.4202 | 52.4202 | 179.7971 | 232.6681 | 86.9909 | 102.7384 | 217.3189 | 192.2159 | 104.0313 | 104.0313 | 127.1096 | 307.5324 | 52.4202 | 447.7007 | 208.6637 | 354.329 | 130.3639 | 113.0272 | 390.8512 | 95.4424 | 149.8763 | 95.4424 | 241.8865 | 88.1246 | 104.25 | 61.6055 | 61.6055 | 88.1246 | 260.4208 | 235.2334 | 153.7995 | 220.9619 | 103.2232 | 88.1246 | 603.3403 | 178.4927 | 220.3563 | 492.7864 | 821.5674 | 85.9936 | 91.8437 | 182.2907 | 344.4902 | 91.8437 | 58.525 | 135.479 | 94.3262 | 92.752 | 120.1563 | 54.6361 | 54.6361 | 87.2469 | 57.0954 | 163.0959 | 230.5799 | 110.5743 | 149.8763 | 102.997 | 236.5522 | 170.6392 | 110.5743 | 102.997 | 89.8901 | 279.6472 | 166.8996 | 44.4666 | 31.7856 | 365.4427 | 81.7914 | 289.1311 | 83.9923 | 356.6333 | 830.4107 | 43.4962 | 295.0718 | 279.6472 | 391.0657 | 83.9923 | 35.8064 | 211.0982 | 289.7196 | 179.1386 | 168.2295 | 0 | 81.7152 | 147.2148 | 452.7712 | 0 | 85.9936 | 122.3665 | 192.5479 | 85.4041 | 141.4049 | 179.565 | 86.483 | 0 | 0 | 0 | 0 | 0 | 0 | 0 | 0 | 72.7484 | 0 | 145.3704 | 153.0628 | 252.584 | 159.4081 | 0 | 181.5926 | 65.0025 | 46.3578 | 27.5198 | 881.6082 | 38.5827 | 137.8841 | 59.4595 | 59.4595 | 121.8291 | 38.1667 | 65.0025 | 38.5827 | 39.103 | 39.103 | 65.6693 | 0 | 0 | 0 | 0 | 38.1667 | 38.1667 | 38.1667 | 58.3645 | 39.103 | 122.8673 | 0 | 0 | 26.6807 | 0 | 0 | 0 | 111.8174 | 39.7252 | 139.5108 | 47.5745 | 58.9529 | 26.6807 | 112.8221 | 193.1321 | 37.0437 | 143.7325 | 135.5408 | 562.7764 | 113.2773 | 109.2692 | 139.7322 | 21.6822 | 25.982 | 25.982 | 21.6822 | 54.9029 | 85.1105 | 188.1924 | 1888.8089 | 163.5261 | 85.1105 | 78.704 | 187.7048 | 122.2419 | 104.9059 | 104.5376 | 78.704 | 187.9414 | 74.9681 | 39.7252 | 39.7252 | 166.2981 | 121.1254 | 0 | 0 | 0 | 25.982 | 25.982 | 33.5641 | 0 | 0 | 0 | 0 | 0 | 0 | 21.6822 | 39.7252 | 167.9243 | 25.982 | 34.1892 | 78.1356 | 0 | 0 | 0 | 0 | 0 | 0 | 0 | 0 | 0 | 0 | 0 | 0 | 0 | 0 | 0 | 0 | 0 | 0 | 0 | 0 | 0 | 0 | 0 | 0 | 0 | 0 | 0 | 0 | 0 | 0 | 0 | 0 | 0 | 0 | 0 | 0 | 0 | 0 | 0 | 0 | 0 | 0 | 0 | 0 | 0 | 0 | 0 | 0 | 0 | 0 | 0 | 0 | 0 | 0 | 0 | 0 | 0 | 0 | 0 | 0 | 0 | 0 | 0 | 0 | 0 | 0 | 0 | 0 | 0 | 0 | 0 | 0 | 0 | 0 | 0 | 0 | 0 | 0 | 0 | 0 | 0 | 0 | 0 | 0 | 0 | 0 | 0 | 0 | 0 | 0 | 0 | 0 | 0 | 0 | 0 | 0 | 0 | 0 | 0 | 0 | 0 | 0 | 0 | 0 | 0 | 0 | 0 | 0 | 0 | 2017-01-22 19:00
t0525 | 0 | 116.5783 | 355.5717 | 137.5552 | 42.5813 | 286.0704 | 42.5813 | 424.9856 | 64.3642 | 64.3642 | 1883.3527 | 77.5819 | 79.2166 | 300.0042 | 375.3423 | 55.3634 | 76.9693 | 348.9093 | 224.6057 | 311.0045 | 0 | 0 | 433.6222 | 36.3407 | 36.3407 | 36.3407 | 78.6298 | 153.8144 | 241.2609 | 134.0307 | 333.2393 | 91.1672 | 219.6545 | 196.9895 | 268.9684 | 272.9382 | 132.8758 | 461.3265 | 316.5887 | 92.9655 | 189.9415 | 265.4104 | 102.0024 | 217.4892 | 381.5887 | 102.0024 | 42.6312 | 277.3114 | 731.727 | 148.0365 | 180.2595 | 97.8051 | 167.5812 | 42.6312 | 164.1272 | 255.7092 | 93.616 | 344.1954 | 37.3447 | 160.8407 | 37.3447 | 102.0024 | 153.8144 | 61.7179 | 381.5887 | 0 | 0 | 0 | 0 | 0 | 0 | 0 | 0 | 157.2466 | 0 | 0 | 0 | 0 | 244.0095 | 281.2672 | 26.5848 | 36.713 | 257.4192 | 156.8138 | 13.0436 | 87.6387 | 97.3283 | 267.2918 | 148.0316 | 200.916 | 108.1864 | 26.5848 | 299.2743 | 47.6782 | 263.8743 | 132.2507 | 157.4349 | 49.6411 | 92.7926 | 505.9643 | 26.4727 | 153.4583 | 162.133 | 13.0436 | 13.0436 | 70.2582 | 113.1724 | 66.6386 | 133.0657 | 148.4532 | 98.9547 | 102.3375 | 726.4704 | 129.0631 | 87.6387 | 78.0485 | 78.0485 | 34.5946 | 55.9729 | 726.4704 | 402.4048 | 143.1396 | 0 | 0 | 0 | 77.6059 | 97.3283 | 75.0334 | 367.0042 | 92.7926 | 0 | 66.4419 | 55.9729 | 13.0436 | 70.3635 | 28.868 | 0 | 0 | 0 | 85.7889 | 0 | 0 | 139.4628 | 0 | 34.7246 | 0 | 0 | 197.2685 | 75.3927 | 28.868 | 29.735 | 29.735 | 75.6298 | 147.0936 | 201.7331 | 140.239 | 288.2611 | 172.9422 | 111.2089 | 254.4449 | 242.9375 | 160.1341 | 145.1387 | 403.6405 | 174.9035 | 200.063 | 84.6018 | 81.1351 | 186.9883 | 216.3846 | 77.671 | 81.1351 | 81.1351 | 158.19 | 84.6018 | 84.6018 | 84.6018 | 174.5354 | 159.8944 | 178.4459 | 137.0505 | 137.0505 | 107.184 | 186.5561 | 421.495 | 136.979 | 114.0531 | 602.4795 | 171.202 | 114.0531 | 449.4745 | 905.3946 | 155.279 | 562.187 | 390.6967 | 171.202 | 108.5648 | 64.0109 | 231.8081 | 52.2514 | 52.2514 | 52.2514 | 173.7778 | 217.374 | 82.5905 | 107.8184 | 215.2865 | 194.3213 | 105.7039 | 105.7039 | 124.0373 | 319.8956 | 52.2514 | 428.6587 | 209.2304 | 354.4965 | 131.2905 | 112.9475 | 359.7213 | 93.8516 | 154.5045 | 93.8516 | 234.9898 | 84.5215 | 103.2803 | 61.7179 | 61.7179 | 84.5215 | 269.7011 | 240.7927 | 149.0445 | 211.5128 | 104.7849 | 84.5215 | 631.4299 | 178.3351 | 207.9967 | 468.0933 | 754.5238 | 85.8909 | 92.3344 | 173.9599 | 334.8809 | 92.3344 | 57.9549 | 132.1163 | 95.3507 | 91.8283 | 116.2555 | 54.0368 | 54.0368 | 86.7076 | 55.4127 | 155.065 | 227.0605 | 108.7081 | 154.5045 | 100.6425 | 225.1483 | 171.0433 | 108.7081 | 100.6425 | 87.1357 | 262.1318 | 166.7383 | 46.1128 | 31.0648 | 362.7095 | 80.0083 | 278.0042 | 81.7474 | 356.3743 | 815.1483 | 43.3059 | 289.3657 | 262.1318 | 371.2989 | 81.7474 | 34.7246 | 239.966 | 279.3177 | 179.9256 | 175.5675 | 0 | 81.1351 | 147.1996 | 416.917 | 0 | 85.8909 | 119.7638 | 186.9883 | 81.8609 | 136.1059 | 179.6203 | 83.3649 | 0 | 0 | 0 | 0 | 0 | 0 | 0 | 0 | 75.3927 | 0 | 146.6164 | 165.0977 | 239.2193 | 152.9725 | 0 | 174.6276 | 60.6701 | 45.1465 | 26.4727 | 815.4998 | 38.2667 | 128.7256 | 56.599 | 56.599 | 112.9549 | 36.2402 | 60.6701 | 38.2667 | 37.9396 | 37.9396 | 63.6462 | 0 | 0 | 0 | 0 | 36.2402 | 36.2402 | 36.2402 | 56.45 | 37.9396 | 119.2454 | 0 | 0 | 24.9864 | 0 | 0 | 0 | 107.5517 | 40.3975 | 133.5556 | 48.8401 | 57.2875 | 24.9864 | 113.8892 | 179.0192 | 36.3358 | 144.6496 | 131.8352 | 546.0942 | 111.9925 | 108.1108 | 136.634 | 21.3673 | 25.7727 | 25.7727 | 21.3673 | 52.1478 | 82.1761 | 183.4791 | 1752.0937 | 152.6514 | 82.1761 | 76.2641 | 171.8401 | 115.8233 | 100.3342 | 98.5849 | 76.2641 | 177.027 | 71.3791 | 40.3975 | 40.3975 | 160.904 | 113.5774 | 0 | 0 | 0 | 25.7727 | 25.7727 | 32.1586 | 0 | 0 | 0 | 0 | 0 | 0 | 21.3673 | 40.3975 | 159.6824 | 25.7727 | 33.5993 | 74.9206 | 0 | 0 | 0 | 0 | 0 | 0 | 0 | 0 | 0 | 0 | 0 | 0 | 0 | 0 | 0 | 0 | 0 | 0 | 0 | 0 | 0 | 0 | 0 | 0 | 0 | 0 | 0 | 0 | 0 | 0 | 0 | 0 | 0 | 0 | 0 | 0 | 0 | 0 | 0 | 0 | 0 | 0 | 0 | 0 | 0 | 0 | 0 | 0 | 0 | 0 | 0 | 0 | 0 | 0 | 0 | 0 | 0 | 0 | 0 | 0 | 0 | 0 | 0 | 0 | 0 | 0 | 0 | 0 | 0 | 0 | 0 | 0 | 0 | 0 | 0 | 0 | 0 | 0 | 0 | 0 | 0 | 0 | 0 | 0 | 0 | 0 | 0 | 0 | 0 | 0 | 0 | 0 | 0 | 0 | 0 | 0 | 0 | 0 | 0 | 0 | 0 | 0 | 0 | 0 | 0 | 0 | 0 | 0 | 0 | 2017-01-22 20:00
t0526 | 0 | 123.9248 | 354.2198 | 146.0063 | 41.525 | 282.2484 | 41.525 | 517.4261 | 64.2013 | 64.2013 | 1932.1259 | 74.1775 | 82.9204 | 326.7918 | 402.4965 | 59.5411 | 78.3815 | 360.1119 | 228.8371 | 344.8202 | 0 | 0 | 434.9553 | 37.4819 | 37.4819 | 37.4819 | 83.8331 | 162.0989 | 266.672 | 132.8027 | 342.9155 | 91.8655 | 238.8567 | 215.972 | 280.0796 | 278.1738 | 141.0993 | 541.6336 | 349.678 | 98.1273 | 212.3097 | 276.3964 | 109.2613 | 232.503 | 418.3116 | 109.2613 | 45.0816 | 292.723 | 781.75 | 161.6035 | 185.7422 | 99.9597 | 180.5942 | 45.0816 | 173.0741 | 281.1396 | 99.6947 | 352.5762 | 37.5799 | 177.1928 | 37.5799 | 109.2613 | 162.0989 | 64.407 | 418.3116 | 0 | 0 | 0 | 0 | 0 | 0 | 0 | 0 | 164.5995 | 0 | 0 | 0 | 0 | 255.3216 | 290.3364 | 27.6679 | 35.6303 | 250.5042 | 159.7109 | 12.9272 | 87.183 | 97.44 | 272.5267 | 154.1255 | 209.7305 | 104.4815 | 27.6679 | 290.9976 | 47.4237 | 265.9555 | 131.6156 | 161.305 | 49.8961 | 93.5169 | 503.4696 | 25.26 | 156.4205 | 160.4903 | 12.9272 | 12.9272 | 68.4397 | 118.5169 | 66.9865 | 133.3268 | 153.7945 | 93.0398 | 92.0552 | 684.4231 | 123.0941 | 87.183 | 79.3515 | 79.3515 | 34.5689 | 52.9181 | 684.4231 | 391.3274 | 147.8511 | 0 | 0 | 0 | 79.3232 | 97.44 | 76.6769 | 366.2276 | 93.5169 | 0 | 67.8826 | 52.9181 | 12.9272 | 68.0695 | 27.8543 | 0 | 0 | 0 | 87.7524 | 0 | 0 | 141.013 | 0 | 33.69 | 0 | 0 | 202.8535 | 81.8503 | 27.8543 | 30.1288 | 30.1288 | 72.9881 | 145.2048 | 197.0561 | 140.4101 | 294.5874 | 180.2476 | 112.6015 | 260.5052 | 241.0834 | 156.8325 | 146.9462 | 392.3068 | 179.6642 | 193.1852 | 88.0578 | 83.8074 | 188.2079 | 211.4256 | 76.7531 | 83.8074 | 83.8074 | 153.1133 | 88.0578 | 88.0578 | 88.0578 | 170.9416 | 165.025 | 172.5009 | 135.7767 | 135.7767 | 105.8413 | 179.2138 | 432.0189 | 147.8555 | 109.4704 | 584.0347 | 174.7576 | 109.4704 | 416.772 | 897.5168 | 149.174 | 548.4603 | 392.294 | 174.7576 | 107.3943 | 63.8395 | 223.435 | 53.6304 | 53.6304 | 53.6304 | 169.7134 | 206.3954 | 78.3787 | 118.6956 | 220.0383 | 204.6395 | 112.5984 | 112.5984 | 125.0151 | 348.5021 | 53.6304 | 420.6321 | 218.046 | 368.1896 | 137.4111 | 116.0082 | 342.3317 | 94.9478 | 168.7969 | 94.9478 | 237.3494 | 83.1457 | 107.343 | 64.407 | 64.407 | 83.1457 | 297.9969 | 259.7293 | 149.745 | 208.4498 | 112.0554 | 83.1457 | 708.564 | 184.6372 | 204.6433 | 464.2872 | 739.2582 | 88.9356 | 96.5395 | 168.2593 | 336.5147 | 96.5395 | 58.4985 | 132.6661 | 100.6136 | 93.6577 | 114.3984 | 55.4856 | 55.4856 | 89.9563 | 55.0327 | 155.418 | 233.7458 | 109.6064 | 168.7969 | 101.7036 | 221.993 | 177.7049 | 109.6064 | 101.7036 | 85.207 | 254.8088 | 173.9632 | 49.8325 | 30.52 | 370.4131 | 79.7603 | 273.2182 | 80.9813 | 365.1833 | 847.8178 | 43.945 | 285.8805 | 254.8088 | 364.3114 | 80.9813 | 33.69 | 296.7471 | 275.1259 | 190.5924 | 194.3331 | 0 | 83.8074 | 150.9663 | 417.5812 | 0 | 88.9356 | 120.9448 | 188.2079 | 82.019 | 130.3836 | 185.2842 | 81.5673 | 0 | 0 | 0 | 0 | 0 | 0 | 0 | 0 | 81.8503 | 0 | 153.9107 | 189.5585 | 234.9368 | 153.0548 | 0 | 170.4774 | 56.0478 | 44.6007 | 25.26 | 767.3878 | 38.9854 | 122.9652 | 53.8434 | 53.8434 | 103.3381 | 34.6088 | 56.0478 | 38.9854 | 36.8755 | 36.8755 | 62.1371 | 0 | 0 | 0 | 0 | 34.6088 | 34.6088 | 34.6088 | 55.2454 | 36.8755 | 117.3852 | 0 | 0 | 24.1028 | 0 | 0 | 0 | 104.6097 | 43.0755 | 130.4898 | 53.7181 | 56.6343 | 24.1028 | 119.383 | 169.8164 | 36.0588 | 152.7167 | 132.3367 | 556.257 | 114.0603 | 110.3148 | 137.2851 | 21.7182 | 26.3404 | 26.3404 | 21.7182 | 49.9232 | 81.2156 | 182.399 | 1714.967 | 143.5332 | 81.2156 | 76.0291 | 162.9533 | 110.6314 | 95.6749 | 93.3697 | 76.0291 | 168.6997 | 70.1885 | 43.0755 | 43.0755 | 157.8448 | 108.8452 | 0 | 0 | 0 | 26.3404 | 26.3404 | 31.1085 | 0 | 0 | 0 | 0 | 0 | 0 | 21.7182 | 43.0755 | 155.0733 | 26.3404 | 33.9087 | 71.9239 | 0 | 0 | 0 | 0 | 0 | 0 | 0 | 0 | 0 | 0 | 0 | 0 | 0 | 0 | 0 | 0 | 0 | 0 | 0 | 0 | 0 | 0 | 0 | 0 | 0 | 0 | 0 | 0 | 0 | 0 | 0 | 0 | 0 | 0 | 0 | 0 | 0 | 0 | 0 | 0 | 0 | 0 | 0 | 0 | 0 | 0 | 0 | 0 | 0 | 0 | 0 | 0 | 0 | 0 | 0 | 0 | 0 | 0 | 0 | 0 | 0 | 0 | 0 | 0 | 0 | 0 | 0 | 0 | 0 | 0 | 0 | 0 | 0 | 0 | 0 | 0 | 0 | 0 | 0 | 0 | 0 | 0 | 0 | 0 | 0 | 0 | 0 | 0 | 0 | 0 | 0 | 0 | 0 | 0 | 0 | 0 | 0 | 0 | 0 | 0 | 0 | 0 | 0 | 0 | 0 | 0 | 0 | 0 | 0 | 2017-01-22 21:00
t0527 | 0 | 122.8573 | 338.7214 | 144.5821 | 39.1939 | 268.3438 | 39.1939 | 547.1548 | 61.4823 | 61.4823 | 1881.8372 | 69.1969 | 81.4838 | 328.1195 | 400.7083 | 59.3516 | 75.8781 | 351.2702 | 221.6016 | 349.1508 | 0 | 0 | 417.6455 | 36.5388 | 36.5388 | 36.5388 | 83.2149 | 159.9242 | 269.6292 | 126.7883 | 334.1334 | 88.42 | 239.5149 | 217.4619 | 274.4961 | 269.4411 | 139.7319 | 563.6748 | 353.612 | 96.8811 | 215.8505 | 271.0023 | 108.7305 | 231.1299 | 421.7101 | 108.7305 | 44.5365 | 289.0256 | 776.8686 | 162.3678 | 181.0811 | 96.956 | 180.2572 | 44.5365 | 170.7742 | 283.4779 | 98.8796 | 342.608 | 36.1294 | 178.852 | 36.1294 | 108.7305 | 159.9242 | 63.207 | 421.7101 | 0 | 0 | 0 | 0 | 0 | 0 | 0 | 0 | 161.7797 | 0 | 0 | 0 | 0 | 250.9418 | 283.1856 | 27.0994 | 33.5101 | 236.2031 | 154.5645 | 12.3155 | 83.2418 | 93.3561 | 264.0776 | 151.0632 | 205.8323 | 98.0214 | 27.0994 | 274.382 | 45.2702 | 255.9919 | 125.6905 | 156.634 | 47.9224 | 89.9657 | 481.1109 | 23.5114 | 151.4663 | 152.7995 | 12.3155 | 12.3155 | 64.5515 | 116.51 | 64.348 | 127.8369 | 150.3136 | 85.9238 | 82.6229 | 632.9766 | 114.5583 | 83.2418 | 76.7169 | 76.7169 | 33.0915 | 48.9965 | 632.9766 | 368.9593 | 144.2048 | 0 | 0 | 0 | 76.9151 | 93.3561 | 74.3495 | 350.4099 | 89.9657 | 0 | 65.8111 | 48.9965 | 12.3155 | 63.9579 | 26.1207 | 0 | 0 | 0 | 85.1573 | 0 | 0 | 135.9581 | 0 | 31.685 | 0 | 0 | 197.4334 | 81.9974 | 26.1207 | 29.0772 | 29.0772 | 68.4123 | 138.0477 | 186.2153 | 134.5816 | 285.9112 | 176.7505 | 108.6572 | 252.9333 | 230.1589 | 148.4234 | 141.7757 | 370.2889 | 174.7916 | 181.2545 | 86.3232 | 81.7931 | 181.0673 | 199.7657 | 73.0204 | 81.7931 | 81.7931 | 143.9348 | 86.3232 | 86.3232 | 86.3232 | 161.7794 | 161.0015 | 161.9804 | 129.3643 | 129.3643 | 100.6595 | 167.7554 | 419.8293 | 147.7461 | 102.3544 | 550.7956 | 169.4787 | 102.3544 | 381.8737 | 857.005 | 139.5096 | 518.2693 | 376.84 | 169.4787 | 102.2823 | 61.0644 | 209.3606 | 52.1402 | 52.1402 | 52.1402 | 160.3046 | 191.7537 | 72.7374 | 119.7408 | 213.4502 | 201.7909 | 111.7199 | 111.7199 | 120.3449 | 349.7319 | 52.1402 | 398.6706 | 213.8082 | 360.3698 | 135.047 | 112.8189 | 318.755 | 91.5773 | 169.7017 | 91.5773 | 228.8187 | 78.921 | 105.145 | 63.207 | 63.207 | 78.921 | 301.3356 | 259.403 | 143.9197 | 198.1001 | 111.4238 | 78.921 | 722.0052 | 180.3963 | 194.4041 | 443.1391 | 701.3284 | 86.8992 | 94.8296 | 158.0515 | 323.4154 | 94.8296 | 56.3287 | 127.4298 | 99.3242 | 90.7432 | 108.5644 | 53.9738 | 53.9738 | 88.0125 | 52.5177 | 149.2778 | 227.7561 | 105.5028 | 169.7017 | 98.0534 | 211.0867 | 173.9485 | 105.5028 | 98.0534 | 80.5376 | 240.3098 | 170.7183 | 49.7972 | 28.922 | 359.1226 | 76.2654 | 259.153 | 77.1505 | 354.6626 | 831.1011 | 42.44 | 271.8134 | 240.3098 | 345.4006 | 77.1505 | 31.685 | 315.96 | 261.2961 | 188.6024 | 196.6414 | 0 | 81.7931 | 146.6863 | 401.4887 | 0 | 86.8992 | 116.549 | 181.0673 | 78.7344 | 121.6668 | 180.635 | 77.1451 | 0 | 0 | 0 | 0 | 0 | 0 | 0 | 0 | 81.9974 | 0 | 151.5101 | 195.2034 | 222.8967 | 146.7944 | 0 | 161.0236 | 51.1224 | 42.4178 | 23.5114 | 709.0678 | 37.7446 | 114.6988 | 50.0418 | 50.0418 | 93.6545 | 32.2503 | 51.1224 | 37.7446 | 34.7198 | 34.7198 | 58.6728 | 0 | 0 | 0 | 0 | 32.2503 | 32.2503 | 32.2503 | 52.2499 | 34.7198 | 111.4102 | 0 | 0 | 22.6215 | 0 | 0 | 0 | 98.5779 | 42.7618 | 123.3431 | 54.2064 | 53.8906 | 22.6215 | 117.4213 | 157.7317 | 34.3787 | 150.8309 | 127.1002 | 538.9855 | 110.424 | 106.9135 | 131.8992 | 21.0037 | 25.5497 | 25.5497 | 21.0037 | 46.595 | 77.2891 | 174.1333 | 1625.2246 | 132.4958 | 77.2891 | 72.7282 | 151.4173 | 103.116 | 89.0375 | 86.5625 | 72.7282 | 157.0453 | 66.627 | 42.7618 | 42.7618 | 149.5061 | 101.7195 | 0 | 0 | 0 | 25.5497 | 25.5497 | 29.218 | 0 | 0 | 0 | 0 | 0 | 0 | 21.0037 | 42.7618 | 146.0639 | 25.5497 | 32.658 | 67.2202 | 0 | 0 | 0 | 0 | 0 | 0 | 0 | 0 | 0 | 0 | 0 | 0 | 0 | 0 | 0 | 0 | 0 | 0 | 0 | 0 | 0 | 0 | 0 | 0 | 0 | 0 | 0 | 0 | 0 | 0 | 0 | 0 | 0 | 0 | 0 | 0 | 0 | 0 | 0 | 0 | 0 | 0 | 0 | 0 | 0 | 0 | 0 | 0 | 0 | 0 | 0 | 0 | 0 | 0 | 0 | 0 | 0 | 0 | 0 | 0 | 0 | 0 | 0 | 0 | 0 | 0 | 0 | 0 | 0 | 0 | 0 | 0 | 0 | 0 | 0 | 0 | 0 | 0 | 0 | 0 | 0 | 0 | 0 | 0 | 0 | 0 | 0 | 0 | 0 | 0 | 0 | 0 | 0 | 0 | 0 | 0 | 0 | 0 | 0 | 0 | 0 | 0 | 0 | 0 | 0 | 0 | 0 | 0 | 0 | 2017-01-22 22:00
t0528 | 0 | 119.5309 | 317.5476 | 140.0409 | 36.1042 | 249.7788 | 36.1042 | 563.4301 | 58.1196 | 58.1196 | 1824.7919 | 63.1655 | 78.1623 | 323.3487 | 390.1043 | 57.7256 | 71.8226 | 335.4321 | 209.9429 | 345.4371 | 0 | 0 | 393.7371 | 34.7895 | 34.7895 | 34.7895 | 80.8317 | 154.4852 | 266.5702 | 120.408 | 320.3875 | 83.3764 | 234.8327 | 214.0007 | 263.0146 | 255.4295 | 135.1525 | 572.9751 | 351.2932 | 93.5531 | 214.4947 | 260.7031 | 105.9614 | 224.987 | 420.2354 | 105.9614 | 42.8865 | 279.2289 | 755.8831 | 159.4855 | 173.3831 | 91.8891 | 175.9672 | 42.8865 | 164.6831 | 279.3262 | 95.8004 | 327.0173 | 33.9125 | 176.4513 | 33.9125 | 105.9614 | 154.4852 | 60.7283 | 420.2354 | 0 | 0 | 0 | 0 | 0 | 0 | 0 | 0 | 155.4935 | 0 | 0 | 0 | 0 | 241.5933 | 270.0152 | 25.8716 | 30.5533 | 217.9029 | 145.758 | 11.4229 | 77.397 | 86.9059 | 250.87 | 144.9467 | 197.5684 | 89.5867 | 25.8716 | 254.2975 | 42.0298 | 241.2073 | 116.8498 | 148.2438 | 44.7943 | 84.3373 | 450.6103 | 21.2064 | 143.0693 | 141.7382 | 11.4229 | 11.4229 | 59.3889 | 111.9668 | 60.2319 | 119.4369 | 143.6929 | 77.9596 | 73.1694 | 575.9906 | 103.4738 | 77.397 | 72.2541 | 72.2541 | 30.8457 | 44.1739 | 575.9906 | 341.4563 | 136.9926 | 0 | 0 | 0 | 72.6182 | 86.9059 | 70.2802 | 327.4746 | 84.3373 | 0 | 62.171 | 44.1739 | 11.4229 | 58.8232 | 23.8888 | 0 | 0 | 0 | 80.7634 | 0 | 0 | 128.1487 | 0 | 28.94 | 0 | 0 | 187.7865 | 80.2287 | 23.8888 | 27.379 | 27.379 | 62.1679 | 128.0789 | 172.065 | 125.7872 | 272.8139 | 169.5412 | 102.5596 | 240.0411 | 216.6672 | 137.2296 | 133.6413 | 347.8146 | 166.4569 | 165.9292 | 83.1022 | 78.2102 | 170.9751 | 184.0115 | 67.8491 | 78.2102 | 78.2102 | 132.6581 | 83.1022 | 83.1022 | 83.1022 | 149.5885 | 154.0348 | 148.6279 | 120.3565 | 120.3565 | 93.5687 | 154.457 | 399.7114 | 144.765 | 93.5706 | 520.5746 | 161.3914 | 93.5706 | 347.2095 | 813.1318 | 127.1676 | 482.1982 | 354.8788 | 161.3914 | 95.568 | 57.0701 | 191.001 | 49.5113 | 49.5113 | 49.5113 | 147.5897 | 174.7248 | 65.6871 | 117.8628 | 202.4852 | 194.6087 | 108.5116 | 108.5116 | 113.5287 | 342.6316 | 49.5113 | 370.3581 | 205.1205 | 345.0828 | 129.788 | 107.0811 | 293.4005 | 86.3845 | 167.1336 | 86.3845 | 216.6843 | 73.4253 | 101.1413 | 60.7283 | 60.7283 | 73.4253 | 298.7455 | 253.6911 | 135.8103 | 184.7843 | 108.5888 | 73.4253 | 721.1384 | 172.3866 | 182.2684 | 417.2475 | 663.8019 | 83.0586 | 91.1237 | 145.0729 | 304.8166 | 91.1237 | 52.8666 | 119.8579 | 95.9444 | 85.949 | 100.6174 | 51.4372 | 51.4372 | 84.4294 | 49.0174 | 141.7815 | 217.911 | 99.2351 | 167.1336 | 92.6577 | 197.513 | 166.4847 | 99.2351 | 92.6577 | 74.136 | 223.5879 | 164.1755 | 48.5417 | 26.6384 | 340.1655 | 71.1708 | 240.6092 | 71.7487 | 335.963 | 802.9041 | 39.9252 | 251.2702 | 223.5879 | 322.1319 | 71.7487 | 28.94 | 327.9045 | 242.7959 | 183.1926 | 194.6923 | 0 | 78.2102 | 139.0171 | 386.7103 | 0 | 83.0586 | 109.9926 | 170.9751 | 74.4848 | 110.1446 | 172.0012 | 71.2431 | 0 | 0 | 0 | 0 | 0 | 0 | 0 | 0 | 80.2287 | 0 | 145.8786 | 196.1725 | 208.3062 | 138.6301 | 0 | 148.5583 | 45.2946 | 39.3367 | 21.2064 | 643.7088 | 35.6891 | 105.1773 | 45.2418 | 45.2418 | 82.4068 | 29.3079 | 45.2946 | 35.6891 | 31.7601 | 31.7601 | 53.9306 | 0 | 0 | 0 | 0 | 29.3079 | 29.3079 | 29.3079 | 48.1853 | 31.7601 | 103.1421 | 0 | 0 | 20.9062 | 0 | 0 | 0 | 90.6188 | 41.5532 | 114.1318 | 53.7259 | 50.059 | 20.9062 | 112.8865 | 144.187 | 31.9091 | 146.0116 | 119.6481 | 514.3453 | 104.5238 | 101.3324 | 123.9782 | 19.8744 | 24.2229 | 24.2229 | 19.8744 | 42.4411 | 71.9896 | 162.3331 | 1529.4807 | 119.5956 | 71.9896 | 68.1625 | 139.2849 | 93.8301 | 80.4926 | 78.288 | 68.1625 | 143.0076 | 62.179 | 41.5532 | 41.5532 | 138.16 | 93.3575 | 0 | 0 | 0 | 24.2229 | 24.2229 | 26.7687 | 0 | 0 | 0 | 0 | 0 | 0 | 19.8744 | 41.5532 | 134.8232 | 24.2229 | 30.7483 | 61.1025 | 0 | 0 | 0 | 0 | 0 | 0 | 0 | 0 | 0 | 0 | 0 | 0 | 0 | 0 | 0 | 0 | 0 | 0 | 0 | 0 | 0 | 0 | 0 | 0 | 0 | 0 | 0 | 0 | 0 | 0 | 0 | 0 | 0 | 0 | 0 | 0 | 0 | 0 | 0 | 0 | 0 | 0 | 0 | 0 | 0 | 0 | 0 | 0 | 0 | 0 | 0 | 0 | 0 | 0 | 0 | 0 | 0 | 0 | 0 | 0 | 0 | 0 | 0 | 0 | 0 | 0 | 0 | 0 | 0 | 0 | 0 | 0 | 0 | 0 | 0 | 0 | 0 | 0 | 0 | 0 | 0 | 0 | 0 | 0 | 0 | 0 | 0 | 0 | 0 | 0 | 0 | 0 | 0 | 0 | 0 | 0 | 0 | 0 | 0 | 0 | 0 | 0 | 0 | 0 | 0 | 0 | 0 | 0 | 0 | 2017-01-22 23:00
t0529 | 0 | 119.8374 | 302.4148 | 140.0108 | 33.6212 | 235.6309 | 33.6212 | 607.9654 | 55.6409 | 55.6409 | 1796.3011 | 57.7759 | 77.2794 | 329.5299 | 392.7374 | 58.1631 | 69.5747 | 328.6397 | 203.5171 | 355.186 | 0 | 0 | 377.5502 | 34.0231 | 34.0231 | 34.0231 | 81.0853 | 153.7489 | 273.6741 | 115.1364 | 314.0893 | 80.1557 | 238.6064 | 218.5384 | 259.2525 | 247.7376 | 135.0594 | 608.211 | 361.3032 | 93.1592 | 221.6641 | 257.4898 | 106.6755 | 226.1849 | 431.4868 | 106.6755 | 42.6851 | 278.1225 | 759.5392 | 162.4439 | 169.9649 | 89.2379 | 177.7592 | 42.6851 | 163.8097 | 285.7386 | 95.9345 | 319.115 | 32.4985 | 180.7473 | 32.4985 | 106.6755 | 153.7489 | 60.0026 | 431.4868 | 0 | 0 | 0 | 0 | 0 | 0 | 0 | 0 | 153.887 | 0 | 0 | 0 | 0 | 239.2488 | 264.3658 | 25.4487 | 28.1949 | 202.8304 | 140.9291 | 10.7822 | 73.314 | 82.6726 | 243.6304 | 142.9625 | 195.1411 | 82.5349 | 25.4487 | 237.2315 | 39.7767 | 231.8241 | 110.7026 | 144.0482 | 42.8022 | 80.8303 | 428.6403 | 19.2268 | 138.5067 | 133.7023 | 10.7822 | 10.7822 | 55.2268 | 110.8255 | 57.5996 | 113.8973 | 141.121 | 70.2396 | 62.7087 | 520.6461 | 93.8697 | 73.314 | 69.7495 | 69.7495 | 29.3335 | 39.7888 | 520.6461 | 318.2967 | 133.9194 | 0 | 0 | 0 | 70.3868 | 82.6726 | 68.1555 | 311.6241 | 80.8303 | 0 | 60.2655 | 39.7888 | 10.7822 | 54.4561 | 22.0045 | 0 | 0 | 0 | 78.4954 | 0 | 0 | 123.3969 | 0 | 26.7291 | 0 | 0 | 183.2761 | 81.3865 | 22.0045 | 26.3789 | 26.3789 | 57.0494 | 120.6383 | 160.682 | 119.9293 | 265.8611 | 167.2777 | 98.9034 | 233.4888 | 206.3667 | 128.3995 | 128.7813 | 326.9103 | 162.4745 | 153.006 | 82.0865 | 76.7089 | 164.3922 | 171.5546 | 64.0003 | 76.7089 | 76.7089 | 123.0039 | 82.0865 | 82.0865 | 82.0865 | 139.9711 | 151.059 | 137.338 | 113.7786 | 113.7786 | 88.2445 | 142.4539 | 389.6663 | 146.5886 | 85.8793 | 490.2543 | 157.0235 | 85.8793 | 310.2003 | 777.3445 | 116.5754 | 451.7571 | 340.2756 | 157.0235 | 90.4836 | 54.292 | 175.557 | 48.2359 | 48.2359 | 48.2359 | 137.5184 | 158.9059 | 59.3829 | 120.5765 | 196.7431 | 193.4633 | 108.8046 | 108.8046 | 109.1811 | 348.2862 | 48.2359 | 347.8755 | 202.3882 | 339.6173 | 128.4334 | 104.3345 | 268.9191 | 83.2407 | 170.4906 | 83.2407 | 209.0489 | 69.1277 | 99.796 | 60.0026 | 60.0026 | 69.1277 | 307.0301 | 256.5895 | 130.4084 | 174.4106 | 109.2419 | 69.1277 | 747.9652 | 169.2181 | 172.3667 | 397.3434 | 629.5538 | 81.545 | 90.1222 | 134.1282 | 292.5273 | 90.1222 | 50.7432 | 114.8549 | 95.5422 | 83.3541 | 94.5383 | 50.2151 | 50.2151 | 83.1208 | 46.4867 | 136.4368 | 213.4341 | 95.3042 | 170.4906 | 89.3163 | 186.8035 | 163.8309 | 95.3042 | 89.3163 | 69.1235 | 209.0195 | 162.2698 | 49.0626 | 24.9159 | 330.1238 | 67.6345 | 226.1332 | 67.8085 | 326.6271 | 794.1777 | 38.479 | 236.2952 | 209.0195 | 303.2378 | 67.8085 | 26.7291 | 356.4494 | 228.595 | 183.2284 | 200.118 | 0 | 76.7089 | 135.2453 | 374.763 | 0 | 81.545 | 105.9148 | 164.3922 | 71.5116 | 100.3567 | 168.2293 | 66.5749 | 0 | 0 | 0 | 0 | 0 | 0 | 0 | 0 | 81.3865 | 0 | 144.6898 | 205.7116 | 196.4236 | 132.871 | 0 | 138.5558 | 39.6587 | 37.0583 | 19.2268 | 580.5064 | 34.5605 | 96.4147 | 40.9961 | 40.9961 | 71.2645 | 26.7123 | 39.6587 | 34.5605 | 29.3935 | 29.3935 | 50.1921 | 0 | 0 | 0 | 0 | 26.7123 | 26.7123 | 26.7123 | 44.9977 | 29.3935 | 96.8716 | 0 | 0 | 19.3752 | 0 | 0 | 0 | 84.1486 | 41.6932 | 106.6842 | 55.1086 | 47.2229 | 19.3752 | 111.8084 | 131.3135 | 30.1541 | 145.5853 | 114.6836 | 500.4244 | 101.2593 | 98.3302 | 118.799 | 19.23 | 23.5282 | 23.5282 | 19.23 | 38.8001 | 68.004 | 153.9349 | 1445.103 | 107.3976 | 68.004 | 64.9303 | 127.3161 | 85.6004 | 73.052 | 70.7443 | 64.9303 | 130.3241 | 58.6283 | 41.6932 | 41.6932 | 129.3586 | 85.8043 | 0 | 0 | 0 | 23.5282 | 23.5282 | 24.7233 | 0 | 0 | 0 | 0 | 0 | 0 | 19.23 | 41.6932 | 125.3806 | 23.5282 | 29.5609 | 55.8911 | 0 | 0 | 0 | 0 | 0 | 0 | 0 | 0 | 0 | 0 | 0 | 0 | 0 | 0 | 0 | 0 | 0 | 0 | 0 | 0 | 0 | 0 | 0 | 0 | 0 | 0 | 0 | 0 | 0 | 0 | 0 | 0 | 0 | 0 | 0 | 0 | 0 | 0 | 0 | 0 | 0 | 0 | 0 | 0 | 0 | 0 | 0 | 0 | 0 | 0 | 0 | 0 | 0 | 0 | 0 | 0 | 0 | 0 | 0 | 0 | 0 | 0 | 0 | 0 | 0 | 0 | 0 | 0 | 0 | 0 | 0 | 0 | 0 | 0 | 0 | 0 | 0 | 0 | 0 | 0 | 0 | 0 | 0 | 0 | 0 | 0 | 0 | 0 | 0 | 0 | 0 | 0 | 0 | 0 | 0 | 0 | 0 | 0 | 0 | 0 | 0 | 0 | 0 | 0 | 0 | 0 | 0 | 0 | 0 | 2017-01-23
t0530 | 0 | 121.2108 | 293.6293 | 141.5908 | 32.1017 | 227.1091 | 32.1017 | 649.1409 | 54.0297 | 54.0297 | 1775.8927 | 54.1562 | 77.5794 | 337.3483 | 399.3013 | 59.247 | 68.6439 | 326.9936 | 200.8422 | 366.8314 | 0 | 0 | 368.3844 | 33.8509 | 33.8509 | 33.8509 | 82.1858 | 154.8519 | 282.2287 | 111.1392 | 311.677 | 78.4888 | 244.2579 | 224.5809 | 259.399 | 244.5212 | 136.6517 | 641.8237 | 372.1139 | 93.9273 | 229.6956 | 257.4917 | 108.3679 | 229.5439 | 442.369 | 108.3679 | 43.1076 | 280.4027 | 770.5866 | 166.597 | 168.8529 | 88.264 | 181.1706 | 43.1076 | 165.0961 | 294.0171 | 97.2097 | 315.8399 | 31.8073 | 186.1423 | 31.8073 | 108.3679 | 154.8519 | 60.0986 | 442.369 | 0 | 0 | 0 | 0 | 0 | 0 | 0 | 0 | 154.4364 | 0 | 0 | 0 | 0 | 239.9794 | 263.1236 | 25.4679 | 26.8233 | 193.2612 | 139.1274 | 10.4364 | 71.1681 | 80.6639 | 240.4689 | 142.9993 | 195.5204 | 78.1336 | 25.4679 | 225.7795 | 38.6143 | 227.0649 | 107.4998 | 142.7637 | 41.8754 | 79.2172 | 415.8432 | 17.9977 | 136.7884 | 129.277 | 10.4364 | 10.4364 | 52.6829 | 111.2561 | 56.3462 | 111.1545 | 140.7571 | 64.6944 | 54.5909 | 480.5602 | 87.8191 | 71.1681 | 68.7792 | 68.7792 | 28.5721 | 36.8797 | 480.5602 | 303.0054 | 133.4237 | 0 | 0 | 0 | 69.6606 | 80.6639 | 67.4301 | 303.1015 | 79.2172 | 0 | 59.6197 | 36.8797 | 10.4364 | 51.6116 | 20.8118 | 0 | 0 | 0 | 77.6788 | 0 | 0 | 121.1585 | 0 | 25.4174 | 0 | 0 | 181.9887 | 83.2687 | 20.8118 | 25.9457 | 25.9457 | 53.9935 | 116.3677 | 153.6113 | 116.9657 | 262.6974 | 167.445 | 97.1952 | 231.1916 | 199.6429 | 123.0344 | 126.5725 | 310.6598 | 161.1822 | 144.8093 | 82.0494 | 76.3524 | 160.8041 | 164.0934 | 61.7801 | 76.3524 | 76.3524 | 116.6181 | 82.0494 | 82.0494 | 82.0494 | 134.1249 | 150.2585 | 130.0958 | 110.0567 | 110.0567 | 85.1271 | 134.0875 | 385.9721 | 149.4452 | 80.8056 | 464.5526 | 155.067 | 80.8056 | 281.1863 | 750.7173 | 109.8086 | 431.1157 | 332.3249 | 155.067 | 87.372 | 52.7824 | 165.902 | 47.8442 | 47.8442 | 47.8442 | 131.4854 | 147.8961 | 55.2627 | 124.1817 | 194.5764 | 194.8126 | 110.2227 | 110.2227 | 106.9234 | 356.9547 | 47.8442 | 333.7634 | 202.5715 | 339.2475 | 128.8822 | 103.5454 | 250.7509 | 81.7575 | 174.8402 | 81.7575 | 204.9663 | 66.4595 | 99.6652 | 60.0986 | 60.0986 | 66.4595 | 316.399 | 261.5698 | 127.3909 | 167.9014 | 110.8641 | 66.4595 | 775.8234 | 168.7189 | 165.6099 | 384.2281 | 602.1465 | 81.3079 | 90.3777 | 127.1208 | 285.8414 | 90.3777 | 49.7838 | 112.1944 | 96.3055 | 82.3259 | 90.9488 | 49.7964 | 49.7964 | 82.9447 | 45.0436 | 132.9231 | 211.9199 | 93.3956 | 174.8402 | 87.6291 | 179.8484 | 163.6995 | 93.3956 | 87.6291 | 66.1697 | 198.8115 | 162.4812 | 50.0984 | 23.951 | 326.3604 | 65.7423 | 217.2672 | 65.589 | 323.705 | 793.0022 | 37.8948 | 228.1775 | 198.8115 | 290.8022 | 65.589 | 25.4174 | 382.1078 | 220.0474 | 184.9758 | 206.4699 | 0 | 76.3524 | 134.1091 | 364.3249 | 0 | 81.3079 | 103.8772 | 160.8041 | 69.6835 | 94.3033 | 167.391 | 63.7446 | 0 | 0 | 0 | 0 | 0 | 0 | 0 | 0 | 83.2687 | 0 | 145.4375 | 215.4606 | 188.4861 | 129.3574 | 0 | 132.4053 | 35.7883 | 35.7718 | 17.9977 | 535.1565 | 34.114 | 90.2663 | 38.2484 | 38.2484 | 63.4956 | 25.0151 | 35.7883 | 34.114 | 27.9952 | 27.9952 | 47.9828 | 0 | 0 | 0 | 0 | 25.0151 | 25.0151 | 25.0151 | 43.0993 | 27.9952 | 93.2351 | 0 | 0 | 18.3062 | 0 | 0 | 0 | 80.1654 | 42.2592 | 101.9982 | 56.6552 | 45.6027 | 18.3062 | 112.3073 | 122.0741 | 29.2171 | 146.748 | 111.984 | 493.2817 | 99.9128 | 97.1411 | 116.112 | 18.9468 | 23.2702 | 23.2702 | 18.9468 | 36.4215 | 65.6356 | 149.2982 | 1381.7297 | 98.9404 | 65.6356 | 63.0836 | 118.2828 | 80.1718 | 68.3255 | 65.6891 | 63.0836 | 121.7617 | 56.3279 | 42.2592 | 42.2592 | 124.1418 | 80.5895 | 0 | 0 | 0 | 23.2702 | 23.2702 | 23.4377 | 0 | 0 | 0 | 0 | 0 | 0 | 18.9468 | 42.2592 | 119.2307 | 23.2702 | 28.9864 | 52.6194 | 0 | 0 | 0 | 0 | 0 | 0 | 0 | 0 | 0 | 0 | 0 | 0 | 0 | 0 | 0 | 0 | 0 | 0 | 0 | 0 | 0 | 0 | 0 | 0 | 0 | 0 | 0 | 0 | 0 | 0 | 0 | 0 | 0 | 0 | 0 | 0 | 0 | 0 | 0 | 0 | 0 | 0 | 0 | 0 | 0 | 0 | 0 | 0 | 0 | 0 | 0 | 0 | 0 | 0 | 0 | 0 | 0 | 0 | 0 | 0 | 0 | 0 | 0 | 0 | 0 | 0 | 0 | 0 | 0 | 0 | 0 | 0 | 0 | 0 | 0 | 0 | 0 | 0 | 0 | 0 | 0 | 0 | 0 | 0 | 0 | 0 | 0 | 0 | 0 | 0 | 0 | 0 | 0 | 0 | 0 | 0 | 0 | 0 | 0 | 0 | 0 | 0 | 0 | 0 | 0 | 0 | 0 | 0 | 0 | 2017-01-23 01:00
t0531 | 0 | 122.3243 | 291.8538 | 143.0121 | 31.7361 | 225.1637 | 31.7361 | 668.116 | 53.5964 | 53.5964 | 1769.9134 | 53.0823 | 78.1948 | 341.8904 | 404.1048 | 60.0357 | 68.7097 | 328.2419 | 201.021 | 373.3288 | 0 | 0 | 366.7093 | 34.0016 | 34.0016 | 34.0016 | 83.0674 | 156.1336 | 287.0292 | 109.7326 | 312.0892 | 78.291 | 247.7938 | 228.1594 | 261.0266 | 244.7251 | 138.104 | 657.7789 | 377.813 | 94.7694 | 234.0025 | 258.7961 | 109.5965 | 232.0696 | 447.7135 | 109.5965 | 43.5607 | 282.8804 | 779.0045 | 169.1213 | 169.2435 | 88.4503 | 183.4993 | 43.5607 | 166.5881 | 298.8418 | 98.2903 | 316.1078 | 31.7534 | 189.241 | 31.7534 | 109.5965 | 156.1336 | 60.4751 | 447.7135 | 0 | 0 | 0 | 0 | 0 | 0 | 0 | 0 | 155.566 | 0 | 0 | 0 | 0 | 241.5753 | 264.2646 | 25.6513 | 26.5346 | 190.7483 | 139.4321 | 10.3822 | 70.8747 | 80.5464 | 240.5527 | 143.8267 | 196.826 | 77.0156 | 25.6513 | 222.4157 | 38.4706 | 226.5697 | 107.082 | 143.2774 | 41.8376 | 79.1692 | 413.2242 | 17.6872 | 137.0655 | 128.5233 | 10.3822 | 10.3822 | 52.0721 | 112.0935 | 56.2725 | 110.9068 | 141.458 | 62.8447 | 51.5563 | 467.0271 | 86.2392 | 70.8747 | 68.9052 | 68.9052 | 28.4929 | 36.0327 | 467.0271 | 298.6501 | 134.1917 | 0 | 0 | 0 | 69.8942 | 80.5464 | 67.6243 | 301.8143 | 79.1692 | 0 | 59.7975 | 36.0327 | 10.3822 | 50.8204 | 20.4989 | 0 | 0 | 0 | 77.8534 | 0 | 0 | 121.0561 | 0 | 25.1251 | 0 | 0 | 182.635 | 84.4833 | 20.4989 | 25.9564 | 25.9564 | 53.2979 | 115.5216 | 151.8497 | 116.65 | 262.6866 | 168.497 | 97.1305 | 231.7518 | 197.8049 | 121.7711 | 126.5376 | 304.6765 | 161.6214 | 142.6505 | 82.4302 | 76.6366 | 160.2466 | 162.3974 | 61.334 | 76.6366 | 76.6366 | 114.7878 | 82.4302 | 82.4302 | 82.4302 | 132.7468 | 150.742 | 128.1429 | 109.3578 | 109.3578 | 84.4706 | 131.445 | 386.7013 | 151.2766 | 79.3528 | 454.0781 | 155.0812 | 79.3528 | 270.2472 | 741.5974 | 107.9937 | 424.9492 | 331.083 | 155.0812 | 86.6342 | 52.5432 | 163.4374 | 48.0017 | 48.0017 | 48.0017 | 130.1129 | 144.4123 | 54.0988 | 126.3095 | 194.9332 | 196.4722 | 111.3734 | 111.3734 | 106.6504 | 362.4177 | 48.0017 | 330.1755 | 203.8259 | 341.0993 | 129.8218 | 103.9309 | 244.4151 | 81.6888 | 177.3901 | 81.6888 | 204.3962 | 65.7999 | 100.0957 | 60.4751 | 60.4751 | 65.7999 | 321.4768 | 264.8652 | 126.8691 | 166.255 | 112.0567 | 65.7999 | 790.0386 | 169.537 | 163.5812 | 380.5718 | 591.7293 | 81.7001 | 91.0051 | 125.2394 | 284.8039 | 91.0051 | 49.7705 | 111.8216 | 97.1479 | 82.4428 | 90.1705 | 49.9126 | 49.9126 | 83.3149 | 44.7667 | 131.9636 | 212.3776 | 93.2594 | 177.3901 | 87.4626 | 177.9532 | 164.6389 | 93.2594 | 87.4626 | 65.5283 | 195.5777 | 163.4378 | 50.8113 | 23.7738 | 326.9989 | 65.462 | 215.1448 | 65.1785 | 324.7972 | 795.5945 | 37.9462 | 226.8754 | 195.5777 | 287.305 | 65.1785 | 25.1251 | 393.632 | 218.0957 | 186.5374 | 209.9779 | 0 | 76.6366 | 134.5896 | 360.029 | 0 | 81.7001 | 103.6906 | 160.2466 | 69.2547 | 92.7914 | 168.1409 | 63.0812 | 0 | 0 | 0 | 0 | 0 | 0 | 0 | 0 | 84.4833 | 0 | 146.5782 | 220.351 | 186.1909 | 128.5468 | 0 | 130.909 | 34.5824 | 35.5306 | 17.6872 | 520.0565 | 34.1645 | 88.2988 | 37.4879 | 37.4879 | 61.0088 | 24.5363 | 34.5824 | 34.1645 | 27.6876 | 27.6876 | 47.4985 | 0 | 0 | 0 | 0 | 24.5363 | 24.5363 | 24.5363 | 42.6751 | 27.6876 | 92.4878 | 0 | 0 | 17.9681 | 0 | 0 | 0 | 79.1907 | 42.7091 | 100.7957 | 57.4903 | 45.2874 | 17.9681 | 113.1801 | 119.0034 | 29.0779 | 147.9631 | 111.5641 | 492.559 | 100.0131 | 97.2777 | 115.783 | 18.9514 | 23.3168 | 23.3168 | 18.9514 | 35.7524 | 65.1158 | 148.5079 | 1359.5236 | 96.2737 | 65.1158 | 62.7297 | 115.0554 | 78.6142 | 67.0688 | 64.1904 | 62.7297 | 119.1945 | 55.7026 | 42.7091 | 42.7091 | 122.9942 | 78.9669 | 0 | 0 | 0 | 23.3168 | 23.3168 | 23.1063 | 0 | 0 | 0 | 0 | 0 | 0 | 18.9514 | 42.7091 | 117.5243 | 23.3168 | 28.9474 | 51.7743 | 0 | 0 | 0 | 0 | 0 | 0 | 0 | 0 | 0 | 0 | 0 | 0 | 0 | 0 | 0 | 0 | 0 | 0 | 0 | 0 | 0 | 0 | 0 | 0 | 0 | 0 | 0 | 0 | 0 | 0 | 0 | 0 | 0 | 0 | 0 | 0 | 0 | 0 | 0 | 0 | 0 | 0 | 0 | 0 | 0 | 0 | 0 | 0 | 0 | 0 | 0 | 0 | 0 | 0 | 0 | 0 | 0 | 0 | 0 | 0 | 0 | 0 | 0 | 0 | 0 | 0 | 0 | 0 | 0 | 0 | 0 | 0 | 0 | 0 | 0 | 0 | 0 | 0 | 0 | 0 | 0 | 0 | 0 | 0 | 0 | 0 | 0 | 0 | 0 | 0 | 0 | 0 | 0 | 0 | 0 | 0 | 0 | 0 | 0 | 0 | 0 | 0 | 0 | 0 | 0 | 0 | 0 | 0 | 0 | 2017-01-23 02:00
t0532 | 0 | 125.9843 | 298.8491 | 147.3195 | 32.4241 | 230.3256 | 32.4241 | 693.0849 | 54.8545 | 54.8545 | 1815.2589 | 54.0615 | 80.4799 | 352.685 | 416.5821 | 61.9137 | 70.5368 | 337.3498 | 206.3654 | 385.6618 | 0 | 0 | 375.7357 | 34.9503 | 34.9503 | 34.9503 | 85.5928 | 160.7362 | 296.4419 | 112.1426 | 320.5118 | 80.2731 | 255.6773 | 235.5426 | 268.5039 | 251.2302 | 142.2868 | 681.3191 | 390.0251 | 97.5842 | 241.8297 | 266.1251 | 112.9574 | 239.1556 | 461.7333 | 112.9574 | 44.8745 | 291.2729 | 802.7637 | 174.5451 | 173.8628 | 90.8394 | 189.2244 | 44.8745 | 171.5356 | 308.5657 | 101.2865 | 324.5578 | 32.563 | 195.4175 | 32.563 | 112.9574 | 160.7362 | 62.2105 | 461.7333 | 0 | 0 | 0 | 0 | 0 | 0 | 0 | 0 | 160.0863 | 0 | 0 | 0 | 0 | 248.549 | 271.6355 | 26.3922 | 27.1088 | 194.7825 | 143.1868 | 10.6315 | 72.607 | 82.5914 | 246.9179 | 147.9271 | 202.4978 | 78.5904 | 26.3922 | 226.9964 | 39.4149 | 232.3283 | 109.7078 | 147.2154 | 42.9118 | 81.2151 | 423.0836 | 18.024 | 140.7537 | 131.5814 | 10.6315 | 10.6315 | 53.1956 | 115.3583 | 57.7113 | 113.7026 | 145.4418 | 63.7938 | 51.7698 | 474.1927 | 87.8619 | 72.607 | 70.7504 | 70.7504 | 29.2043 | 36.6442 | 474.1927 | 304.8455 | 137.9885 | 0 | 0 | 0 | 71.8058 | 82.5914 | 69.4647 | 309.2145 | 81.2151 | 0 | 61.4262 | 36.6442 | 10.6315 | 51.8494 | 20.9131 | 0 | 0 | 0 | 79.961 | 0 | 0 | 124.1893 | 0 | 25.6634 | 0 | 0 | 187.671 | 87.171 | 20.9131 | 26.6388 | 26.6388 | 54.4066 | 118.2131 | 155.1494 | 119.5727 | 269.6273 | 173.3279 | 99.6534 | 238.0427 | 202.3478 | 124.4704 | 129.8374 | 310.5801 | 166.0369 | 145.5432 | 84.754 | 78.7628 | 164.2563 | 165.9783 | 62.7662 | 78.7628 | 78.7628 | 117.1033 | 84.754 | 84.754 | 84.754 | 135.6893 | 154.9 | 130.7443 | 111.9479 | 111.9479 | 86.4295 | 133.9052 | 397.1546 | 155.9768 | 80.8723 | 462.4116 | 159.1791 | 80.8723 | 273.3148 | 758.001 | 110.1091 | 433.8312 | 339.3168 | 159.1791 | 88.6318 | 53.8264 | 166.7399 | 49.3194 | 49.3194 | 49.3194 | 132.9756 | 146.8751 | 55.0567 | 130.447 | 200.1839 | 202.2735 | 114.7486 | 114.7486 | 109.3503 | 374.0415 | 49.3194 | 337.4771 | 209.6641 | 350.7724 | 133.5928 | 106.7981 | 248.4988 | 83.8046 | 183.0543 | 83.8046 | 209.5718 | 67.2763 | 102.9051 | 62.2105 | 62.2105 | 67.2763 | 331.9336 | 273.1156 | 130.0144 | 170.0029 | 115.4715 | 67.2763 | 816.4229 | 174.3028 | 167.1486 | 389.273 | 603.7129 | 83.9964 | 93.6377 | 127.7924 | 291.9025 | 93.6377 | 51.0637 | 114.6154 | 100.0269 | 84.6491 | 92.2286 | 51.2704 | 51.2704 | 85.6527 | 45.8335 | 135.1118 | 218.1599 | 95.6492 | 183.0543 | 89.6997 | 181.9323 | 169.3216 | 95.6492 | 89.6997 | 66.9869 | 199.5299 | 168.1104 | 52.4183 | 24.3224 | 335.81 | 67.0645 | 219.9734 | 66.7237 | 333.7058 | 817.7111 | 38.9553 | 232.2648 | 199.5299 | 293.5571 | 66.7237 | 25.6634 | 408.5022 | 223.0634 | 192.0665 | 216.8678 | 0 | 78.7628 | 138.292 | 368.1565 | 0 | 83.9964 | 106.3435 | 164.2563 | 70.9263 | 94.6082 | 172.8341 | 64.4746 | 0 | 0 | 0 | 0 | 0 | 0 | 0 | 0 | 87.171 | 0 | 150.8684 | 228.0442 | 190.2419 | 131.6396 | 0 | 133.7563 | 35.0148 | 36.3646 | 18.024 | 527.9906 | 35.0782 | 89.8758 | 38.1688 | 38.1688 | 61.6327 | 24.992 | 35.0148 | 35.0782 | 28.2869 | 28.2869 | 48.5473 | 0 | 0 | 0 | 0 | 24.992 | 24.992 | 24.992 | 43.6247 | 28.2869 | 94.6138 | 0 | 0 | 18.3141 | 0 | 0 | 0 | 80.882 | 44.0067 | 102.9782 | 59.3354 | 46.3494 | 18.3141 | 116.4866 | 120.9745 | 29.781 | 152.3312 | 114.3371 | 505.3351 | 102.6741 | 99.882 | 118.6935 | 19.4506 | 23.9458 | 23.9458 | 19.4506 | 36.4285 | 66.6243 | 152.0868 | 1387.4643 | 97.7712 | 66.6243 | 64.2423 | 116.8916 | 80.0688 | 68.3228 | 65.2889 | 64.2423 | 121.3315 | 56.9336 | 44.0067 | 44.0067 | 125.7632 | 80.4263 | 0 | 0 | 0 | 23.9458 | 23.9458 | 23.5816 | 0 | 0 | 0 | 0 | 0 | 0 | 19.4506 | 44.0067 | 119.9572 | 23.9458 | 29.6909 | 52.7933 | 0 | 0 | 0 | 0 | 0 | 0 | 0 | 0 | 0 | 0 | 0 | 0 | 0 | 0 | 0 | 0 | 0 | 0 | 0 | 0 | 0 | 0 | 0 | 0 | 0 | 0 | 0 | 0 | 0 | 0 | 0 | 0 | 0 | 0 | 0 | 0 | 0 | 0 | 0 | 0 | 0 | 0 | 0 | 0 | 0 | 0 | 0 | 0 | 0 | 0 | 0 | 0 | 0 | 0 | 0 | 0 | 0 | 0 | 0 | 0 | 0 | 0 | 0 | 0 | 0 | 0 | 0 | 0 | 0 | 0 | 0 | 0 | 0 | 0 | 0 | 0 | 0 | 0 | 0 | 0 | 0 | 0 | 0 | 0 | 0 | 0 | 0 | 0 | 0 | 0 | 0 | 0 | 0 | 0 | 0 | 0 | 0 | 0 | 0 | 0 | 0 | 0 | 0 | 0 | 0 | 0 | 0 | 0 | 0 | 2017-01-23 03:00
t0533 | 0 | 134.6409 | 319.9252 | 157.1211 | 34.6495 | 246.4848 | 34.6495 | 737.8994 | 58.9931 | 58.9931 | 1960.0075 | 57.9853 | 85.7463 | 376.8217 | 444.1659 | 65.9208 | 75.2953 | 360.2213 | 220.3641 | 410.9276 | 0 | 0 | 402.4802 | 37.2649 | 37.2649 | 37.2649 | 91.3072 | 171.5621 | 316.0011 | 121.2918 | 343.4369 | 85.8408 | 272.5524 | 251.0151 | 286.3929 | 268.3416 | 151.6128 | 726.1324 | 416.9144 | 104.0827 | 257.7269 | 284.5026 | 120.5455 | 255.2143 | 495.4024 | 120.5455 | 47.7585 | 310.7483 | 856.6184 | 186.0463 | 186.0527 | 96.9098 | 201.7616 | 47.7585 | 182.8735 | 328.8095 | 107.9315 | 347.4202 | 34.7425 | 208.2628 | 34.7425 | 120.5455 | 171.5621 | 66.411 | 495.4024 | 0 | 0 | 0 | 0 | 0 | 0 | 0 | 0 | 170.7569 | 0 | 0 | 0 | 0 | 265.4042 | 289.7845 | 28.0963 | 28.8385 | 208.5573 | 152.4955 | 11.3297 | 77.3724 | 87.8486 | 264.0271 | 157.9178 | 216.0282 | 83.9372 | 28.0963 | 243.8764 | 41.9652 | 248.3056 | 116.8789 | 156.78 | 45.6868 | 86.5313 | 452.8711 | 19.1939 | 150.0062 | 140.3049 | 11.3297 | 11.3297 | 56.8296 | 123.0192 | 61.4946 | 121.1744 | 155.197 | 68.7699 | 56.4877 | 511.6282 | 93.6793 | 77.3724 | 75.3416 | 75.3416 | 31.1128 | 39.2044 | 511.6282 | 327.186 | 146.855 | 0 | 0 | 0 | 76.4266 | 87.8486 | 73.9942 | 330.1411 | 86.5313 | 0 | 65.4126 | 39.2044 | 11.3297 | 55.5628 | 22.3557 | 0 | 0 | 0 | 85.3136 | 0 | 0 | 132.5903 | 0 | 27.337 | 0 | 0 | 200.1911 | 92.8628 | 22.3557 | 28.4 | 28.4 | 57.9042 | 126.2155 | 166.0024 | 127.4993 | 288.8176 | 184.9358 | 106.4278 | 253.9927 | 217.5321 | 133.0702 | 138.5551 | 336.6219 | 177.3116 | 155.626 | 90.6605 | 84.145 | 175.8762 | 177.2069 | 67.0489 | 84.145 | 84.145 | 125.6322 | 90.6605 | 90.6605 | 90.6605 | 145.0688 | 165.5874 | 139.9417 | 119.5515 | 119.5515 | 92.3795 | 144.1038 | 424.4002 | 166.5707 | 86.6555 | 503.7871 | 170.3795 | 86.6555 | 297.5875 | 819.2151 | 117.6984 | 466.5222 | 363.0766 | 170.3795 | 94.9691 | 57.4843 | 178.039 | 52.594 | 52.594 | 52.594 | 141.9575 | 157.9265 | 58.8503 | 138.8767 | 213.678 | 215.7464 | 122.4379 | 122.4379 | 116.9548 | 398.3527 | 52.594 | 361.58 | 223.7343 | 374.3392 | 142.4966 | 113.8294 | 268.7016 | 89.4967 | 195.355 | 89.4967 | 224.4762 | 72.0687 | 110.0813 | 66.411 | 66.411 | 72.0687 | 354.3956 | 291.4246 | 139.2584 | 182.2651 | 123.2927 | 72.0687 | 871.5536 | 185.9937 | 179.9192 | 418.628 | 654.9462 | 89.6382 | 99.9048 | 136.7757 | 312.3994 | 99.9048 | 54.4122 | 122.5461 | 106.7191 | 90.3426 | 98.5429 | 54.7832 | 54.7832 | 91.5375 | 48.9939 | 145.4323 | 233.4327 | 102.1022 | 195.355 | 95.9375 | 195.3981 | 180.6248 | 102.1022 | 95.9375 | 71.4609 | 214.9367 | 179.5711 | 55.8008 | 25.9016 | 358.2344 | 71.5679 | 235.4334 | 71.2394 | 355.5582 | 876.6891 | 41.4843 | 247.3252 | 214.9367 | 315.3246 | 71.2394 | 27.337 | 435.2769 | 238.6253 | 205.3017 | 231.2684 | 0 | 84.145 | 147.3434 | 399.7299 | 0 | 89.6382 | 113.6792 | 175.8762 | 76.1712 | 100.8017 | 184.2802 | 68.9071 | 0 | 0 | 0 | 0 | 0 | 0 | 0 | 0 | 92.8628 | 0 | 160.9345 | 242.8591 | 204.5265 | 141.3053 | 0 | 143.009 | 37.5016 | 38.8021 | 19.1939 | 569.1274 | 37.4145 | 96.741 | 40.7773 | 40.7773 | 66.0867 | 26.7409 | 37.5016 | 37.4145 | 30.1364 | 30.1364 | 51.7787 | 0 | 0 | 0 | 0 | 26.7409 | 26.7409 | 26.7409 | 46.5767 | 30.1364 | 101.0035 | 0 | 0 | 19.7162 | 0 | 0 | 0 | 86.4216 | 46.9533 | 110.2709 | 63.4205 | 49.4934 | 19.7162 | 124.2104 | 130.4311 | 31.7332 | 162.6922 | 122.329 | 542 | 109.597 | 106.6244 | 126.8232 | 20.7734 | 25.5514 | 25.5514 | 20.7734 | 38.9889 | 71.2756 | 162.3847 | 1500.5344 | 105.013 | 71.2756 | 68.7399 | 126.588 | 85.7393 | 72.8981 | 69.9362 | 68.7399 | 130.1485 | 61.1202 | 46.9533 | 46.9533 | 134.3081 | 86.4748 | 0 | 0 | 0 | 25.5514 | 25.5514 | 25.2065 | 0 | 0 | 0 | 0 | 0 | 0 | 20.7734 | 46.9533 | 128.6137 | 25.5514 | 31.7015 | 56.3454 | 0 | 0 | 0 | 0 | 0 | 0 | 0 | 0 | 0 | 0 | 0 | 0 | 0 | 0 | 0 | 0 | 0 | 0 | 0 | 0 | 0 | 0 | 0 | 0 | 0 | 0 | 0 | 0 | 0 | 0 | 0 | 0 | 0 | 0 | 0 | 0 | 0 | 0 | 0 | 0 | 0 | 0 | 0 | 0 | 0 | 0 | 0 | 0 | 0 | 0 | 0 | 0 | 0 | 0 | 0 | 0 | 0 | 0 | 0 | 0 | 0 | 0 | 0 | 0 | 0 | 0 | 0 | 0 | 0 | 0 | 0 | 0 | 0 | 0 | 0 | 0 | 0 | 0 | 0 | 0 | 0 | 0 | 0 | 0 | 0 | 0 | 0 | 0 | 0 | 0 | 0 | 0 | 0 | 0 | 0 | 0 | 0 | 0 | 0 | 0 | 0 | 0 | 0 | 0 | 0 | 0 | 0 | 0 | 0 | 2017-01-23 04:00
t0534 | 0 | 154.6259 | 366.8631 | 180.3848 | 39.6918 | 282.5392 | 39.6918 | 848.7313 | 67.6965 | 67.6965 | 2252.3213 | 66.4038 | 98.3963 | 432.9497 | 510.0188 | 75.6837 | 86.3649 | 413.35 | 252.7774 | 472.1028 | 0 | 0 | 461.6748 | 42.7512 | 42.7512 | 42.7512 | 104.8396 | 196.9541 | 363.0477 | 139.271 | 394.2571 | 98.4554 | 313.0388 | 288.334 | 328.6548 | 307.8264 | 174.0396 | 834.9622 | 479.165 | 119.4795 | 296.1437 | 326.5928 | 138.4323 | 293.0705 | 569.5925 | 138.4323 | 54.8086 | 356.7302 | 983.6604 | 213.6951 | 213.5509 | 111.1588 | 231.6996 | 54.8086 | 209.9072 | 377.7092 | 123.9055 | 398.7228 | 39.8331 | 239.2475 | 39.8331 | 138.4323 | 196.9541 | 76.2242 | 569.5925 | 0 | 0 | 0 | 0 | 0 | 0 | 0 | 0 | 195.9804 | 0 | 0 | 0 | 0 | 304.6533 | 332.4816 | 32.2329 | 33.0062 | 238.9569 | 174.857 | 12.981 | 88.6601 | 100.6585 | 302.929 | 181.2428 | 247.9279 | 96.1052 | 32.2329 | 279.5564 | 48.0811 | 284.774 | 133.927 | 179.799 | 52.3628 | 99.1948 | 519.286 | 21.9544 | 172.0237 | 160.7607 | 12.981 | 12.981 | 65.0939 | 141.188 | 70.4893 | 138.8871 | 178.0867 | 78.7481 | 64.6125 | 586.0045 | 107.1701 | 88.6601 | 86.3837 | 86.3837 | 35.6557 | 44.8539 | 586.0045 | 375.0005 | 168.4372 | 0 | 0 | 0 | 87.6345 | 100.6585 | 84.8549 | 378.4512 | 99.1948 | 0 | 75.0101 | 44.8539 | 12.981 | 63.6542 | 25.5989 | 0 | 0 | 0 | 97.8614 | 0 | 0 | 152.0551 | 0 | 31.2935 | 0 | 0 | 229.661 | 106.6438 | 25.5989 | 32.5645 | 32.5645 | 66.261 | 144.631 | 190.2073 | 146.1446 | 331.4779 | 212.2406 | 122.0626 | 291.3595 | 249.569 | 152.4705 | 158.891 | 386.3668 | 203.4404 | 178.2165 | 104.0806 | 96.5645 | 201.7527 | 202.9825 | 76.8402 | 96.5645 | 96.5645 | 143.9549 | 104.0806 | 104.0806 | 104.0806 | 166.2193 | 190.0403 | 160.2871 | 137.0165 | 137.0165 | 105.8762 | 165.1436 | 486.9574 | 191.3352 | 99.2391 | 578.6162 | 195.5181 | 99.2391 | 341.0166 | 940.5584 | 134.7462 | 534.9197 | 416.4235 | 195.5181 | 108.8909 | 65.8974 | 203.8234 | 60.3307 | 60.3307 | 60.3307 | 162.6004 | 180.8621 | 67.3346 | 159.5131 | 245.1157 | 247.6489 | 140.586 | 140.586 | 134.146 | 457.4812 | 60.3307 | 414.4589 | 256.7715 | 429.5839 | 163.545 | 130.5665 | 308.0204 | 102.6408 | 224.429 | 102.6408 | 257.5438 | 82.6139 | 126.3724 | 76.2242 | 76.2242 | 82.6139 | 407.2461 | 334.7078 | 159.7462 | 208.9739 | 141.5927 | 82.6139 | 1001.7644 | 213.4221 | 206.3927 | 480.2971 | 752.0647 | 102.8587 | 114.6634 | 156.6635 | 358.3188 | 114.6634 | 62.3792 | 140.5362 | 122.5102 | 103.6261 | 112.9197 | 62.8606 | 62.8606 | 105.065 | 56.1641 | 166.9353 | 267.9231 | 117.0783 | 224.429 | 110.0482 | 224.0933 | 207.2709 | 117.0783 | 110.0482 | 81.8479 | 246.477 | 206.1223 | 64.0696 | 29.6642 | 410.8954 | 82.0319 | 269.837 | 81.6435 | 407.7927 | 1006.771 | 47.5617 | 283.307 | 246.477 | 361.5738 | 81.6435 | 31.2935 | 500.7927 | 273.4985 | 235.7633 | 265.721 | 0 | 96.5645 | 168.9926 | 459.3981 | 0 | 102.8587 | 130.3867 | 201.7527 | 87.4038 | 115.3302 | 211.4115 | 78.9463 | 0 | 0 | 0 | 0 | 0 | 0 | 0 | 0 | 106.6438 | 0 | 184.7213 | 279.1451 | 234.5631 | 162.1242 | 0 | 163.8396 | 42.8546 | 44.4607 | 21.9544 | 651.7259 | 42.9106 | 110.8406 | 46.658 | 46.658 | 75.4827 | 30.6103 | 42.8546 | 42.9106 | 34.5016 | 34.5016 | 59.2992 | 0 | 0 | 0 | 0 | 30.6103 | 30.6103 | 30.6103 | 53.3551 | 34.5016 | 115.7259 | 0 | 0 | 22.6002 | 0 | 0 | 0 | 98.9857 | 53.9136 | 126.3659 | 72.8837 | 56.7188 | 22.6002 | 142.5564 | 149.4282 | 36.3592 | 186.7955 | 140.2992 | 622.116 | 125.7093 | 122.3075 | 145.43 | 23.8279 | 29.3092 | 29.3092 | 23.8279 | 44.6376 | 81.7024 | 186.1237 | 1722.1928 | 120.1829 | 81.7024 | 78.8215 | 145.12 | 98.1582 | 83.4045 | 80.0367 | 78.8215 | 149.0221 | 70.0846 | 53.9136 | 53.9136 | 153.8739 | 99.0766 | 0 | 0 | 0 | 29.3092 | 29.3092 | 28.8662 | 0 | 0 | 0 | 0 | 0 | 0 | 23.8279 | 53.9136 | 147.3779 | 29.3092 | 36.3537 | 64.4894 | 0 | 0 | 0 | 0 | 0 | 0 | 0 | 0 | 0 | 0 | 0 | 0 | 0 | 0 | 0 | 0 | 0 | 0 | 0 | 0 | 0 | 0 | 0 | 0 | 0 | 0 | 0 | 0 | 0 | 0 | 0 | 0 | 0 | 0 | 0 | 0 | 0 | 0 | 0 | 0 | 0 | 0 | 0 | 0 | 0 | 0 | 0 | 0 | 0 | 0 | 0 | 0 | 0 | 0 | 0 | 0 | 0 | 0 | 0 | 0 | 0 | 0 | 0 | 0 | 0 | 0 | 0 | 0 | 0 | 0 | 0 | 0 | 0 | 0 | 0 | 0 | 0 | 0 | 0 | 0 | 0 | 0 | 0 | 0 | 0 | 0 | 0 | 0 | 0 | 0 | 0 | 0 | 0 | 0 | 0 | 0 | 0 | 0 | 0 | 0 | 0 | 0 | 0 | 0 | 0 | 0 | 0 | 0 | 0 | 2017-01-23 05:00
t0535 | 0 | 169.7491 | 416.4324 | 198.6729 | 45.8686 | 323.0243 | 45.8686 | 896.0084 | 76.3119 | 76.3119 | 2483.4631 | 77.6444 | 109.2299 | 470.6212 | 559.4179 | 83.0587 | 97.0587 | 460.8762 | 283.8674 | 511.5387 | 0 | 0 | 521.2697 | 47.7751 | 47.7751 | 47.7751 | 115.2078 | 217.4288 | 393.5964 | 156.5128 | 438.3129 | 111.0931 | 341.4789 | 313.6481 | 365.27 | 345.5032 | 191.8732 | 888.4384 | 517.8382 | 131.922 | 319.8872 | 361.9046 | 151.7397 | 321.5302 | 614.4348 | 151.7397 | 60.6322 | 393.7442 | 1079.5547 | 232.7853 | 237.6481 | 124.7598 | 253.601 | 60.6322 | 232.0088 | 410.4748 | 136.4167 | 444.9759 | 45.119 | 259.7691 | 45.119 | 151.7397 | 217.4288 | 84.5329 | 614.4348 | 0 | 0 | 0 | 0 | 0 | 0 | 0 | 0 | 217.2399 | 0 | 0 | 0 | 0 | 337.2959 | 371.1249 | 35.9229 | 38.5272 | 275.8758 | 197.0835 | 14.877 | 101.3505 | 114.8592 | 339.4395 | 201.2279 | 275.1455 | 112.0352 | 35.9229 | 321.4718 | 55.0321 | 321.5154 | 153.1059 | 201.9704 | 59.5212 | 112.4567 | 589.9888 | 25.9759 | 193.6266 | 184.2558 | 14.877 | 14.877 | 75.3201 | 156.5157 | 80.0336 | 157.9918 | 198.3437 | 92.9463 | 79.3269 | 689.3661 | 126.6409 | 101.3505 | 97.4785 | 97.4785 | 40.651 | 53.205 | 689.3661 | 431.7694 | 188.5325 | 0 | 0 | 0 | 98.6494 | 114.8592 | 95.4326 | 430.6187 | 112.4567 | 0 | 84.4028 | 53.205 | 14.877 | 73.7603 | 29.8289 | 0 | 0 | 0 | 109.7677 | 0 | 0 | 171.5719 | 0 | 36.4718 | 0 | 0 | 256.9158 | 116.5045 | 29.8289 | 36.7665 | 36.7665 | 77.6637 | 165.8034 | 219.1549 | 166.2089 | 370.0899 | 235.6816 | 137.5571 | 326.6143 | 282.446 | 175.511 | 179.2518 | 439.1705 | 227.3873 | 207.451 | 115.2766 | 107.5514 | 227.4233 | 234.5063 | 87.964 | 107.5514 | 107.5514 | 166.4798 | 115.2766 | 115.2766 | 115.2766 | 191.3253 | 211.5863 | 186.1523 | 156.6291 | 156.6291 | 121.1731 | 191.4006 | 544.4774 | 208.8712 | 115.7931 | 654.4272 | 218.6514 | 115.7931 | 402.9793 | 1057.7425 | 157.6207 | 612.7443 | 470.5442 | 218.6514 | 124.0537 | 74.9832 | 238.087 | 67.586 | 67.586 | 67.586 | 187.9487 | 212.1347 | 79.6714 | 173.4654 | 274.9053 | 273.7308 | 154.505 | 154.505 | 151.3099 | 499.2702 | 67.586 | 474.9979 | 285.0986 | 477.7506 | 181.2994 | 146.3118 | 357.6881 | 115.7366 | 244.0314 | 115.7366 | 289.5528 | 94.5282 | 140.0621 | 84.5329 | 84.5329 | 94.5282 | 440.7075 | 365.8695 | 180.1984 | 238.5254 | 155.2132 | 94.5282 | 1078.4127 | 237.7758 | 234.609 | 543.5086 | 848.5238 | 114.5765 | 127.133 | 181.8694 | 404.5876 | 127.133 | 70.6401 | 158.9561 | 135.2379 | 116.3816 | 129.6254 | 70.2233 | 70.2233 | 116.6988 | 64.0112 | 187.3762 | 298.3455 | 132.3654 | 244.0314 | 123.9274 | 255.0934 | 230.5938 | 132.3654 | 123.9274 | 94.6036 | 282.478 | 228.4373 | 70.1875 | 34.2451 | 461.4026 | 93.4625 | 309.3397 | 93.3637 | 457.7573 | 1112.2338 | 53.7296 | 325.7557 | 282.478 | 413.0001 | 93.3637 | 36.4718 | 526.3221 | 313.2224 | 259.1729 | 287.7921 | 0 | 107.5514 | 189.6156 | 509.9923 | 0 | 114.5765 | 146.9929 | 227.4233 | 98.4221 | 135.8594 | 236.2389 | 90.9829 | 0 | 0 | 0 | 0 | 0 | 0 | 0 | 0 | 116.5045 | 0 | 204.459 | 299.2012 | 267.4248 | 182.8442 | 0 | 189.0476 | 52.09 | 50.9837 | 25.9759 | 768.6593 | 48.2623 | 129.0773 | 55.1167 | 55.1167 | 92.7662 | 35.9516 | 52.09 | 48.2623 | 40.1426 | 40.1426 | 68.6468 | 0 | 0 | 0 | 0 | 35.9516 | 35.9516 | 35.9516 | 61.5629 | 40.1426 | 132.9647 | 0 | 0 | 26.0868 | 0 | 0 | 0 | 114.6491 | 59.2289 | 145.4119 | 78.8966 | 64.9427 | 26.0868 | 157.9776 | 174.7628 | 41.6379 | 205.8764 | 158.5863 | 694.7144 | 141.2714 | 137.2856 | 164.5706 | 26.79 | 32.8865 | 32.8865 | 26.79 | 52.2873 | 93.3364 | 212.3147 | 1952.6827 | 142.5785 | 93.3364 | 89.4851 | 168.7316 | 115.1399 | 98.4791 | 94.6071 | 89.4851 | 174.7647 | 79.9852 | 59.2289 | 59.2289 | 177.1624 | 115.2154 | 0 | 0 | 0 | 32.8865 | 32.8865 | 33.5667 | 0 | 0 | 0 | 0 | 0 | 0 | 26.79 | 59.2289 | 170.1181 | 32.8865 | 41.0638 | 75.6449 | 0 | 0 | 0 | 0 | 0 | 0 | 0 | 0 | 0 | 0 | 0 | 0 | 0 | 0 | 0 | 0 | 0 | 0 | 0 | 0 | 0 | 0 | 0 | 0 | 0 | 0 | 0 | 0 | 0 | 0 | 0 | 0 | 0 | 0 | 0 | 0 | 0 | 0 | 0 | 0 | 0 | 0 | 0 | 0 | 0 | 0 | 0 | 0 | 0 | 0 | 0 | 0 | 0 | 0 | 0 | 0 | 0 | 0 | 0 | 0 | 0 | 0 | 0 | 0 | 0 | 0 | 0 | 0 | 0 | 0 | 0 | 0 | 0 | 0 | 0 | 0 | 0 | 0 | 0 | 0 | 0 | 0 | 0 | 0 | 0 | 0 | 0 | 0 | 0 | 0 | 0 | 0 | 0 | 0 | 0 | 0 | 0 | 0 | 0 | 0 | 0 | 0 | 0 | 0 | 0 | 0 | 0 | 0 | 0 | 2017-01-23 06:00
t0536 | 0 | 167.401 | 441.7755 | 195.8015 | 50.02 | 346.953 | 50.02 | 796.0186 | 81.1212 | 81.1212 | 2563.6854 | 87.4526 | 109.0389 | 453.8965 | 545.8947 | 80.7186 | 100.0087 | 467.9262 | 292.4213 | 484.7133 | 0 | 0 | 548.505 | 48.4768 | 48.4768 | 48.4768 | 113.0876 | 215.9514 | 374.0671 | 168.543 | 447.8797 | 116.0844 | 329.0244 | 300.0069 | 366.9931 | 355.8564 | 188.8471 | 808.0338 | 493.9628 | 130.7307 | 301.2463 | 364.3632 | 148.3595 | 314.9395 | 592.1334 | 148.3595 | 59.8463 | 390.267 | 1057.9808 | 223.5224 | 242.1913 | 127.9533 | 246.3711 | 59.8463 | 230.0259 | 391.6677 | 133.9066 | 456.5674 | 47.1348 | 247.4869 | 47.1348 | 148.3595 | 215.9514 | 84.8079 | 592.1334 | 0 | 0 | 0 | 0 | 0 | 0 | 0 | 0 | 217.0967 | 0 | 0 | 0 | 0 | 337.5564 | 376.4306 | 36.0476 | 42.177 | 302.1778 | 202.6391 | 15.8324 | 107.3249 | 120.4591 | 349.7897 | 202.3695 | 275.7857 | 123.8939 | 36.0476 | 353.3802 | 58.2469 | 335.7145 | 162.0147 | 206.2364 | 62.1601 | 117.1314 | 626.7503 | 29.22 | 199.0146 | 196.4972 | 15.8324 | 15.8324 | 82.2503 | 156.3075 | 83.6308 | 165.7838 | 200.4419 | 107.9623 | 101.1077 | 798.3732 | 142.6732 | 107.3249 | 100.4218 | 100.4218 | 42.7904 | 60.951 | 798.3732 | 474.2005 | 190.6731 | 0 | 0 | 0 | 100.9566 | 120.4591 | 97.7584 | 454.8733 | 117.1314 | 0 | 86.459 | 60.951 | 15.8324 | 81.5446 | 33.051 | 0 | 0 | 0 | 112.4808 | 0 | 0 | 178.3025 | 0 | 39.982 | 0 | 0 | 261.6601 | 112.3348 | 33.051 | 38.0668 | 38.0668 | 85.7744 | 177.6487 | 238.6334 | 174.6457 | 380.9623 | 236.6452 | 142.7542 | 334.3609 | 302.1207 | 190.2931 | 185.9154 | 486.0652 | 232.0923 | 229.6369 | 116.1874 | 109.152 | 238.2228 | 254.8548 | 94.1532 | 109.152 | 109.152 | 184.0477 | 116.1874 | 116.1874 | 116.1874 | 207.436 | 215.0477 | 205.8583 | 167.043 | 167.043 | 129.8803 | 214.4589 | 557.4292 | 202.9533 | 129.5472 | 729.6292 | 225.2186 | 129.5472 | 482.4284 | 1137.6885 | 175.8186 | 670.8204 | 494.0754 | 225.2186 | 132.9071 | 79.2805 | 264.0254 | 68.959 | 68.959 | 68.959 | 204.3834 | 242.0017 | 90.6409 | 165.1702 | 282.0646 | 271.8801 | 151.8248 | 151.8248 | 158.0883 | 479.8077 | 68.959 | 514.4427 | 286.3298 | 481.5447 | 181.2037 | 149.0992 | 407.9523 | 120.2227 | 234.4747 | 120.2227 | 302.1204 | 102.0156 | 141.3886 | 84.8079 | 84.8079 | 102.0156 | 419.7083 | 355.4185 | 189.225 | 256.9443 | 152.0704 | 102.0156 | 1014.4648 | 240.4504 | 254.0516 | 581.9016 | 929.4257 | 115.8616 | 127.2319 | 200.9456 | 424.4739 | 127.2319 | 73.4434 | 166.7842 | 134.0962 | 119.6858 | 139.5637 | 71.7447 | 71.7447 | 117.9209 | 68.098 | 198.143 | 304.3348 | 138.0075 | 234.4747 | 129.0692 | 274.9821 | 232.2622 | 138.0075 | 129.0692 | 102.6356 | 311.2253 | 229.3678 | 67.9002 | 36.861 | 473.6128 | 98.8129 | 334.0562 | 99.5639 | 467.5562 | 1124.2877 | 55.4779 | 347.9397 | 311.2253 | 448.1967 | 99.5639 | 39.982 | 464.0743 | 337.0922 | 256.4955 | 273.3219 | 0 | 109.152 | 193.4839 | 543.5857 | 0 | 115.8616 | 153.1479 | 238.2228 | 103.9291 | 151.9075 | 239.6757 | 98.7568 | 0 | 0 | 0 | 0 | 0 | 0 | 0 | 0 | 112.3348 | 0 | 203.746 | 275.9927 | 290.0321 | 193.3307 | 0 | 205.9174 | 62.2861 | 54.5443 | 29.22 | 891.5266 | 49.6699 | 145.9194 | 62.4328 | 62.4328 | 113.1876 | 40.5077 | 62.2861 | 49.6699 | 43.894 | 43.894 | 74.6353 | 0 | 0 | 0 | 0 | 40.5077 | 40.5077 | 40.5077 | 66.7525 | 43.894 | 142.9912 | 0 | 0 | 29.0538 | 0 | 0 | 0 | 125.4877 | 58.1436 | 158.3758 | 75.51 | 69.453 | 29.0538 | 157.5972 | 200.0089 | 44.2312 | 204.2387 | 166.5591 | 718.5904 | 145.5418 | 141.1378 | 172.4542 | 27.6774 | 33.7347 | 33.7347 | 27.6774 | 58.693 | 99.9988 | 225.3772 | 2136.799 | 165.2572 | 99.9988 | 94.8071 | 193.728 | 129.7539 | 111.0313 | 108.1344 | 94.8071 | 197.8977 | 86.5074 | 58.1436 | 58.1436 | 191.4935 | 129.5006 | 0 | 0 | 0 | 33.7347 | 33.7347 | 37.0482 | 0 | 0 | 0 | 0 | 0 | 0 | 27.6774 | 58.1436 | 187.0716 | 33.7347 | 42.7741 | 84.3878 | 0 | 0 | 0 | 0 | 0 | 0 | 0 | 0 | 0 | 0 | 0 | 0 | 0 | 0 | 0 | 0 | 0 | 0 | 0 | 0 | 0 | 0 | 0 | 0 | 0 | 0 | 0 | 0 | 0 | 0 | 0 | 0 | 0 | 0 | 0 | 0 | 0 | 0 | 0 | 0 | 0 | 0 | 0 | 0 | 0 | 0 | 0 | 0 | 0 | 0 | 0 | 0 | 0 | 0 | 0 | 0 | 0 | 0 | 0 | 0 | 0 | 0 | 0 | 0 | 0 | 0 | 0 | 0 | 0 | 0 | 0 | 0 | 0 | 0 | 0 | 0 | 0 | 0 | 0 | 0 | 0 | 0 | 0 | 0 | 0 | 0 | 0 | 0 | 0 | 0 | 0 | 0 | 0 | 0 | 0 | 0 | 0 | 0 | 0 | 0 | 0 | 0 | 0 | 0 | 0 | 0 | 0 | 0 | 0 | 2017-01-23 07:00
t0537 | 0 | 159.6076 | 453.0148 | 183.5694 | 51.7794 | 358.3256 | 51.7794 | 657.3484 | 85.8498 | 85.8498 | 2730.6118 | 94.6935 | 102.6243 | 423.0798 | 505.7499 | 73.6184 | 98.2134 | 454.7836 | 287.8324 | 433.6039 | 0 | 0 | 561.2638 | 46.5747 | 46.5747 | 46.5747 | 105.8056 | 205.1626 | 336.9525 | 186.4383 | 448.9225 | 116.7772 | 300.5636 | 271.3668 | 350.4719 | 350.8741 | 175.5068 | 693.1157 | 457.4524 | 123.2495 | 268.2591 | 354.6734 | 138.7245 | 294.927 | 570.9353 | 138.7245 | 55.2341 | 368.7386 | 990.7819 | 203.3078 | 239.9287 | 124.6161 | 227.3436 | 55.2341 | 216.1614 | 353.1627 | 124.1857 | 455.828 | 46.6643 | 223.0374 | 46.6643 | 138.7245 | 205.1626 | 81.405 | 570.9353 | 0 | 0 | 0 | 0 | 0 | 0 | 0 | 0 | 206.3598 | 0 | 0 | 0 | 0 | 323.9815 | 363.0392 | 33.877 | 42.5589 | 317.6559 | 195.3494 | 15.7898 | 106.5684 | 117.1074 | 347.7745 | 194.6917 | 263.1673 | 129.1469 | 33.877 | 380.2002 | 57.4701 | 336.2346 | 160.5023 | 197.5324 | 60.613 | 114.5519 | 642.8939 | 30.3118 | 192.7495 | 197.0759 | 15.7898 | 15.7898 | 85.0719 | 148.2206 | 82.07 | 163.4397 | 193.034 | 122.5033 | 126.9478 | 908.5898 | 149.2489 | 106.5684 | 96.8989 | 96.8989 | 42.1981 | 65.7982 | 908.5898 | 506.7925 | 180.1069 | 0 | 0 | 0 | 96.4735 | 117.1074 | 94.055 | 456.6519 | 114.5519 | 0 | 83.0058 | 65.7982 | 15.7898 | 86.7277 | 34.6876 | 0 | 0 | 0 | 109.5513 | 0 | 0 | 176.5826 | 0 | 40.7272 | 0 | 0 | 253.0881 | 102.1123 | 34.6876 | 37.1996 | 37.1996 | 87.4132 | 180.3983 | 248.6702 | 173.0234 | 383.1954 | 226.4254 | 141.5237 | 325.5201 | 320.3331 | 196.6641 | 183.2047 | 553.0589 | 226.7747 | 241.2453 | 113.7087 | 106.4455 | 242.2435 | 261.6089 | 95.8508 | 106.4455 | 106.4455 | 197.0789 | 113.7087 | 113.7087 | 113.7087 | 214.4211 | 210.9373 | 217.4232 | 169.2452 | 169.2452 | 132.8614 | 235.923 | 548.6694 | 189.7442 | 138.8339 | 858.1493 | 225.442 | 138.8339 | 584.5575 | 1251.6546 | 185.3633 | 723.8099 | 501.0569 | 225.442 | 138.1211 | 79.7921 | 275.3682 | 66.6599 | 66.6599 | 66.6599 | 209.767 | 267.9195 | 96.8913 | 147.4095 | 275.9038 | 256.8918 | 142.4576 | 142.4576 | 159.2043 | 433.6427 | 66.6599 | 538.6074 | 274.291 | 463.041 | 172.2545 | 143.4113 | 465.7472 | 119.234 | 215.6469 | 119.234 | 307.0271 | 106.4153 | 138.5995 | 81.405 | 81.405 | 106.4153 | 384.1202 | 329.9509 | 193.2266 | 269.0941 | 143.0742 | 106.4153 | 916.0373 | 231.6987 | 273.7788 | 618.7226 | 1057.2442 | 111.7157 | 121.3379 | 212.0421 | 430.7339 | 121.3379 | 71.769 | 168.1532 | 126.7837 | 117.1827 | 142.9311 | 70.4513 | 70.4513 | 114.863 | 69.3043 | 210.1234 | 301.5106 | 136.8849 | 215.6469 | 129.6495 | 291.3534 | 222.5162 | 136.8849 | 129.6495 | 104.674 | 340.7135 | 221.3552 | 61.5512 | 36.9368 | 461.4426 | 98.9382 | 346.6563 | 100.7176 | 449.543 | 1121.7168 | 53.65 | 346.2393 | 340.7135 | 477.4612 | 100.7176 | 40.7272 | 383.0991 | 347.8333 | 245.6908 | 246.8865 | 0 | 106.4455 | 185.8229 | 612.0967 | 0 | 111.7157 | 153.3228 | 242.2435 | 108.4771 | 157.3567 | 230.2467 | 101.9421 | 0 | 0 | 0 | 0 | 0 | 0 | 0 | 0 | 102.1123 | 0 | 193.2603 | 238.7427 | 310.5119 | 201.3353 | 0 | 213.6547 | 69.5249 | 55.0965 | 30.3118 | 1010.3015 | 48.447 | 161.6013 | 66.3343 | 66.3343 | 128.6218 | 43.2611 | 69.5249 | 48.447 | 44.6676 | 44.6676 | 76.1428 | 0 | 0 | 0 | 0 | 43.2611 | 43.2611 | 43.2611 | 68.409 | 44.6676 | 145.4838 | 0 | 0 | 31.9089 | 0 | 0 | 0 | 130.1529 | 54.484 | 165.9047 | 70.0976 | 70.4846 | 31.9089 | 149.1819 | 225.2027 | 44.012 | 194.7766 | 168.8121 | 732.1335 | 142.8757 | 138.3765 | 172.9116 | 27.342 | 32.9104 | 32.9104 | 27.342 | 62.6237 | 102.8657 | 227.2027 | 2385.1236 | 183.6582 | 102.8657 | 96.8122 | 223.81 | 139.222 | 116.6988 | 117.3595 | 96.8122 | 215.1417 | 91.6112 | 54.484 | 54.484 | 196.0925 | 142.0155 | 0 | 0 | 0 | 32.9104 | 32.9104 | 38.7569 | 0 | 0 | 0 | 0 | 0 | 0 | 27.342 | 54.484 | 198.8354 | 32.9104 | 42.4637 | 88.1622 | 0 | 0 | 0 | 0 | 0 | 0 | 0 | 0 | 0 | 0 | 0 | 0 | 0 | 0 | 0 | 0 | 0 | 0 | 0 | 0 | 0 | 0 | 0 | 0 | 0 | 0 | 0 | 0 | 0 | 0 | 0 | 0 | 0 | 0 | 0 | 0 | 0 | 0 | 0 | 0 | 0 | 0 | 0 | 0 | 0 | 0 | 0 | 0 | 0 | 0 | 0 | 0 | 0 | 0 | 0 | 0 | 0 | 0 | 0 | 0 | 0 | 0 | 0 | 0 | 0 | 0 | 0 | 0 | 0 | 0 | 0 | 0 | 0 | 0 | 0 | 0 | 0 | 0 | 0 | 0 | 0 | 0 | 0 | 0 | 0 | 0 | 0 | 0 | 0 | 0 | 0 | 0 | 0 | 0 | 0 | 0 | 0 | 0 | 0 | 0 | 0 | 0 | 0 | 0 | 0 | 0 | 0 | 0 | 0 | 2017-01-23 08:00
t0538 | 0 | 155.7911 | 461.7687 | 175.8536 | 52.6795 | 365.995 | 52.6795 | 573.395 | 90.2145 | 90.2145 | 2921.1868 | 99.4819 | 98.0814 | 407.3568 | 480.4377 | 68.8005 | 96.9071 | 446.8369 | 284.7486 | 401.7309 | 0 | 0 | 572.8694 | 45.1907 | 45.1907 | 45.1907 | 101.3376 | 198.7218 | 314.2721 | 203.1145 | 454.4517 | 117.4673 | 282.8188 | 253.414 | 339.4441 | 347.7876 | 166.5478 | 625.344 | 439.8752 | 118.4821 | 248.0852 | 350.5021 | 133.0601 | 283.0938 | 570.8439 | 133.0601 | 51.9043 | 355.3244 | 950.7927 | 190.6988 | 240.2147 | 122.115 | 215.488 | 51.9043 | 206.9745 | 329.0144 | 117.728 | 458.6768 | 46.151 | 207.8414 | 46.151 | 133.0601 | 198.7218 | 79.356 | 570.8439 | 0 | 0 | 0 | 0 | 0 | 0 | 0 | 0 | 199.3642 | 0 | 0 | 0 | 0 | 316.1891 | 353.8254 | 32.233 | 42.0766 | 327.665 | 189.0225 | 15.6079 | 105.0771 | 113.2993 | 347.7204 | 190.0417 | 254.975 | 131.5794 | 32.233 | 400.6235 | 56.2846 | 336.766 | 157.9094 | 190.3869 | 58.9607 | 111.9366 | 655.1408 | 30.517 | 187.5182 | 195.8132 | 15.6079 | 15.6079 | 86.4267 | 142.8551 | 80.378 | 160.5685 | 188.1781 | 132.9866 | 146.0885 | 989.9341 | 151.4817 | 105.0771 | 93.7685 | 93.7685 | 41.4096 | 68.4919 | 989.9341 | 530.772 | 171.68 | 0 | 0 | 0 | 92.6354 | 113.2993 | 90.9725 | 456.1329 | 111.9366 | 0 | 80.0909 | 68.4919 | 15.6079 | 90.172 | 35.5586 | 0 | 0 | 0 | 107.4019 | 0 | 0 | 175.1288 | 0 | 40.6532 | 0 | 0 | 246.9648 | 95.4776 | 35.5586 | 36.4229 | 36.4229 | 87.0218 | 181.2529 | 254.865 | 170.7905 | 388.0309 | 219.845 | 140.6064 | 319.141 | 336.3912 | 200.2255 | 180.8824 | 611.7077 | 223.536 | 247.6451 | 112.9677 | 104.9944 | 246.1568 | 264.2278 | 96.6012 | 104.9944 | 104.9944 | 206.2696 | 112.9677 | 112.9677 | 112.9677 | 218.3475 | 209.2304 | 224.4778 | 169.9854 | 169.9854 | 134.4953 | 252.0762 | 544.3695 | 182.5793 | 144.7655 | 973.6066 | 227.069 | 144.7655 | 665.0146 | 1357.5623 | 190.3861 | 765.9704 | 507.1934 | 227.069 | 142.1184 | 79.8826 | 280.3931 | 64.9454 | 64.9454 | 64.9454 | 211.7772 | 286.1246 | 100.14 | 135.7809 | 271.6044 | 247.2855 | 136.8152 | 136.8152 | 160.3362 | 403.4307 | 64.9454 | 555.8558 | 266.645 | 451.2161 | 166.4174 | 139.0287 | 511.4608 | 118.4602 | 204.8699 | 118.4602 | 312.3212 | 109.5778 | 137.8355 | 79.356 | 79.356 | 109.5778 | 364.6724 | 314.9636 | 196.9807 | 278.403 | 138.0502 | 109.5778 | 862.1067 | 225.9422 | 290.5945 | 651.2663 | 1173.2489 | 109.0193 | 117.5747 | 218.7995 | 436.4408 | 117.5747 | 70.1293 | 169.2298 | 122.2394 | 115.3499 | 144.5851 | 69.7906 | 69.7906 | 113.3936 | 70.009 | 221.7071 | 301.7569 | 135.7761 | 204.8699 | 130.4084 | 304.8108 | 216.0171 | 135.7761 | 130.4084 | 105.0816 | 364.6283 | 216.9898 | 57.2496 | 36.5135 | 452.1943 | 98.5093 | 354.9979 | 100.9932 | 435.1098 | 1135.76 | 51.9882 | 340.8672 | 364.6283 | 500.8183 | 100.9932 | 40.6532 | 335.8917 | 354.6625 | 240.6139 | 231.1357 | 0 | 104.9944 | 179.7191 | 679.8203 | 0 | 109.0193 | 153.6519 | 246.1568 | 112.7753 | 158.5701 | 223.3933 | 103.6132 | 0 | 0 | 0 | 0 | 0 | 0 | 0 | 0 | 95.4776 | 0 | 186.5348 | 215.7021 | 327.3454 | 208.7316 | 0 | 217.9897 | 73.6235 | 55.0849 | 30.517 | 1096.0251 | 47.4735 | 173.1896 | 68.2567 | 68.2567 | 137.5936 | 44.835 | 73.6235 | 47.4735 | 44.5874 | 44.5874 | 76.3958 | 0 | 0 | 0 | 0 | 44.835 | 44.835 | 44.835 | 69.0418 | 44.5874 | 146.2351 | 0 | 0 | 34.1155 | 0 | 0 | 0 | 132.4768 | 52.2742 | 170.9206 | 67.4652 | 70.8299 | 34.1155 | 143.5749 | 243.9911 | 43.4335 | 189.5871 | 170.755 | 749.5696 | 140.9286 | 136.4386 | 173.1068 | 27.1183 | 32.3072 | 32.3072 | 27.1183 | 64.9345 | 104.7508 | 227.4528 | 2604.3366 | 195.7527 | 104.7508 | 98.3139 | 247.7847 | 144.9425 | 118.9853 | 122.905 | 98.3139 | 226.4443 | 95.6694 | 52.2742 | 52.2742 | 198.0093 | 151.1239 | 0 | 0 | 0 | 32.3072 | 32.3072 | 39.6615 | 0 | 0 | 0 | 0 | 0 | 0 | 27.1183 | 52.2742 | 207.0314 | 32.3072 | 42.1781 | 89.7119 | 0 | 0 | 0 | 0 | 0 | 0 | 0 | 0 | 0 | 0 | 0 | 0 | 0 | 0 | 0 | 0 | 0 | 0 | 0 | 0 | 0 | 0 | 0 | 0 | 0 | 0 | 0 | 0 | 0 | 0 | 0 | 0 | 0 | 0 | 0 | 0 | 0 | 0 | 0 | 0 | 0 | 0 | 0 | 0 | 0 | 0 | 0 | 0 | 0 | 0 | 0 | 0 | 0 | 0 | 0 | 0 | 0 | 0 | 0 | 0 | 0 | 0 | 0 | 0 | 0 | 0 | 0 | 0 | 0 | 0 | 0 | 0 | 0 | 0 | 0 | 0 | 0 | 0 | 0 | 0 | 0 | 0 | 0 | 0 | 0 | 0 | 0 | 0 | 0 | 0 | 0 | 0 | 0 | 0 | 0 | 0 | 0 | 0 | 0 | 0 | 0 | 0 | 0 | 0 | 0 | 0 | 0 | 0 | 0 | 2017-01-23 09:00
t0539 | 0 | 156.8933 | 462.0421 | 176.6272 | 52.4616 | 365.6071 | 52.4616 | 583.9402 | 90.6928 | 90.6928 | 2958.1054 | 99.1681 | 98.2147 | 411.3443 | 482.9715 | 69.0592 | 96.9329 | 447.8856 | 284.959 | 405.1271 | 0 | 0 | 574.1024 | 45.2117 | 45.2117 | 45.2117 | 101.8666 | 199.6094 | 316.9966 | 204.9961 | 457.1161 | 117.5768 | 284.7188 | 255.2697 | 340.1668 | 348.1643 | 167.0895 | 635.0901 | 445.1724 | 118.9298 | 250.4947 | 352.2053 | 133.896 | 284.7934 | 579.5146 | 133.896 | 51.9632 | 356.7819 | 956.3592 | 192.0441 | 241.3227 | 122.1166 | 216.7655 | 51.9632 | 207.6094 | 331.5014 | 118.1612 | 460.5959 | 46.0661 | 209.4959 | 46.0661 | 133.896 | 199.6094 | 79.6282 | 579.5146 | 0 | 0 | 0 | 0 | 0 | 0 | 0 | 0 | 199.9256 | 0 | 0 | 0 | 0 | 317.4845 | 354.2686 | 32.2193 | 41.6601 | 326.8825 | 188.5425 | 15.527 | 104.5778 | 112.5872 | 348.5524 | 190.6422 | 255.6532 | 130.7858 | 32.2193 | 400.9421 | 55.9564 | 336.8832 | 157.1192 | 190.0347 | 58.6907 | 111.5648 | 655.353 | 30.1873 | 187.2219 | 194.9045 | 15.527 | 15.527 | 86.0287 | 143.224 | 80.0942 | 159.9653 | 188.5551 | 132.8259 | 146.0739 | 989.7493 | 150.0404 | 104.5778 | 93.4968 | 93.4968 | 41.2227 | 68.0006 | 989.7493 | 530.7027 | 171.3818 | 0 | 0 | 0 | 92.3667 | 112.5872 | 90.8006 | 455.1718 | 111.5648 | 0 | 79.9078 | 68.0006 | 15.527 | 89.9587 | 35.373 | 0 | 0 | 0 | 107.4286 | 0 | 0 | 175.0514 | 0 | 40.3126 | 0 | 0 | 247.1269 | 96.0159 | 35.373 | 36.3541 | 36.3541 | 86.1469 | 180.6199 | 254.1998 | 170.2445 | 389.8202 | 220.4258 | 140.6202 | 319.2802 | 337.8183 | 199.6037 | 180.7329 | 616.6567 | 223.9521 | 246.4498 | 113.5852 | 105.3136 | 246.6933 | 262.9383 | 96.3312 | 105.3136 | 105.3136 | 206.023 | 113.5852 | 113.5852 | 113.5852 | 217.6775 | 209.994 | 223.6578 | 169.5118 | 169.5118 | 134.191 | 252.2182 | 545.6437 | 184.0554 | 144.2498 | 984.6982 | 227.8975 | 144.2498 | 667.6089 | 1369.3907 | 189.2704 | 767.5916 | 507.7719 | 227.8975 | 142.2023 | 79.7324 | 278.5541 | 64.9491 | 64.9491 | 64.9491 | 210.707 | 285.5794 | 99.3843 | 136.6569 | 271.7872 | 248.1533 | 137.5541 | 137.5541 | 160.5206 | 405.7209 | 64.9491 | 555.5307 | 267.3881 | 452.3227 | 166.8819 | 138.9578 | 513.0445 | 118.4517 | 206.6575 | 118.4517 | 313.2623 | 109.5316 | 138.57 | 79.6282 | 79.6282 | 109.5316 | 368.5561 | 317.1607 | 197.432 | 278.5893 | 138.9778 | 109.5316 | 872.7534 | 226.377 | 291.8144 | 654.1914 | 1184.9501 | 109.2423 | 117.9261 | 218.0068 | 437.07 | 117.9261 | 69.9195 | 169.2815 | 122.7413 | 115.3775 | 144.1351 | 69.9634 | 69.9634 | 113.8472 | 69.9115 | 223.2069 | 303.0793 | 135.64 | 206.6575 | 130.6032 | 305.5566 | 216.4486 | 135.64 | 130.6032 | 104.4849 | 365.7726 | 217.8865 | 57.4843 | 36.2539 | 452.1307 | 98.2333 | 354.4771 | 100.6847 | 434.5803 | 1144.6565 | 51.827 | 338.6461 | 365.7726 | 501.7625 | 100.6847 | 40.3126 | 343.0482 | 354.0694 | 242.2624 | 233.299 | 0 | 105.3136 | 179.5123 | 689.1462 | 0 | 109.2423 | 153.7785 | 246.6933 | 113.2933 | 157.0292 | 223.5015 | 103.2424 | 0 | 0 | 0 | 0 | 0 | 0 | 0 | 0 | 96.0159 | 0 | 187.1407 | 218.2729 | 328.2718 | 209.5517 | 0 | 217.2371 | 72.9285 | 54.8591 | 30.1873 | 1094.7642 | 47.4431 | 173.1749 | 67.7278 | 67.7278 | 136.2376 | 44.5806 | 72.9285 | 47.4431 | 44.2324 | 44.2324 | 75.9277 | 0 | 0 | 0 | 0 | 44.5806 | 44.5806 | 44.5806 | 68.7208 | 44.2324 | 145.6463 | 0 | 0 | 34.1664 | 0 | 0 | 0 | 131.8637 | 52.5598 | 170.6222 | 68.236 | 70.6063 | 34.1664 | 143.9452 | 244.0576 | 43.2098 | 190.6197 | 170.9219 | 753.7073 | 140.9627 | 136.5162 | 173.0466 | 27.1354 | 32.3158 | 32.3158 | 27.1354 | 64.6067 | 104.6279 | 226.87 | 2623.7194 | 194.9082 | 104.6279 | 98.3315 | 248.7064 | 144.2366 | 117.9407 | 122.1996 | 98.3315 | 225.6404 | 95.8266 | 52.5598 | 52.5598 | 197.2068 | 151.0368 | 0 | 0 | 0 | 32.3158 | 32.3158 | 39.4653 | 0 | 0 | 0 | 0 | 0 | 0 | 27.1354 | 52.5598 | 206.7557 | 32.3158 | 42.1525 | 89.0323 | 0 | 0 | 0 | 0 | 0 | 0 | 0 | 0 | 0 | 0 | 0 | 0 | 0 | 0 | 0 | 0 | 0 | 0 | 0 | 0 | 0 | 0 | 0 | 0 | 0 | 0 | 0 | 0 | 0 | 0 | 0 | 0 | 0 | 0 | 0 | 0 | 0 | 0 | 0 | 0 | 0 | 0 | 0 | 0 | 0 | 0 | 0 | 0 | 0 | 0 | 0 | 0 | 0 | 0 | 0 | 0 | 0 | 0 | 0 | 0 | 0 | 0 | 0 | 0 | 0 | 0 | 0 | 0 | 0 | 0 | 0 | 0 | 0 | 0 | 0 | 0 | 0 | 0 | 0 | 0 | 0 | 0 | 0 | 0 | 0 | 0 | 0 | 0 | 0 | 0 | 0 | 0 | 0 | 0 | 0 | 0 | 0 | 0 | 0 | 0 | 0 | 0 | 0 | 0 | 0 | 0 | 0 | 0 | 0 | 2017-01-23 10:00
t0540 | 0 | 154.1255 | 458.7946 | 172.9685 | 52.1496 | 363.3693 | 52.1496 | 557.7232 | 90.4563 | 90.4563 | 2953.5755 | 99.1665 | 96.2198 | 402.6104 | 471.9968 | 67.2815 | 95.6321 | 441.2107 | 281.2455 | 393.406 | 0 | 0 | 569.9421 | 44.4472 | 44.4472 | 44.4472 | 99.7278 | 195.9269 | 308.2571 | 205.582 | 452.5503 | 116.4305 | 277.5608 | 248.3969 | 334.1204 | 343.7273 | 163.3539 | 611.8101 | 435.3101 | 116.5742 | 243.0601 | 347.1057 | 131.0838 | 278.8787 | 570.6995 | 131.0838 | 50.7259 | 349.858 | 936.4893 | 187.0685 | 238.4758 | 120.316 | 211.6983 | 50.7259 | 203.3687 | 322.3857 | 115.4798 | 455.6826 | 45.4989 | 203.723 | 45.4989 | 131.0838 | 195.9269 | 78.2881 | 570.6995 | 0 | 0 | 0 | 0 | 0 | 0 | 0 | 0 | 196.2275 | 0 | 0 | 0 | 0 | 312.1533 | 348.52 | 31.5516 | 41.2465 | 325.6448 | 185.4153 | 15.3499 | 103.3178 | 110.8429 | 344.5801 | 187.5006 | 251.0871 | 130.1216 | 31.5516 | 400.6669 | 55.2232 | 333.3691 | 155.1679 | 186.689 | 57.8173 | 109.9669 | 650.7661 | 30.0071 | 184.2723 | 192.8533 | 15.3499 | 15.3499 | 85.5052 | 140.514 | 78.9892 | 157.8713 | 185.4623 | 133.5596 | 148.3551 | 995.5552 | 149.3279 | 103.3178 | 91.9577 | 91.9577 | 40.6829 | 67.9652 | 995.5552 | 529.8761 | 167.9618 | 0 | 0 | 0 | 90.697 | 110.8429 | 89.2695 | 450.5157 | 109.9669 | 0 | 78.5296 | 67.9652 | 15.3499 | 89.7555 | 35.2272 | 0 | 0 | 0 | 105.847 | 0 | 0 | 172.9211 | 0 | 39.9721 | 0 | 0 | 243.2223 | 93.5028 | 35.2272 | 35.8326 | 35.8326 | 85.4172 | 179.0609 | 252.9365 | 168.1515 | 386.0971 | 216.5868 | 138.936 | 314.5635 | 337.0048 | 198.3811 | 178.3901 | 620.3329 | 220.7944 | 245.4708 | 112.0409 | 103.8056 | 244.6887 | 261.0556 | 95.5382 | 103.8056 | 103.8056 | 205.745 | 112.0409 | 112.0409 | 112.0409 | 216.3502 | 207.1861 | 222.9385 | 167.9997 | 167.9997 | 133.1823 | 252.7244 | 538.59 | 180.2149 | 144.0585 | 993.9659 | 225.5467 | 144.0585 | 675.8223 | 1372.4298 | 188.6001 | 767.3706 | 503.4212 | 225.5467 | 141.4638 | 78.9476 | 277.1534 | 63.9137 | 63.9137 | 63.9137 | 209.1917 | 286.3498 | 99.2062 | 132.6093 | 267.9789 | 243.3265 | 134.7368 | 134.7368 | 158.9831 | 394.6614 | 63.9137 | 553.1702 | 262.7869 | 444.8067 | 163.7967 | 136.6234 | 516.2549 | 117.0389 | 201.7589 | 117.0389 | 310.703 | 109.013 | 136.7197 | 78.2881 | 78.2881 | 109.013 | 359.5634 | 310.1193 | 195.9456 | 277.4315 | 136.2119 | 109.013 | 849.4418 | 222.6839 | 291.705 | 652.8567 | 1192.0115 | 107.4725 | 115.8113 | 217.2799 | 433.3704 | 115.8113 | 68.9109 | 167.6799 | 120.3733 | 113.7745 | 143.0689 | 69.0343 | 69.0343 | 112.204 | 69.3382 | 222.6954 | 299.5023 | 134.0159 | 201.7589 | 129.3062 | 304.7725 | 212.7135 | 134.0159 | 129.3062 | 103.6356 | 366.3201 | 214.4221 | 55.9404 | 35.8621 | 445.4874 | 97.1858 | 352.5326 | 99.762 | 427.2273 | 1132.5882 | 50.9918 | 334.6408 | 366.3201 | 500.8119 | 99.762 | 39.9721 | 327.7777 | 351.8484 | 238.1682 | 227.0074 | 0 | 103.8056 | 176.443 | 692.54 | 0 | 107.4725 | 152.1695 | 244.6887 | 112.791 | 156.0684 | 219.7185 | 102.5907 | 0 | 0 | 0 | 0 | 0 | 0 | 0 | 0 | 93.5028 | 0 | 183.6192 | 210.5585 | 327.867 | 208.5535 | 0 | 216.0213 | 73.1836 | 54.3415 | 30.0071 | 1100.6556 | 46.7526 | 173.6561 | 67.5523 | 67.5523 | 136.995 | 44.4984 | 73.1836 | 46.7526 | 43.8534 | 43.8534 | 75.3123 | 0 | 0 | 0 | 0 | 44.4984 | 44.4984 | 44.4984 | 68.2135 | 43.8534 | 144.4253 | 0 | 0 | 34.2291 | 0 | 0 | 0 | 131.1116 | 51.4716 | 169.901 | 66.7491 | 69.9919 | 34.2291 | 141.1788 | 245.2011 | 42.702 | 187.2393 | 169.4413 | 747.9219 | 139.0626 | 134.652 | 171.2625 | 26.7967 | 31.8485 | 31.8485 | 26.7967 | 64.4812 | 103.9291 | 224.6826 | 2633.799 | 195.5111 | 103.9291 | 97.5803 | 250.5792 | 144.0608 | 117.4602 | 122.2231 | 97.5803 | 225.7455 | 95.5715 | 51.4716 | 51.4716 | 195.7353 | 151.2791 | 0 | 0 | 0 | 31.8485 | 31.8485 | 39.2859 | 0 | 0 | 0 | 0 | 0 | 0 | 26.7967 | 51.4716 | 206.2797 | 31.8485 | 41.6545 | 88.6012 | 0 | 0 | 0 | 0 | 0 | 0 | 0 | 0 | 0 | 0 | 0 | 0 | 0 | 0 | 0 | 0 | 0 | 0 | 0 | 0 | 0 | 0 | 0 | 0 | 0 | 0 | 0 | 0 | 0 | 0 | 0 | 0 | 0 | 0 | 0 | 0 | 0 | 0 | 0 | 0 | 0 | 0 | 0 | 0 | 0 | 0 | 0 | 0 | 0 | 0 | 0 | 0 | 0 | 0 | 0 | 0 | 0 | 0 | 0 | 0 | 0 | 0 | 0 | 0 | 0 | 0 | 0 | 0 | 0 | 0 | 0 | 0 | 0 | 0 | 0 | 0 | 0 | 0 | 0 | 0 | 0 | 0 | 0 | 0 | 0 | 0 | 0 | 0 | 0 | 0 | 0 | 0 | 0 | 0 | 0 | 0 | 0 | 0 | 0 | 0 | 0 | 0 | 0 | 0 | 0 | 0 | 0 | 0 | 0 | 2017-01-23 11:00
t0541 | 0 | 151.6869 | 454.4392 | 170.932 | 51.963 | 360.6313 | 51.963 | 543.5851 | 88.9758 | 88.9758 | 2877.2953 | 98.5696 | 95.4603 | 395.1056 | 466.0864 | 66.6112 | 94.8836 | 436.6936 | 278.8502 | 387.3241 | 0 | 0 | 563.4096 | 44.1183 | 44.1183 | 44.1183 | 98.4526 | 193.5171 | 303.3253 | 200.983 | 445.4425 | 115.3354 | 273.6938 | 244.8263 | 330.981 | 340.6271 | 161.7264 | 597.5902 | 426.0112 | 115.275 | 238.9403 | 342.3963 | 129.2276 | 275.0178 | 555.5068 | 129.2276 | 50.3756 | 345.7851 | 923.7061 | 184.4081 | 235.1944 | 119.4453 | 208.8941 | 50.3756 | 201.3148 | 317.6881 | 114.2726 | 449.5659 | 45.2576 | 200.6504 | 45.2576 | 129.2276 | 193.5171 | 77.4059 | 555.5068 | 0 | 0 | 0 | 0 | 0 | 0 | 0 | 0 | 194.2362 | 0 | 0 | 0 | 0 | 308.3638 | 345.537 | 31.3788 | 41.4441 | 323.6023 | 184.7599 | 15.3328 | 103.1578 | 110.9726 | 340.7983 | 185.4406 | 248.5589 | 129.9549 | 31.3788 | 396.2711 | 55.2278 | 330.5298 | 154.9906 | 185.8987 | 57.7478 | 109.6409 | 644.81 | 30.1621 | 183.3588 | 192.4672 | 15.3328 | 15.3328 | 85.2538 | 139.1423 | 78.7683 | 157.454 | 183.7004 | 132.2789 | 146.4417 | 984.6443 | 149.8078 | 103.1578 | 91.6736 | 91.6736 | 40.6158 | 67.917 | 984.6443 | 524.7807 | 167.3051 | 0 | 0 | 0 | 90.4467 | 110.9726 | 88.8829 | 448.0972 | 109.6409 | 0 | 78.2364 | 67.917 | 15.3328 | 89.1631 | 35.1381 | 0 | 0 | 0 | 105.0481 | 0 | 0 | 171.6844 | 0 | 40.0712 | 0 | 0 | 241.309 | 92.3502 | 35.1381 | 35.6593 | 35.6593 | 85.818 | 178.3659 | 251.4815 | 167.5571 | 380.6207 | 214.3923 | 137.8396 | 312.1155 | 331.9316 | 197.4127 | 177.2315 | 607.0255 | 218.6384 | 244.7167 | 110.4144 | 102.6378 | 241.9167 | 260.438 | 95.0731 | 102.6378 | 102.6378 | 204.0402 | 110.4144 | 110.4144 | 110.4144 | 215.2824 | 204.6546 | 221.8805 | 167.2028 | 167.2028 | 132.4229 | 249.8973 | 532.8742 | 177.2386 | 143.3044 | 967.9407 | 222.6594 | 143.3044 | 664.1088 | 1342.8349 | 188.2583 | 757.5959 | 498.4355 | 222.6594 | 140.0711 | 78.4945 | 276.9865 | 63.4626 | 63.4626 | 63.4626 | 208.7455 | 284.0148 | 99.2096 | 130.9226 | 265.771 | 240.683 | 132.9692 | 132.9692 | 157.4377 | 389.8594 | 63.4626 | 548.4616 | 260.0641 | 440.34 | 162.1395 | 135.7834 | 508.4038 | 116.14 | 198.3682 | 116.14 | 306.8524 | 108.0723 | 134.7528 | 77.4059 | 77.4059 | 108.0723 | 352.6754 | 305.5205 | 193.6752 | 274.6167 | 134.1775 | 108.0723 | 831.6765 | 220.5873 | 287.2197 | 642.7767 | 1163.6294 | 106.4413 | 114.5974 | 216.2454 | 428.9014 | 114.5974 | 68.6782 | 166.2294 | 118.9687 | 112.8986 | 142.4077 | 68.2943 | 68.2943 | 110.805 | 68.8738 | 218.6236 | 295.4701 | 133.1499 | 198.3682 | 128.0007 | 300.8928 | 210.7297 | 133.1499 | 128.0007 | 103.5188 | 361.0538 | 211.7724 | 55.3707 | 35.9086 | 442.3482 | 96.7604 | 350.0184 | 99.3285 | 425.0057 | 1112.063 | 50.8443 | 334.8826 | 361.0538 | 494.7329 | 99.3285 | 40.0712 | 318.212 | 349.4868 | 234.435 | 223.1466 | 0 | 102.6378 | 175.5164 | 672.943 | 0 | 106.4413 | 150.7806 | 241.9167 | 111.0853 | 156.6556 | 218.0881 | 102.1567 | 0 | 0 | 0 | 0 | 0 | 0 | 0 | 0 | 92.3502 | 0 | 181.6642 | 206.6128 | 323.4502 | 205.5895 | 0 | 215.0415 | 73.2887 | 54.1823 | 30.1621 | 1090.0492 | 46.4524 | 171.8321 | 67.5835 | 67.5835 | 137.2087 | 44.3918 | 73.2887 | 46.4524 | 43.9392 | 43.9392 | 75.2713 | 0 | 0 | 0 | 0 | 44.3918 | 44.3918 | 44.3918 | 68.0346 | 43.9392 | 143.9582 | 0 | 0 | 33.8067 | 0 | 0 | 0 | 130.7201 | 50.7943 | 168.7089 | 65.3716 | 69.6907 | 33.8067 | 139.8093 | 242.4248 | 42.6556 | 184.6732 | 167.802 | 736.179 | 137.9802 | 133.5515 | 169.9543 | 26.5694 | 31.6058 | 31.6058 | 26.5694 | 64.2757 | 103.1726 | 223.5834 | 2580.4472 | 194.5081 | 103.1726 | 96.7176 | 246.5119 | 143.5477 | 117.708 | 121.8914 | 96.7176 | 224.4807 | 94.455 | 50.7943 | 50.7943 | 195.073 | 149.8193 | 0 | 0 | 0 | 31.6058 | 31.6058 | 39.1759 | 0 | 0 | 0 | 0 | 0 | 0 | 26.5694 | 50.7943 | 204.6447 | 31.6058 | 41.3626 | 88.6623 | 0 | 0 | 0 | 0 | 0 | 0 | 0 | 0 | 0 | 0 | 0 | 0 | 0 | 0 | 0 | 0 | 0 | 0 | 0 | 0 | 0 | 0 | 0 | 0 | 0 | 0 | 0 | 0 | 0 | 0 | 0 | 0 | 0 | 0 | 0 | 0 | 0 | 0 | 0 | 0 | 0 | 0 | 0 | 0 | 0 | 0 | 0 | 0 | 0 | 0 | 0 | 0 | 0 | 0 | 0 | 0 | 0 | 0 | 0 | 0 | 0 | 0 | 0 | 0 | 0 | 0 | 0 | 0 | 0 | 0 | 0 | 0 | 0 | 0 | 0 | 0 | 0 | 0 | 0 | 0 | 0 | 0 | 0 | 0 | 0 | 0 | 0 | 0 | 0 | 0 | 0 | 0 | 0 | 0 | 0 | 0 | 0 | 0 | 0 | 0 | 0 | 0 | 0 | 0 | 0 | 0 | 0 | 0 | 0 | 2017-01-23 12:00
t0542 | 0 | 152.6773 | 445.7329 | 174.1105 | 51.0495 | 353.3488 | 51.0495 | 588.1248 | 85.6648 | 85.6648 | 2739.06 | 95.0048 | 97.4005 | 401.0065 | 477.2439 | 68.9253 | 94.9229 | 437.9359 | 278.5068 | 402.8934 | 0 | 0 | 552.0903 | 44.5952 | 44.5952 | 44.5952 | 100.2901 | 195.757 | 314.1631 | 189.3989 | 438.4996 | 114.0284 | 281.9134 | 253.3954 | 334.8902 | 339.7943 | 165.7322 | 632.2109 | 432.6538 | 117.1672 | 248.8194 | 342.0731 | 131.5083 | 279.7475 | 550.5039 | 131.5083 | 51.9522 | 350.9264 | 939.7493 | 190.3268 | 233.1134 | 120.0044 | 214.1843 | 51.9522 | 205.142 | 329.3049 | 117.1739 | 444.2438 | 45.2201 | 207.947 | 45.2201 | 131.5083 | 195.757 | 77.9973 | 550.5039 | 0 | 0 | 0 | 0 | 0 | 0 | 0 | 0 | 196.8281 | 0 | 0 | 0 | 0 | 310.4818 | 348.2857 | 32.1108 | 41.4473 | 315.2561 | 187.1223 | 15.3295 | 103.2898 | 112.4342 | 338.1293 | 186.7089 | 251.4297 | 127.5851 | 32.1108 | 381.1047 | 55.5329 | 327.6574 | 155.4008 | 188.7252 | 58.3045 | 110.3765 | 632.5752 | 29.8377 | 185.0673 | 191.8122 | 15.3295 | 15.3295 | 83.8308 | 141.2116 | 79.1877 | 157.9933 | 185.1239 | 125.0711 | 133.9895 | 928.9432 | 147.461 | 103.2898 | 92.8435 | 92.8435 | 40.786 | 65.8437 | 928.9432 | 506.5544 | 171.0282 | 0 | 0 | 0 | 92.0445 | 112.4342 | 90.037 | 445.0367 | 110.3765 | 0 | 79.3744 | 65.8437 | 15.3295 | 86.4571 | 34.3685 | 0 | 0 | 0 | 105.5078 | 0 | 0 | 171.2283 | 0 | 39.8366 | 0 | 0 | 243.0576 | 95.5158 | 34.3685 | 35.8502 | 35.8502 | 85.4665 | 176.5422 | 245.9375 | 167.6357 | 374.6661 | 216.5814 | 137.3187 | 313.4718 | 319.7446 | 193.8396 | 177.2529 | 567.2038 | 218.8323 | 239.151 | 109.9466 | 102.6768 | 237.6888 | 256.9966 | 93.9205 | 102.6768 | 102.6768 | 197.0519 | 109.9466 | 109.9466 | 109.9466 | 211.36 | 204.0189 | 216.0698 | 165.5186 | 165.5186 | 130.4628 | 238.4013 | 531.1974 | 179.9798 | 138.7365 | 891.1761 | 219.9065 | 138.7365 | 611.1545 | 1268.7652 | 183.9353 | 726.6669 | 490.9115 | 219.9065 | 136.6189 | 77.8494 | 272.0431 | 63.9876 | 63.9876 | 63.9876 | 206.043 | 271.1033 | 96.5904 | 136.7155 | 266.2501 | 244.4341 | 135.2167 | 135.2167 | 155.5381 | 404.5252 | 63.9876 | 534.0582 | 262.5171 | 443.8436 | 164.3019 | 137.3362 | 477.2965 | 115.7035 | 203.0558 | 115.7035 | 301.2709 | 105.3724 | 134.1006 | 77.9973 | 77.9973 | 105.3724 | 361.1165 | 311.8368 | 189.921 | 266.9758 | 136.0329 | 105.3724 | 856.2232 | 222.2542 | 274.9476 | 618.3059 | 1084.9783 | 107.1964 | 115.9093 | 210.6515 | 422.1629 | 115.9093 | 69.1378 | 164.3066 | 120.6956 | 113.1104 | 140.3718 | 68.1434 | 68.1434 | 110.7798 | 67.9347 | 209.9508 | 292.9289 | 132.792 | 203.0558 | 126.5478 | 290.5447 | 212.9123 | 132.792 | 126.5478 | 102.5331 | 344.0191 | 212.6429 | 57.468 | 35.9055 | 444.4165 | 96.2931 | 342.4319 | 98.4274 | 430.3171 | 1094.3874 | 51.45 | 335.6789 | 344.0191 | 477.0158 | 98.4274 | 39.8366 | 343.0503 | 342.8057 | 235.4845 | 230.5525 | 0 | 102.6768 | 177.7936 | 626.8524 | 0 | 107.1964 | 149.4125 | 237.6888 | 107.6397 | 154.8682 | 220.4525 | 100.4138 | 0 | 0 | 0 | 0 | 0 | 0 | 0 | 0 | 95.5158 | 0 | 184.1891 | 218.4228 | 310.9146 | 199.5555 | 0 | 210.8866 | 70.361 | 53.7918 | 29.8377 | 1031.0409 | 46.673 | 163.6526 | 65.9725 | 65.9725 | 130.9641 | 43.1412 | 70.361 | 46.673 | 43.6797 | 43.6797 | 74.5833 | 0 | 0 | 0 | 0 | 43.1412 | 43.1412 | 43.1412 | 67.1646 | 43.6797 | 142.4568 | 0 | 0 | 32.236 | 0 | 0 | 0 | 128.3925 | 51.6847 | 164.4675 | 66.3563 | 68.9692 | 32.236 | 142.0162 | 229.4339 | 42.6892 | 186.228 | 165.3443 | 719.8186 | 138.0657 | 133.6618 | 168.5343 | 26.4955 | 31.7184 | 31.7184 | 26.4955 | 62.4424 | 101.2731 | 221.7644 | 2429.1242 | 185.9286 | 101.2731 | 95.0821 | 230.3445 | 139.1199 | 115.5414 | 117.734 | 95.0821 | 216.1351 | 91.3118 | 51.6847 | 51.6847 | 192.5072 | 143.2832 | 0 | 0 | 0 | 31.7184 | 31.7184 | 38.3562 | 0 | 0 | 0 | 0 | 0 | 0 | 26.4955 | 51.6847 | 198.2428 | 31.7184 | 41.2151 | 87.1229 | 0 | 0 | 0 | 0 | 0 | 0 | 0 | 0 | 0 | 0 | 0 | 0 | 0 | 0 | 0 | 0 | 0 | 0 | 0 | 0 | 0 | 0 | 0 | 0 | 0 | 0 | 0 | 0 | 0 | 0 | 0 | 0 | 0 | 0 | 0 | 0 | 0 | 0 | 0 | 0 | 0 | 0 | 0 | 0 | 0 | 0 | 0 | 0 | 0 | 0 | 0 | 0 | 0 | 0 | 0 | 0 | 0 | 0 | 0 | 0 | 0 | 0 | 0 | 0 | 0 | 0 | 0 | 0 | 0 | 0 | 0 | 0 | 0 | 0 | 0 | 0 | 0 | 0 | 0 | 0 | 0 | 0 | 0 | 0 | 0 | 0 | 0 | 0 | 0 | 0 | 0 | 0 | 0 | 0 | 0 | 0 | 0 | 0 | 0 | 0 | 0 | 0 | 0 | 0 | 0 | 0 | 0 | 0 | 0 | 2017-01-23 13:00
t0543 | 0 | 155.1155 | 438.0892 | 177.6226 | 49.7747 | 345.8549 | 49.7747 | 641.8 | 83.685 | 83.685 | 2690.3646 | 91.3157 | 98.9345 | 412.0876 | 489.5949 | 71.0694 | 94.7456 | 439.7027 | 277.8723 | 420.5796 | 0 | 0 | 543.8677 | 44.8945 | 44.8945 | 44.8945 | 102.4744 | 198.6745 | 327.0571 | 183.16 | 436.754 | 112.8813 | 291.2634 | 263.0186 | 338.4549 | 338.9141 | 169.4935 | 676.3563 | 446.6904 | 119.1974 | 260.5361 | 344.0742 | 134.5357 | 285.9431 | 561.2365 | 134.5357 | 53.1799 | 356.8053 | 960.419 | 197.0511 | 232.8936 | 120.1286 | 220.2156 | 53.1799 | 208.8285 | 342.3356 | 119.9822 | 442.3825 | 44.9089 | 216.3015 | 44.9089 | 134.5357 | 198.6745 | 78.7671 | 561.2365 | 0 | 0 | 0 | 0 | 0 | 0 | 0 | 0 | 199.4135 | 0 | 0 | 0 | 0 | 313.7542 | 350.3654 | 32.5825 | 40.5588 | 306.2782 | 187.6033 | 15.1341 | 102.1817 | 111.9645 | 336.6396 | 188.3386 | 254.3083 | 123.8643 | 32.5825 | 368.5645 | 55.0122 | 324.697 | 153.8297 | 189.8112 | 58.0861 | 109.9693 | 621.4951 | 28.8814 | 185.3756 | 189.0706 | 15.1341 | 15.1341 | 81.7238 | 143.1706 | 78.7773 | 156.8677 | 186.4636 | 118.6795 | 123.6614 | 881.6283 | 142.4934 | 102.1817 | 93.0176 | 93.0176 | 40.4618 | 63.0921 | 881.6283 | 490.5073 | 172.9788 | 0 | 0 | 0 | 92.568 | 111.9645 | 90.3928 | 439.5918 | 109.9693 | 0 | 79.7252 | 63.0921 | 15.1341 | 83.6645 | 33.3142 | 0 | 0 | 0 | 105.6391 | 0 | 0 | 170.256 | 0 | 38.9047 | 0 | 0 | 244.0982 | 98.7902 | 33.3142 | 35.7768 | 35.7768 | 83.3184 | 173.4249 | 239.6029 | 166.2234 | 372.2459 | 218.8282 | 136.5572 | 313.966 | 311.8217 | 189.3002 | 176.5105 | 543.1426 | 219.1729 | 231.8262 | 110.4304 | 103.027 | 234.6746 | 251.1429 | 92.2413 | 103.027 | 103.027 | 190.4799 | 110.4304 | 110.4304 | 110.4304 | 206.4043 | 204.3872 | 209.3137 | 162.8405 | 162.8405 | 127.9761 | 228.8466 | 530.8039 | 184.4408 | 133.7507 | 848.2419 | 218.6635 | 133.7507 | 572.0896 | 1228.3374 | 177.9006 | 703.0476 | 484.6595 | 218.6635 | 133.6508 | 76.8427 | 263.9222 | 64.2401 | 64.2401 | 64.2401 | 201.327 | 259.0453 | 92.8254 | 142.6067 | 266.2534 | 248.3891 | 138.0262 | 138.0262 | 153.9457 | 419.4176 | 64.2401 | 520.5092 | 265.1537 | 447.5075 | 166.4516 | 138.0711 | 454.1398 | 115.026 | 209.5903 | 115.026 | 297.7609 | 102.846 | 134.5905 | 78.7671 | 78.7671 | 102.846 | 374.1387 | 320.1422 | 187.2547 | 260.5033 | 138.8801 | 102.846 | 893.4063 | 223.7959 | 266.6904 | 602.5727 | 1041.1537 | 107.9258 | 117.2996 | 204.1342 | 416.8187 | 117.2996 | 68.925 | 162.4237 | 122.6856 | 113.0247 | 137.5253 | 68.1616 | 68.1616 | 111.3082 | 66.8191 | 205.2656 | 292.5807 | 131.8923 | 209.5903 | 125.4097 | 282.8943 | 214.8846 | 131.8923 | 125.4097 | 100.3529 | 331.6326 | 214.4389 | 59.425 | 35.3203 | 444.7451 | 95.1433 | 334.4761 | 96.865 | 432.4007 | 1093.9557 | 51.4927 | 331.2517 | 331.6326 | 463.3504 | 96.865 | 38.9047 | 375.3284 | 335.4363 | 238.7675 | 239.8844 | 0 | 103.027 | 178.7429 | 605.812 | 0 | 107.9258 | 148.1528 | 234.6746 | 105.5671 | 150.1407 | 221.9448 | 98.0576 | 0 | 0 | 0 | 0 | 0 | 0 | 0 | 0 | 98.7902 | 0 | 186.8386 | 232.0646 | 301.8008 | 195.7333 | 0 | 205.5921 | 66.5341 | 52.9122 | 28.8814 | 978.7978 | 46.6659 | 156.6541 | 63.5189 | 63.5189 | 123.0899 | 41.5507 | 66.5341 | 46.6659 | 42.6904 | 42.6904 | 72.957 | 0 | 0 | 0 | 0 | 41.5507 | 41.5507 | 41.5507 | 65.6881 | 42.6904 | 139.7718 | 0 | 0 | 30.9903 | 0 | 0 | 0 | 125.0408 | 52.7896 | 160.0792 | 68.4041 | 67.7885 | 30.9903 | 144.0856 | 218.5694 | 42.182 | 188.8958 | 163.2472 | 712.5508 | 137.824 | 133.533 | 166.8321 | 26.3966 | 31.7384 | 31.7384 | 26.3966 | 60.1972 | 99.2531 | 218.6223 | 2338.0282 | 176.9987 | 99.2531 | 93.5523 | 218.5417 | 133.8892 | 111.546 | 112.7781 | 93.5523 | 207.3861 | 88.8501 | 52.7896 | 52.7896 | 188.4374 | 137.5161 | 0 | 0 | 0 | 31.7384 | 31.7384 | 37.2314 | 0 | 0 | 0 | 0 | 0 | 0 | 26.3966 | 52.7896 | 192.0812 | 31.7384 | 40.938 | 84.3874 | 0 | 0 | 0 | 0 | 0 | 0 | 0 | 0 | 0 | 0 | 0 | 0 | 0 | 0 | 0 | 0 | 0 | 0 | 0 | 0 | 0 | 0 | 0 | 0 | 0 | 0 | 0 | 0 | 0 | 0 | 0 | 0 | 0 | 0 | 0 | 0 | 0 | 0 | 0 | 0 | 0 | 0 | 0 | 0 | 0 | 0 | 0 | 0 | 0 | 0 | 0 | 0 | 0 | 0 | 0 | 0 | 0 | 0 | 0 | 0 | 0 | 0 | 0 | 0 | 0 | 0 | 0 | 0 | 0 | 0 | 0 | 0 | 0 | 0 | 0 | 0 | 0 | 0 | 0 | 0 | 0 | 0 | 0 | 0 | 0 | 0 | 0 | 0 | 0 | 0 | 0 | 0 | 0 | 0 | 0 | 0 | 0 | 0 | 0 | 0 | 0 | 0 | 0 | 0 | 0 | 0 | 0 | 0 | 0 | 2017-01-23 14:00
t0544 | 0 | 154.0291 | 435.4309 | 175.3231 | 49.2052 | 343.2735 | 49.2052 | 631.9088 | 84.0598 | 84.0598 | 2732.6226 | 90.8845 | 97.3117 | 409.3345 | 482.9834 | 69.8075 | 93.5998 | 435.0077 | 274.7736 | 414.432 | 0 | 0 | 541.5945 | 44.232 | 44.232 | 44.232 | 101.2287 | 196.4928 | 322.7143 | 186.0199 | 435.9839 | 111.9729 | 287.276 | 259.2354 | 333.931 | 335.3693 | 166.8328 | 668.0271 | 444.6016 | 117.6511 | 256.9645 | 341.6358 | 133.0768 | 282.799 | 564.3412 | 133.0768 | 52.1457 | 352.4388 | 949.6746 | 194.3126 | 231.7198 | 118.5026 | 217.3022 | 52.1457 | 205.8282 | 337.3528 | 118.1295 | 440.3526 | 44.2854 | 213.2476 | 44.2854 | 133.0768 | 196.4928 | 77.9062 | 564.3412 | 0 | 0 | 0 | 0 | 0 | 0 | 0 | 0 | 196.8014 | 0 | 0 | 0 | 0 | 310.6006 | 345.7439 | 31.965 | 39.6492 | 304.0887 | 184.1699 | 14.8697 | 100.3995 | 109.4798 | 334.0868 | 186.2713 | 251.0614 | 122.2255 | 31.965 | 368.6101 | 53.9284 | 321.6403 | 151.0492 | 186.3472 | 56.9519 | 108.0489 | 617.5175 | 28.2923 | 182.3341 | 186.0393 | 14.8697 | 14.8697 | 80.7274 | 141.2032 | 77.4144 | 154.199 | 184.1547 | 119.084 | 125.6171 | 886.2353 | 139.9792 | 100.3995 | 91.2823 | 91.2823 | 39.7337 | 62.4137 | 886.2353 | 489.532 | 169.5236 | 0 | 0 | 0 | 90.7214 | 109.4798 | 88.7927 | 434.1139 | 108.0489 | 0 | 78.2492 | 62.4137 | 14.8697 | 83.1861 | 32.9379 | 0 | 0 | 0 | 104.2431 | 0 | 0 | 168.222 | 0 | 38.157 | 0 | 0 | 240.7798 | 97.227 | 32.9379 | 35.2172 | 35.2172 | 81.5308 | 171.1851 | 237.5618 | 163.6256 | 371.1237 | 216.1102 | 135.0443 | 309.8792 | 312.825 | 187.3666 | 174.1949 | 552.5304 | 216.8461 | 229.3621 | 109.8198 | 102.0702 | 233.5145 | 247.7546 | 91.167 | 102.0702 | 102.0702 | 189.8587 | 109.8198 | 109.8198 | 109.8198 | 204.3113 | 202.8175 | 207.5651 | 160.849 | 160.849 | 126.6563 | 229.4014 | 526.0331 | 182.8753 | 132.8807 | 870.3078 | 217.5755 | 132.8807 | 582.4682 | 1245.7232 | 175.8278 | 704.6964 | 481.4018 | 217.5755 | 133.0631 | 75.9335 | 260.254 | 63.3101 | 63.3101 | 63.3101 | 198.559 | 258.9465 | 91.6739 | 140.1058 | 263.0394 | 245.156 | 136.438 | 136.438 | 152.7743 | 412.4429 | 63.3101 | 517.8435 | 261.9552 | 442.1413 | 164.2675 | 135.8756 | 458.8497 | 113.7311 | 207.4803 | 113.7311 | 296.6072 | 102.2964 | 133.8514 | 77.9062 | 77.9062 | 102.2964 | 371.0368 | 316.6276 | 186.4585 | 259.6355 | 137.5778 | 102.2964 | 886.1288 | 221.0188 | 268.0653 | 604.9347 | 1061.9881 | 106.6134 | 115.8436 | 202.4153 | 414.2222 | 115.8436 | 67.7448 | 161.0237 | 121.1964 | 111.6086 | 135.9657 | 67.54 | 67.54 | 110.4009 | 66.1671 | 206.6625 | 291.017 | 130.2427 | 207.4803 | 124.4731 | 283.0633 | 212.0691 | 130.2427 | 124.4731 | 98.8095 | 333.4701 | 212.4562 | 58.3425 | 34.6318 | 438.6568 | 93.8358 | 331.9876 | 95.6257 | 425.0952 | 1094.3058 | 50.5331 | 324.7749 | 333.4701 | 463.5678 | 95.6257 | 38.157 | 370.8612 | 332.6111 | 237.1806 | 237.0144 | 0 | 102.0702 | 175.7122 | 620.5165 | 0 | 106.6134 | 146.8465 | 233.5145 | 105.7509 | 147.2777 | 218.6721 | 96.9777 | 0 | 0 | 0 | 0 | 0 | 0 | 0 | 0 | 97.227 | 0 | 184.4433 | 228.4611 | 302.5291 | 195.8361 | 0 | 203.4924 | 65.8509 | 52.1501 | 28.2923 | 982.0758 | 46.0025 | 157.0099 | 62.6685 | 62.6685 | 121.9885 | 41.1402 | 65.8509 | 46.0025 | 41.889 | 41.889 | 71.7929 | 0 | 0 | 0 | 0 | 41.1402 | 41.1402 | 41.1402 | 64.8095 | 41.889 | 137.8977 | 0 | 0 | 31.1006 | 0 | 0 | 0 | 123.5543 | 52.1765 | 159.0104 | 68.0534 | 66.939 | 31.1006 | 142.0699 | 219.5938 | 41.4347 | 187.1689 | 162.1008 | 712.496 | 136.1459 | 131.9436 | 165.1267 | 26.1108 | 31.3267 | 31.3267 | 26.1108 | 59.6487 | 98.4475 | 215.8774 | 2370.9154 | 176.3964 | 98.4475 | 92.8816 | 221.3013 | 132.7902 | 109.7529 | 111.8624 | 92.8816 | 206.3864 | 88.7971 | 52.1765 | 52.1765 | 186.0537 | 137.5748 | 0 | 0 | 0 | 31.3267 | 31.3267 | 36.8107 | 0 | 0 | 0 | 0 | 0 | 0 | 26.1108 | 52.1765 | 191.2476 | 31.3267 | 40.4526 | 83.1123 | 0 | 0 | 0 | 0 | 0 | 0 | 0 | 0 | 0 | 0 | 0 | 0 | 0 | 0 | 0 | 0 | 0 | 0 | 0 | 0 | 0 | 0 | 0 | 0 | 0 | 0 | 0 | 0 | 0 | 0 | 0 | 0 | 0 | 0 | 0 | 0 | 0 | 0 | 0 | 0 | 0 | 0 | 0 | 0 | 0 | 0 | 0 | 0 | 0 | 0 | 0 | 0 | 0 | 0 | 0 | 0 | 0 | 0 | 0 | 0 | 0 | 0 | 0 | 0 | 0 | 0 | 0 | 0 | 0 | 0 | 0 | 0 | 0 | 0 | 0 | 0 | 0 | 0 | 0 | 0 | 0 | 0 | 0 | 0 | 0 | 0 | 0 | 0 | 0 | 0 | 0 | 0 | 0 | 0 | 0 | 0 | 0 | 0 | 0 | 0 | 0 | 0 | 0 | 0 | 0 | 0 | 0 | 0 | 0 | 2017-01-23 15:00
t0545 | 0 | 159.1369 | 449.8893 | 180.4888 | 50.6652 | 354.3462 | 50.6652 | 650.2017 | 87.3944 | 87.3944 | 2859.9612 | 93.9449 | 99.957 | 423.0671 | 497.0858 | 71.6613 | 96.375 | 448.3388 | 283.083 | 426.3539 | 0 | 0 | 560.2409 | 45.4746 | 45.4746 | 45.4746 | 104.2647 | 202.5112 | 332.2594 | 194.6302 | 451.7323 | 115.5647 | 295.6626 | 266.7079 | 343.6293 | 345.6568 | 171.4616 | 688.4812 | 460.11 | 121.1102 | 264.518 | 352.8915 | 137.1817 | 291.4911 | 587.4862 | 137.1817 | 53.4675 | 362.9628 | 978.7458 | 199.966 | 239.6266 | 121.9128 | 223.6928 | 53.4675 | 211.6988 | 347.0484 | 121.4288 | 455.4794 | 45.5441 | 219.4378 | 45.5441 | 137.1817 | 202.5112 | 80.2887 | 587.4862 | 0 | 0 | 0 | 0 | 0 | 0 | 0 | 0 | 202.5586 | 0 | 0 | 0 | 0 | 320.2756 | 355.7979 | 32.781 | 40.5479 | 313.9196 | 188.9115 | 15.2566 | 103.0175 | 112.0105 | 344.9328 | 191.9587 | 258.4521 | 125.7037 | 32.781 | 382.1768 | 55.2573 | 331.6852 | 154.9281 | 191.1609 | 58.3671 | 110.8778 | 637.8892 | 28.9655 | 187.248 | 191.0479 | 15.2566 | 15.2566 | 83.0839 | 145.2777 | 79.4474 | 158.2719 | 189.6083 | 123.6708 | 131.3467 | 921.3666 | 143.5553 | 103.0175 | 93.6105 | 93.6105 | 40.7576 | 64.2743 | 921.3666 | 506.9157 | 173.7296 | 0 | 0 | 0 | 92.9653 | 112.0105 | 91.1152 | 446.8077 | 110.8778 | 0 | 80.2555 | 64.2743 | 15.2566 | 85.9448 | 33.915 | 0 | 0 | 0 | 107.2647 | 0 | 0 | 173.2147 | 0 | 39.0999 | 0 | 0 | 247.7127 | 99.9345 | 33.915 | 36.1815 | 36.1815 | 83.4252 | 176.1253 | 245.0477 | 168.0894 | 384.224 | 222.5161 | 139.1271 | 318.9022 | 324.9823 | 193.0771 | 179.2391 | 578.5695 | 223.4913 | 236.2633 | 113.543 | 105.2872 | 241.4511 | 254.7915 | 93.8713 | 105.2872 | 105.2872 | 196.4442 | 113.543 | 113.543 | 113.543 | 210.5478 | 209.4102 | 214.1073 | 165.5652 | 165.5652 | 130.518 | 238.143 | 542.6758 | 188.7941 | 137.2131 | 915.7623 | 224.9915 | 137.2131 | 609.9939 | 1302.3084 | 180.9972 | 731.6088 | 497.2246 | 224.9915 | 137.6106 | 78.1834 | 267.546 | 65.097 | 65.097 | 65.097 | 204.1655 | 268.3428 | 94.3151 | 143.8723 | 270.8502 | 252.3527 | 140.5842 | 140.5842 | 157.7167 | 423.7311 | 65.097 | 535.2736 | 269.7781 | 455.3526 | 169.0705 | 139.5897 | 478.5049 | 117.156 | 214.012 | 117.156 | 306.892 | 105.7277 | 138.3908 | 80.2887 | 80.2887 | 105.7277 | 383.1565 | 326.3853 | 192.8723 | 268.671 | 141.9448 | 105.7277 | 915.2543 | 227.5594 | 278.7791 | 628.6994 | 1113.8097 | 109.785 | 119.281 | 208.7879 | 427.9658 | 119.281 | 69.5339 | 166.1269 | 124.8224 | 114.8887 | 140.0197 | 69.6723 | 69.6723 | 113.9622 | 68.2109 | 215.1589 | 300.8903 | 134.0592 | 214.012 | 128.5135 | 293.5971 | 218.2592 | 134.0592 | 128.5135 | 101.499 | 346.8423 | 219.1752 | 59.8772 | 35.4857 | 451.2351 | 96.5034 | 342.6897 | 98.3956 | 436.4403 | 1135.3166 | 51.8217 | 332.7881 | 346.8423 | 480.7634 | 98.3956 | 39.0999 | 382.4409 | 343.1369 | 245.0915 | 244.2209 | 0 | 105.2872 | 180.3962 | 652.4426 | 0 | 109.785 | 151.4895 | 241.4511 | 109.774 | 150.9132 | 224.8165 | 99.8841 | 0 | 0 | 0 | 0 | 0 | 0 | 0 | 0 | 99.9345 | 0 | 189.8754 | 234.9635 | 314.1121 | 203.1391 | 0 | 209.6886 | 67.8192 | 53.6067 | 28.9655 | 1019.8743 | 47.3055 | 162.9705 | 64.4366 | 64.4366 | 125.7238 | 42.393 | 67.8192 | 47.3055 | 42.9368 | 42.9368 | 73.72 | 0 | 0 | 0 | 0 | 42.393 | 42.393 | 42.393 | 66.656 | 42.9368 | 141.8311 | 0 | 0 | 32.3084 | 0 | 0 | 0 | 127.1827 | 53.759 | 164.2033 | 70.4063 | 68.8877 | 32.3084 | 146.1485 | 228.24 | 42.5071 | 193.1183 | 167.3982 | 738.908 | 140.1757 | 135.8735 | 170.1962 | 26.9052 | 32.2392 | 32.2392 | 26.9052 | 61.4952 | 101.5846 | 222.1697 | 2478.2542 | 182.4531 | 101.5846 | 95.9031 | 231.0738 | 136.9729 | 112.6658 | 115.3834 | 95.9031 | 213.3174 | 92.0346 | 53.759 | 53.759 | 191.4434 | 142.6464 | 0 | 0 | 0 | 32.2392 | 32.2392 | 37.9035 | 0 | 0 | 0 | 0 | 0 | 0 | 26.9052 | 53.759 | 197.7596 | 32.2392 | 41.6549 | 85.3743 | 0 | 0 | 0 | 0 | 0 | 0 | 0 | 0 | 0 | 0 | 0 | 0 | 0 | 0 | 0 | 0 | 0 | 0 | 0 | 0 | 0 | 0 | 0 | 0 | 0 | 0 | 0 | 0 | 0 | 0 | 0 | 0 | 0 | 0 | 0 | 0 | 0 | 0 | 0 | 0 | 0 | 0 | 0 | 0 | 0 | 0 | 0 | 0 | 0 | 0 | 0 | 0 | 0 | 0 | 0 | 0 | 0 | 0 | 0 | 0 | 0 | 0 | 0 | 0 | 0 | 0 | 0 | 0 | 0 | 0 | 0 | 0 | 0 | 0 | 0 | 0 | 0 | 0 | 0 | 0 | 0 | 0 | 0 | 0 | 0 | 0 | 0 | 0 | 0 | 0 | 0 | 0 | 0 | 0 | 0 | 0 | 0 | 0 | 0 | 0 | 0 | 0 | 0 | 0 | 0 | 0 | 0 | 0 | 0 | 2017-01-23 16:00
t0546 | 0 | 157.163 | 454.623 | 178.4282 | 51.6827 | 359.4783 | 51.6827 | 613.9713 | 88.0716 | 88.0716 | 2850.1006 | 96.3747 | 99.3516 | 414.3767 | 489.6472 | 70.533 | 96.7149 | 447.602 | 283.984 | 415.1278 | 0 | 0 | 564.4894 | 45.4384 | 45.4384 | 45.4384 | 102.9051 | 200.6751 | 323.8555 | 196.1014 | 450.8793 | 116.3384 | 289.8152 | 260.6928 | 342.0799 | 346.6721 | 169.5167 | 657.9143 | 448.5994 | 119.9676 | 256.847 | 351.016 | 135.1591 | 287.3962 | 574.123 | 135.1591 | 52.9594 | 359.5072 | 965.2202 | 195.7476 | 239.1774 | 122.2084 | 219.9587 | 52.9594 | 209.8024 | 338.8912 | 119.9247 | 455.5413 | 45.926 | 214.1306 | 45.926 | 135.1591 | 200.6751 | 79.8399 | 574.123 | 0 | 0 | 0 | 0 | 0 | 0 | 0 | 0 | 201.2555 | 0 | 0 | 0 | 0 | 318.1487 | 355.3253 | 32.6631 | 41.5734 | 320.1047 | 189.7776 | 15.4886 | 104.4275 | 113.3779 | 345.7253 | 191.0455 | 257.0375 | 128.7877 | 32.6631 | 389.0456 | 56.0464 | 333.9679 | 157.0469 | 191.5936 | 58.9519 | 111.8245 | 644.9185 | 29.8914 | 187.9845 | 193.9778 | 15.4886 | 15.4886 | 84.8069 | 144.3303 | 80.2033 | 159.9708 | 189.0836 | 127.3304 | 136.7804 | 947.3319 | 148.0356 | 104.4275 | 94.1095 | 94.1095 | 41.2477 | 66.362 | 947.3319 | 516.3003 | 173.6285 | 0 | 0 | 0 | 93.2888 | 113.3779 | 91.4049 | 451.8648 | 111.8245 | 0 | 80.5285 | 66.362 | 15.4886 | 87.8001 | 34.7393 | 0 | 0 | 0 | 107.4853 | 0 | 0 | 174.2848 | 0 | 40.0559 | 0 | 0 | 247.7488 | 98.0207 | 34.7393 | 36.4016 | 36.4016 | 85.7114 | 178.8808 | 249.6096 | 169.8917 | 384.4964 | 221.4144 | 139.8907 | 319.4393 | 328.1734 | 196.5624 | 180.297 | 586.3624 | 223.5084 | 241.8844 | 112.9384 | 105.0627 | 243.0182 | 259.8575 | 95.272 | 105.0627 | 105.0627 | 200.503 | 112.9384 | 112.9384 | 112.9384 | 214.342 | 208.9773 | 218.9597 | 167.8945 | 167.8945 | 132.4587 | 243.3354 | 543.0119 | 185.4966 | 140.6313 | 926.7547 | 225.3156 | 140.6313 | 627.8658 | 1312.3768 | 185.7372 | 743.4196 | 501.0724 | 225.3156 | 139.3652 | 79.0742 | 274.3788 | 65.1609 | 65.1609 | 65.1609 | 208.2793 | 275.6248 | 97.2855 | 140.4286 | 271.436 | 250.1801 | 138.7881 | 138.7881 | 158.7459 | 415.116 | 65.1609 | 543.8155 | 268.4408 | 453.6463 | 167.9914 | 139.7221 | 489.39 | 117.8396 | 209.4243 | 117.8396 | 308.4328 | 107.3213 | 137.7232 | 79.8399 | 79.8399 | 107.3213 | 373.5214 | 320.7992 | 194.2243 | 272.4011 | 139.9197 | 107.3213 | 887.721 | 226.9821 | 282.233 | 634.8837 | 1125.1241 | 109.4984 | 118.5543 | 213.4773 | 431.1103 | 118.5543 | 70.0803 | 167.4732 | 123.6488 | 115.2364 | 142.3291 | 69.6715 | 69.6715 | 113.5235 | 69.0655 | 216.3676 | 300.4395 | 135.0458 | 209.4243 | 129.2238 | 297.338 | 217.4485 | 135.0458 | 129.2238 | 103.5377 | 352.5937 | 217.9241 | 58.8328 | 36.1702 | 452.4721 | 97.6607 | 348.1637 | 99.7964 | 437.3087 | 1128.7441 | 52.1364 | 338.4475 | 352.5937 | 487.7585 | 99.7964 | 40.0559 | 359.7015 | 348.4088 | 242.3372 | 237.9319 | 0 | 105.0627 | 180.6985 | 654.0038 | 0 | 109.4984 | 152.404 | 243.0182 | 110.517 | 155.4114 | 224.6265 | 101.7467 | 0 | 0 | 0 | 0 | 0 | 0 | 0 | 0 | 98.0207 | 0 | 188.4532 | 226.0843 | 318.4208 | 204.6649 | 0 | 213.7393 | 70.673 | 54.4493 | 29.8914 | 1049.7532 | 47.4825 | 166.8752 | 66.4226 | 66.4226 | 131.4708 | 43.5816 | 70.673 | 47.4825 | 43.9485 | 43.9485 | 75.261 | 0 | 0 | 0 | 0 | 43.5816 | 43.5816 | 43.5816 | 67.936 | 43.9485 | 144.225 | 0 | 0 | 32.9523 | 0 | 0 | 0 | 129.8861 | 53.0539 | 167.1626 | 68.7389 | 69.9195 | 32.9523 | 145.1483 | 234.1271 | 43.1333 | 191.2114 | 168.7216 | 739.9131 | 140.6662 | 136.2469 | 171.5936 | 27.0131 | 32.3144 | 32.3144 | 27.0131 | 63.1423 | 103.0067 | 225.0154 | 2507.8686 | 188.2994 | 103.0067 | 96.9099 | 236.454 | 140.726 | 116.1307 | 118.9386 | 96.9099 | 219.1199 | 93.3253 | 53.0539 | 53.0539 | 194.9006 | 145.9738 | 0 | 0 | 0 | 32.3144 | 32.3144 | 38.7858 | 0 | 0 | 0 | 0 | 0 | 0 | 27.0131 | 53.0539 | 201.6553 | 32.3144 | 41.9412 | 87.7304 | 0 | 0 | 0 | 0 | 0 | 0 | 0 | 0 | 0 | 0 | 0 | 0 | 0 | 0 | 0 | 0 | 0 | 0 | 0 | 0 | 0 | 0 | 0 | 0 | 0 | 0 | 0 | 0 | 0 | 0 | 0 | 0 | 0 | 0 | 0 | 0 | 0 | 0 | 0 | 0 | 0 | 0 | 0 | 0 | 0 | 0 | 0 | 0 | 0 | 0 | 0 | 0 | 0 | 0 | 0 | 0 | 0 | 0 | 0 | 0 | 0 | 0 | 0 | 0 | 0 | 0 | 0 | 0 | 0 | 0 | 0 | 0 | 0 | 0 | 0 | 0 | 0 | 0 | 0 | 0 | 0 | 0 | 0 | 0 | 0 | 0 | 0 | 0 | 0 | 0 | 0 | 0 | 0 | 0 | 0 | 0 | 0 | 0 | 0 | 0 | 0 | 0 | 0 | 0 | 0 | 0 | 0 | 0 | 0 | 2017-01-23 17:00
t0547 | 0 | 151.7321 | 450.9573 | 174.2042 | 52.2861 | 359.0594 | 52.2861 | 566.842 | 85.6311 | 85.6311 | 2683.4782 | 97.1358 | 98.2178 | 395.5963 | 476.3508 | 69.0473 | 96.0521 | 440.7172 | 281.4899 | 398.6881 | 0 | 0 | 556.279 | 45.0868 | 45.0868 | 45.0868 | 100.129 | 195.8632 | 310.7337 | 187.3538 | 437.4189 | 115.2309 | 280.2908 | 251.515 | 337.1167 | 343.1398 | 166.2877 | 613.8891 | 424.247 | 117.4263 | 245.4103 | 342.0163 | 130.9358 | 278.7363 | 535.313 | 130.9358 | 52.4004 | 351.4211 | 936.7141 | 189.0575 | 233.2759 | 121.4941 | 213.4124 | 52.4004 | 205.9609 | 326.6501 | 117.4351 | 445.096 | 46.0102 | 206.0556 | 46.0102 | 130.9358 | 195.8632 | 78.2599 | 535.313 | 0 | 0 | 0 | 0 | 0 | 0 | 0 | 0 | 197.7748 | 0 | 0 | 0 | 0 | 310.9898 | 351.441 | 32.5254 | 43.0415 | 321.5392 | 190.6341 | 15.7309 | 105.8724 | 115.6329 | 340.3471 | 187.4739 | 252.7547 | 131.3194 | 32.5254 | 385.6251 | 57.067 | 331.5894 | 159.3794 | 191.9122 | 59.7148 | 112.6994 | 640.4377 | 31.0738 | 188.1037 | 196.5926 | 15.7309 | 15.7309 | 85.9621 | 141.9704 | 80.9019 | 161.5189 | 186.4386 | 127.3157 | 136.1552 | 943.0948 | 153.1117 | 105.8724 | 94.6723 | 94.6723 | 41.7753 | 68.0111 | 943.0948 | 513.7626 | 173.8215 | 0 | 0 | 0 | 93.8405 | 115.6329 | 91.5743 | 453.23 | 112.6994 | 0 | 80.8067 | 68.0111 | 15.7309 | 88.1916 | 35.3066 | 0 | 0 | 0 | 106.7535 | 0 | 0 | 173.6028 | 0 | 41.2235 | 0 | 0 | 245.6445 | 95.2241 | 35.3066 | 36.4726 | 36.4726 | 88.8078 | 180.4616 | 250.946 | 171.1519 | 374.9969 | 217.7416 | 139.0332 | 317.0192 | 320.5342 | 198.01 | 179.8723 | 563.0249 | 220.5147 | 245.4384 | 109.7608 | 103.1489 | 239.4547 | 263.6766 | 95.8404 | 103.1489 | 103.1489 | 200.4176 | 109.7608 | 109.7608 | 109.7608 | 215.8876 | 204.6496 | 221.1094 | 168.884 | 168.884 | 132.9602 | 241.4473 | 534.6772 | 178.3551 | 141.9741 | 876.5784 | 220.6452 | 141.9741 | 614.0509 | 1256.9389 | 189.2781 | 732.7485 | 495.8791 | 220.6452 | 138.2475 | 79.2406 | 280.3798 | 64.7667 | 64.7667 | 64.7667 | 211.4902 | 276.3795 | 99.845 | 135.9819 | 269.1209 | 245.1519 | 134.9417 | 134.9417 | 157.0922 | 403.2182 | 64.7667 | 542.1371 | 263.8296 | 446.4708 | 165.1028 | 139.196 | 480.3359 | 117.1999 | 200.8523 | 117.1999 | 302.8454 | 106.9151 | 133.925 | 78.2599 | 78.2599 | 106.9151 | 355.3809 | 309.8943 | 191.2871 | 270.1323 | 135.2966 | 106.9151 | 838.764 | 223.8798 | 275.7083 | 619.4388 | 1071.3226 | 107.948 | 116.4208 | 215.5448 | 426.1054 | 116.4208 | 70.5334 | 166.3137 | 120.8658 | 114.4585 | 143.3715 | 68.5635 | 68.5635 | 111.0106 | 69.0753 | 209.045 | 293.3101 | 134.8293 | 200.8523 | 127.6939 | 292.6541 | 214.4105 | 134.8293 | 127.6939 | 105.3963 | 346.0131 | 212.9868 | 57.5153 | 37.0264 | 450.1122 | 98.2341 | 348.3575 | 100.4942 | 436.9196 | 1085.9211 | 52.4924 | 345.5991 | 346.0131 | 481.2259 | 100.4942 | 41.2235 | 328.0891 | 348.8902 | 234.1759 | 227.6335 | 0 | 103.1489 | 180.4878 | 612.3847 | 0 | 107.948 | 151.0193 | 239.4547 | 107.7857 | 160.8489 | 222.8713 | 102.6954 | 0 | 0 | 0 | 0 | 0 | 0 | 0 | 0 | 95.2241 | 0 | 184.8644 | 214.1472 | 312.8934 | 200.1744 | 0 | 215.629 | 73.1397 | 55.0649 | 31.0738 | 1049.3652 | 47.3322 | 166.0423 | 68.2222 | 68.2222 | 136.3245 | 44.3838 | 73.1397 | 47.3322 | 45.1532 | 45.1532 | 76.7525 | 0 | 0 | 0 | 0 | 44.3838 | 44.3838 | 44.3838 | 68.8681 | 45.1532 | 145.8212 | 0 | 0 | 32.5669 | 0 | 0 | 0 | 131.6711 | 51.5703 | 167.4589 | 65.1753 | 70.4398 | 32.5669 | 142.7766 | 232.6134 | 43.802 | 185.865 | 167.0867 | 718.8264 | 139.7162 | 135.144 | 170.8647 | 26.7884 | 32.0923 | 32.0923 | 26.7884 | 64.1378 | 102.9334 | 226.1248 | 2415.2135 | 190.7484 | 102.9334 | 96.2936 | 231.4469 | 142.8467 | 119.7624 | 121.1801 | 96.2936 | 221.223 | 92.1696 | 51.5703 | 51.5703 | 197.0902 | 145.5444 | 0 | 0 | 0 | 32.0923 | 32.0923 | 39.3736 | 0 | 0 | 0 | 0 | 0 | 0 | 26.7884 | 51.5703 | 201.6776 | 32.0923 | 41.8058 | 90.0245 | 0 | 0 | 0 | 0 | 0 | 0 | 0 | 0 | 0 | 0 | 0 | 0 | 0 | 0 | 0 | 0 | 0 | 0 | 0 | 0 | 0 | 0 | 0 | 0 | 0 | 0 | 0 | 0 | 0 | 0 | 0 | 0 | 0 | 0 | 0 | 0 | 0 | 0 | 0 | 0 | 0 | 0 | 0 | 0 | 0 | 0 | 0 | 0 | 0 | 0 | 0 | 0 | 0 | 0 | 0 | 0 | 0 | 0 | 0 | 0 | 0 | 0 | 0 | 0 | 0 | 0 | 0 | 0 | 0 | 0 | 0 | 0 | 0 | 0 | 0 | 0 | 0 | 0 | 0 | 0 | 0 | 0 | 0 | 0 | 0 | 0 | 0 | 0 | 0 | 0 | 0 | 0 | 0 | 0 | 0 | 0 | 0 | 0 | 0 | 0 | 0 | 0 | 0 | 0 | 0 | 0 | 0 | 0 | 0 | 2017-01-23 18:00
t0548 | 0 | 144.75 | 428.6987 | 169.6262 | 50.573 | 342.898 | 50.573 | 558.8169 | 78.5284 | 78.5284 | 2360.354 | 91.9273 | 96.7193 | 377.0152 | 464.8281 | 68.3655 | 93.1789 | 425.6245 | 272.2217 | 390.8796 | 0 | 0 | 525.4883 | 44.1381 | 44.1381 | 44.1381 | 97.2441 | 189.4159 | 303.1965 | 165.1608 | 409.7494 | 110.2759 | 273.7785 | 246.3146 | 328.58 | 331.0807 | 163.4376 | 597.7159 | 401.4304 | 114.3366 | 239.8853 | 326.3296 | 126.6002 | 269.6391 | 487.8412 | 126.6002 | 52.1442 | 341.3215 | 906.7325 | 184.8155 | 221.0083 | 118.4319 | 208.0782 | 52.1442 | 201.4848 | 320.1111 | 115.332 | 421.0362 | 44.8847 | 201.6341 | 44.8847 | 126.6002 | 189.4159 | 75.6578 | 487.8412 | 0 | 0 | 0 | 0 | 0 | 0 | 0 | 0 | 192.6168 | 0 | 0 | 0 | 0 | 299.7659 | 342.271 | 32.293 | 43.0753 | 306.7214 | 188.7193 | 15.5166 | 104.4338 | 115.8107 | 325.2376 | 181.2624 | 245.8732 | 127.7147 | 32.293 | 359.1234 | 56.694 | 318.7769 | 157.5313 | 189.9945 | 59.317 | 111.2253 | 609.4969 | 30.884 | 185.0807 | 193.0242 | 15.5166 | 15.5166 | 83.3432 | 138.5687 | 79.795 | 159.1451 | 181.0995 | 117.3422 | 120.573 | 863.9258 | 150.9061 | 104.4338 | 93.8223 | 93.8223 | 41.2864 | 65.6053 | 863.9258 | 481.8411 | 173.1045 | 0 | 0 | 0 | 93.4048 | 115.8107 | 90.4896 | 440.0209 | 111.2253 | 0 | 80.0592 | 65.6053 | 15.5166 | 83.7344 | 34.1274 | 0 | 0 | 0 | 103.9545 | 0 | 0 | 168.3048 | 0 | 40.8522 | 0 | 0 | 239.5348 | 93.6942 | 34.1274 | 35.7908 | 35.7908 | 88.5918 | 175.4183 | 240.4562 | 167.8862 | 352.8163 | 211.5592 | 134.4086 | 308.5121 | 295.2729 | 190.7829 | 175.0601 | 493.8578 | 212.9025 | 236.7432 | 104.1657 | 99.1514 | 226.7838 | 256.7196 | 92.7841 | 99.1514 | 99.1514 | 188.7634 | 104.1657 | 104.1657 | 104.1657 | 207.9581 | 195.6473 | 211.7323 | 163.8149 | 163.8149 | 128.1639 | 223.1674 | 513.3902 | 171.0561 | 135.1387 | 744.557 | 208.9943 | 135.1387 | 538.4713 | 1113.9302 | 183.1486 | 677.2546 | 472.4492 | 208.9943 | 130.693 | 76.7732 | 273.2431 | 63.3372 | 63.3372 | 63.3372 | 206.076 | 257.8926 | 96.8166 | 134.6494 | 261.0707 | 238.7242 | 130.7596 | 130.7596 | 150.1177 | 397.8821 | 63.3372 | 513.7441 | 256.0297 | 433.1377 | 160.8085 | 136.7655 | 432.2278 | 113.3668 | 193.7353 | 113.3668 | 285.783 | 101.3909 | 127.0813 | 75.6578 | 75.6578 | 101.3909 | 340.678 | 299.8079 | 180.7428 | 254.4657 | 130.1499 | 101.3909 | 803.7605 | 217.4845 | 252.3342 | 569.2421 | 929.9039 | 104.7774 | 113.1198 | 206.4488 | 405.3055 | 113.1198 | 69.5388 | 159.4599 | 117.3519 | 111.1986 | 138.652 | 65.8643 | 65.8643 | 106.3026 | 66.4684 | 190.1196 | 278.176 | 130.9479 | 193.7353 | 121.9699 | 272.054 | 208.7856 | 130.9479 | 121.9699 | 103.2327 | 316.3606 | 204.7291 | 57.0461 | 36.7423 | 438.9814 | 95.7651 | 332.6423 | 97.6553 | 430.6557 | 1009.7039 | 52.014 | 343.0873 | 316.3606 | 447.5777 | 97.6553 | 40.8522 | 319.2829 | 334.2295 | 223.117 | 221.0923 | 0 | 99.1514 | 177.9404 | 522.268 | 0 | 104.7774 | 144.8997 | 226.7838 | 99.7811 | 159.2479 | 218.1749 | 99.2004 | 0 | 0 | 0 | 0 | 0 | 0 | 0 | 0 | 93.6942 | 0 | 179.8855 | 210.8412 | 289.0934 | 186.0915 | 0 | 207.7478 | 70.4211 | 53.7825 | 30.884 | 967.3355 | 46.2386 | 153.5664 | 66.3591 | 66.3591 | 130.7112 | 42.7028 | 70.4211 | 46.2386 | 44.688 | 44.688 | 75.3093 | 0 | 0 | 0 | 0 | 42.7028 | 42.7028 | 42.7028 | 67.0286 | 44.688 | 141.961 | 0 | 0 | 29.9836 | 0 | 0 | 0 | 127.5325 | 49.9914 | 159.4998 | 61.7707 | 68.3891 | 29.9836 | 139.4749 | 213.4343 | 43.2406 | 178.6207 | 159.3517 | 669.4877 | 135.5741 | 131.0242 | 164.6946 | 25.8772 | 31.2253 | 31.2253 | 25.8772 | 61.5603 | 98.5124 | 219.5841 | 2142.4589 | 179.7588 | 98.5124 | 91.8765 | 206.6722 | 136.7094 | 117.4703 | 115.9315 | 91.8765 | 209.4272 | 86.0321 | 49.9914 | 49.9914 | 191.3933 | 135.4311 | 0 | 0 | 0 | 31.2253 | 31.2253 | 38.0608 | 0 | 0 | 0 | 0 | 0 | 0 | 25.8772 | 49.9914 | 190.624 | 31.2253 | 40.5163 | 88.0556 | 0 | 0 | 0 | 0 | 0 | 0 | 0 | 0 | 0 | 0 | 0 | 0 | 0 | 0 | 0 | 0 | 0 | 0 | 0 | 0 | 0 | 0 | 0 | 0 | 0 | 0 | 0 | 0 | 0 | 0 | 0 | 0 | 0 | 0 | 0 | 0 | 0 | 0 | 0 | 0 | 0 | 0 | 0 | 0 | 0 | 0 | 0 | 0 | 0 | 0 | 0 | 0 | 0 | 0 | 0 | 0 | 0 | 0 | 0 | 0 | 0 | 0 | 0 | 0 | 0 | 0 | 0 | 0 | 0 | 0 | 0 | 0 | 0 | 0 | 0 | 0 | 0 | 0 | 0 | 0 | 0 | 0 | 0 | 0 | 0 | 0 | 0 | 0 | 0 | 0 | 0 | 0 | 0 | 0 | 0 | 0 | 0 | 0 | 0 | 0 | 0 | 0 | 0 | 0 | 0 | 0 | 0 | 0 | 0 | 2017-01-23 19:00
t0549 | 0 | 140.2344 | 405.3075 | 165.4786 | 47.7516 | 323.6141 | 47.7516 | 574.0407 | 73.2636 | 73.2636 | 2187.3642 | 85.4867 | 94.2696 | 368.2629 | 455.4457 | 67.4009 | 89.4542 | 409.9014 | 261.0902 | 388.1292 | 0 | 0 | 496.8673 | 42.7059 | 42.7059 | 42.7059 | 94.9262 | 183.8634 | 300.2303 | 151.2909 | 389.7499 | 104.9469 | 269.6617 | 243.5323 | 318.4978 | 317.315 | 159.998 | 603.8307 | 392.9692 | 111.3201 | 238.6146 | 313.8782 | 123.587 | 263.0841 | 469.5032 | 123.587 | 51.1948 | 332.0236 | 884.7037 | 182.3364 | 211.2204 | 114.0432 | 204.1712 | 51.1948 | 196.4328 | 316.8812 | 112.9872 | 401.3111 | 42.9946 | 199.6351 | 42.9946 | 123.587 | 183.8634 | 73.1765 | 469.5032 | 0 | 0 | 0 | 0 | 0 | 0 | 0 | 0 | 186.9996 | 0 | 0 | 0 | 0 | 289.8978 | 330.6472 | 31.502 | 41.0978 | 287.9154 | 182.5004 | 14.8406 | 100.0199 | 111.7641 | 310.6579 | 175.182 | 238.3684 | 120.4056 | 31.502 | 333.9604 | 54.4318 | 303.9046 | 151.0028 | 184.1284 | 57.1616 | 107.0405 | 576.2421 | 29.2152 | 178.6473 | 184.2325 | 14.8406 | 14.8406 | 78.7302 | 134.6537 | 76.7057 | 152.7503 | 175.0086 | 107.3614 | 106.802 | 789.1335 | 142.3055 | 100.0199 | 90.7084 | 90.7084 | 39.6317 | 61.192 | 789.1335 | 449.3106 | 168.5921 | 0 | 0 | 0 | 90.6149 | 111.7641 | 87.5563 | 419.4956 | 107.0405 | 0 | 77.5297 | 61.192 | 14.8406 | 78.2954 | 32.0922 | 0 | 0 | 0 | 100.0947 | 0 | 0 | 161.1299 | 0 | 38.8383 | 0 | 0 | 231.1903 | 92.473 | 32.0922 | 34.4405 | 34.4405 | 84.2586 | 166.662 | 226.3966 | 160.8419 | 335.324 | 204.8996 | 128.6102 | 297.0857 | 275.4519 | 180.1632 | 167.9117 | 448.2975 | 204.6706 | 222.5151 | 99.9732 | 95.3528 | 214.9035 | 243.1462 | 88.0555 | 95.3528 | 95.3528 | 176.0023 | 99.9732 | 99.9732 | 99.9732 | 196.3671 | 187.7196 | 198.5552 | 155.7184 | 155.7184 | 121.4088 | 206.0203 | 492.164 | 166.9403 | 126.1195 | 666.0052 | 199.0529 | 126.1195 | 480.3877 | 1022.7882 | 172.02 | 628.7232 | 448.3073 | 199.0529 | 122.9927 | 73.1227 | 257.6153 | 61.1531 | 61.1531 | 61.1531 | 195.203 | 237.9382 | 90.6006 | 133.8405 | 250.9612 | 232.2453 | 127.4992 | 127.4992 | 142.7976 | 393.5713 | 61.1531 | 482.5059 | 247.8533 | 418.7579 | 156.1155 | 132.3034 | 393.4549 | 108.4666 | 190.2698 | 108.4666 | 270.7824 | 95.3379 | 121.8975 | 73.1765 | 73.1765 | 95.3379 | 335.1486 | 293.45 | 171.0134 | 238.8299 | 126.7421 | 95.3379 | 794.869 | 210.1292 | 234.0701 | 530.4329 | 842.8599 | 101.2073 | 109.6833 | 193.6556 | 384.4681 | 109.6833 | 66.9352 | 151.6696 | 114.1264 | 106.8694 | 131.3355 | 63.1923 | 63.1923 | 102.2459 | 63.0549 | 177.1 | 265.8708 | 125.32 | 190.2698 | 116.1125 | 254.0948 | 202.1482 | 125.32 | 116.1125 | 98.014 | 292.0653 | 197.5852 | 56.3707 | 35.1061 | 422.6719 | 91.4016 | 313.4801 | 92.8873 | 416.7311 | 961.3496 | 50.251 | 328.5135 | 292.0653 | 417.3754 | 92.8873 | 38.8383 | 328.193 | 315.608 | 215.7873 | 218.6755 | 0 | 95.3528 | 172.2528 | 473.5872 | 0 | 101.2073 | 138.1369 | 214.9035 | 93.5836 | 150.6522 | 211.1028 | 93.7335 | 0 | 0 | 0 | 0 | 0 | 0 | 0 | 0 | 92.473 | 0 | 174.7607 | 212.2152 | 268.9871 | 174.7295 | 0 | 195.9521 | 65.0868 | 51.2001 | 29.2152 | 885.3864 | 44.5092 | 141.5109 | 62.2237 | 62.2237 | 120.1939 | 39.9382 | 65.0868 | 44.5092 | 42.493 | 42.493 | 71.5056 | 0 | 0 | 0 | 0 | 39.9382 | 39.9382 | 39.9382 | 63.514 | 42.493 | 134.8129 | 0 | 0 | 27.6793 | 0 | 0 | 0 | 120.3642 | 48.7689 | 149.853 | 60.4167 | 64.9811 | 27.6793 | 135.6224 | 195.5706 | 41.3883 | 173.0986 | 151.2499 | 633.1071 | 130.173 | 125.8496 | 156.9875 | 24.7879 | 30.048 | 30.048 | 24.7879 | 57.5754 | 93.1032 | 209.0741 | 1958.9118 | 165.8843 | 93.1032 | 87.0043 | 187.3037 | 127.6179 | 110.577 | 107.8735 | 87.0043 | 194.5433 | 80.4001 | 48.7689 | 48.7689 | 181.3645 | 125.2404 | 0 | 0 | 0 | 30.048 | 30.048 | 35.8248 | 0 | 0 | 0 | 0 | 0 | 0 | 24.7879 | 48.7689 | 178.1896 | 30.048 | 38.7582 | 83.0079 | 0 | 0 | 0 | 0 | 0 | 0 | 0 | 0 | 0 | 0 | 0 | 0 | 0 | 0 | 0 | 0 | 0 | 0 | 0 | 0 | 0 | 0 | 0 | 0 | 0 | 0 | 0 | 0 | 0 | 0 | 0 | 0 | 0 | 0 | 0 | 0 | 0 | 0 | 0 | 0 | 0 | 0 | 0 | 0 | 0 | 0 | 0 | 0 | 0 | 0 | 0 | 0 | 0 | 0 | 0 | 0 | 0 | 0 | 0 | 0 | 0 | 0 | 0 | 0 | 0 | 0 | 0 | 0 | 0 | 0 | 0 | 0 | 0 | 0 | 0 | 0 | 0 | 0 | 0 | 0 | 0 | 0 | 0 | 0 | 0 | 0 | 0 | 0 | 0 | 0 | 0 | 0 | 0 | 0 | 0 | 0 | 0 | 0 | 0 | 0 | 0 | 0 | 0 | 0 | 0 | 0 | 0 | 0 | 0 | 2017-01-23 20:00
t0550 | 0 | 138.9688 | 385.842 | 163.7636 | 44.8118 | 306.1175 | 44.8118 | 612.2351 | 69.8599 | 69.8599 | 2125.4635 | 79.202 | 92.4926 | 370.2031 | 453.4379 | 67.1962 | 86.32 | 398.8957 | 252.0358 | 393.8704 | 0 | 0 | 475.1685 | 41.5293 | 41.5293 | 41.5293 | 94.1966 | 181.2078 | 304.1758 | 143.7778 | 378.8507 | 100.627 | 270.6595 | 245.572 | 311.575 | 306.391 | 158.347 | 632.2729 | 398.2563 | 109.7994 | 243.2656 | 307.2176 | 122.9881 | 261.4989 | 474.2271 | 122.9881 | 50.5273 | 327.5157 | 879.0347 | 183.4172 | 205.4301 | 110.2848 | 203.8636 | 50.5273 | 193.6177 | 320.0436 | 112.0133 | 388.895 | 41.1722 | 201.8654 | 41.1722 | 122.9881 | 181.2078 | 71.6935 | 474.2271 | 0 | 0 | 0 | 0 | 0 | 0 | 0 | 0 | 183.5196 | 0 | 0 | 0 | 0 | 284.5025 | 321.736 | 30.7946 | 38.4175 | 269.8911 | 176.0433 | 14.0696 | 95.0546 | 106.6178 | 300.1017 | 171.3904 | 233.5464 | 112.2488 | 30.7946 | 313.0489 | 51.7173 | 291.4079 | 143.5375 | 178.278 | 54.6776 | 102.5758 | 548.1521 | 27.0031 | 172.4367 | 174.5402 | 14.0696 | 14.0696 | 73.8253 | 132.1769 | 73.3872 | 145.842 | 170.6807 | 98.3828 | 94.8904 | 724.2509 | 131.5107 | 95.0546 | 87.401 | 87.401 | 37.7714 | 56.235 | 724.2509 | 421.1468 | 164.0353 | 0 | 0 | 0 | 87.5948 | 106.6178 | 84.6395 | 399.6012 | 102.5758 | 0 | 74.9327 | 56.235 | 14.0696 | 73.1118 | 29.9038 | 0 | 0 | 0 | 96.8488 | 0 | 0 | 154.7896 | 0 | 36.3049 | 0 | 0 | 224.4232 | 92.7126 | 29.9038 | 33.1207 | 33.1207 | 78.4728 | 157.6454 | 212.7353 | 153.5093 | 324.5139 | 200.5692 | 123.6659 | 287.6186 | 261.7569 | 169.5656 | 161.426 | 420.7002 | 198.5923 | 207.4573 | 97.8326 | 92.8483 | 205.9574 | 228.4383 | 83.3551 | 92.8483 | 92.8483 | 164.4366 | 97.8326 | 97.8326 | 97.8326 | 184.8207 | 182.7188 | 185.284 | 147.6451 | 147.6451 | 114.8849 | 191.5869 | 476.9552 | 166.9099 | 117.1404 | 624.4273 | 192.4672 | 117.1404 | 436.418 | 972.1631 | 159.8153 | 590.7613 | 428.9242 | 192.4672 | 116.5674 | 69.6326 | 239.8393 | 59.2906 | 59.2906 | 59.2906 | 183.3336 | 219.4663 | 83.4697 | 135.2449 | 242.7224 | 228.7559 | 126.4588 | 126.4588 | 136.9435 | 395.3569 | 59.2906 | 454.8657 | 242.6063 | 409.0529 | 153.1975 | 128.3158 | 363.7753 | 104.2405 | 191.5429 | 104.2405 | 260.1081 | 90.0224 | 119.1818 | 71.6935 | 71.6935 | 90.0224 | 339.6212 | 293.2172 | 163.7136 | 225.8174 | 126.019 | 90.0224 | 812.5135 | 204.8546 | 221.2208 | 503.9243 | 795.4271 | 98.6751 | 107.5717 | 180.7795 | 368.0437 | 107.5717 | 64.2082 | 145.0984 | 112.5535 | 103.2215 | 123.9854 | 61.3073 | 61.3073 | 99.8371 | 59.8915 | 169.4294 | 258.425 | 120.1687 | 191.5429 | 111.5401 | 240.3969 | 197.4842 | 120.1687 | 111.5401 | 92.1224 | 273.8392 | 193.579 | 56.356 | 33.0891 | 408.5402 | 87.004 | 295.7722 | 88.0636 | 403.5612 | 940.7915 | 48.3609 | 310.7682 | 273.8392 | 393.6057 | 88.0636 | 36.3049 | 352.8669 | 298.1977 | 213.3984 | 221.7493 | 0 | 92.8483 | 166.8965 | 453.6199 | 0 | 98.6751 | 132.6271 | 205.9574 | 89.4729 | 139.6292 | 205.3029 | 88.1588 | 0 | 0 | 0 | 0 | 0 | 0 | 0 | 0 | 92.7126 | 0 | 171.8079 | 219.5262 | 253.8628 | 166.8888 | 0 | 184.0337 | 58.8539 | 48.4493 | 27.0031 | 811.8054 | 42.9547 | 131.0923 | 57.4183 | 57.4183 | 107.9365 | 36.9593 | 58.8539 | 42.9547 | 39.7699 | 39.7699 | 67.1334 | 0 | 0 | 0 | 0 | 36.9593 | 36.9593 | 36.9593 | 59.7361 | 39.7699 | 127.2821 | 0 | 0 | 25.8147 | 0 | 0 | 0 | 112.7546 | 48.3992 | 140.8506 | 61.0808 | 61.5256 | 25.8147 | 133.2033 | 180.3369 | 39.2709 | 170.8082 | 144.6811 | 611.5871 | 125.6203 | 121.594 | 150.2262 | 23.8932 | 29.0588 | 29.0588 | 23.8932 | 53.3731 | 88.1627 | 198.6717 | 1846.4664 | 151.9431 | 88.1627 | 82.8578 | 172.783 | 118.1283 | 102.185 | 99.2732 | 82.8578 | 179.8333 | 75.9238 | 48.3992 | 48.3992 | 170.8521 | 116.2591 | 0 | 0 | 0 | 29.0588 | 29.0588 | 33.4389 | 0 | 0 | 0 | 0 | 0 | 0 | 23.8932 | 48.3992 | 166.8386 | 29.0588 | 37.1889 | 77.0643 | 0 | 0 | 0 | 0 | 0 | 0 | 0 | 0 | 0 | 0 | 0 | 0 | 0 | 0 | 0 | 0 | 0 | 0 | 0 | 0 | 0 | 0 | 0 | 0 | 0 | 0 | 0 | 0 | 0 | 0 | 0 | 0 | 0 | 0 | 0 | 0 | 0 | 0 | 0 | 0 | 0 | 0 | 0 | 0 | 0 | 0 | 0 | 0 | 0 | 0 | 0 | 0 | 0 | 0 | 0 | 0 | 0 | 0 | 0 | 0 | 0 | 0 | 0 | 0 | 0 | 0 | 0 | 0 | 0 | 0 | 0 | 0 | 0 | 0 | 0 | 0 | 0 | 0 | 0 | 0 | 0 | 0 | 0 | 0 | 0 | 0 | 0 | 0 | 0 | 0 | 0 | 0 | 0 | 0 | 0 | 0 | 0 | 0 | 0 | 0 | 0 | 0 | 0 | 0 | 0 | 0 | 0 | 0 | 0 | 2017-01-23 21:00
t0551 | 0 | 133.2838 | 360.6337 | 156.8888 | 41.4712 | 284.8829 | 41.4712 | 612.8738 | 65.4035 | 65.4035 | 2015.8343 | 72.6779 | 88.1176 | 358.2078 | 436.0139 | 64.6571 | 81.3794 | 378.1478 | 237.6779 | 383.1477 | 0 | 0 | 445.5118 | 39.3436 | 39.3436 | 39.3436 | 90.3974 | 173.1675 | 295.6231 | 134.394 | 359.0375 | 94.4914 | 261.5569 | 237.9774 | 296.323 | 288.9951 | 151.6853 | 626.5019 | 387.2825 | 104.9704 | 237.3065 | 292.3624 | 118.2441 | 251.226 | 460.467 | 118.2441 | 48.3105 | 313.1385 | 844.2932 | 177.4866 | 194.7252 | 104.1111 | 196.3846 | 48.3105 | 185.0117 | 310.442 | 107.417 | 367.7774 | 38.6186 | 195.9524 | 38.6186 | 118.2441 | 173.1675 | 68.2568 | 460.467 | 0 | 0 | 0 | 0 | 0 | 0 | 0 | 0 | 174.8919 | 0 | 0 | 0 | 0 | 271.1652 | 304.9457 | 29.2663 | 35.4411 | 249.6355 | 165.8822 | 13.1072 | 88.696 | 99.7156 | 283.1869 | 163.0282 | 222.3374 | 103.4027 | 29.2663 | 289.6609 | 48.2453 | 273.6294 | 133.9513 | 168.3959 | 51.2357 | 96.243 | 512.073 | 24.7189 | 162.565 | 162.5346 | 13.1072 | 13.1072 | 68.2829 | 125.9768 | 68.7833 | 136.5091 | 162.016 | 89.625 | 84.5856 | 660.5672 | 120.3888 | 88.696 | 82.2949 | 82.2949 | 35.3106 | 51.2942 | 660.5672 | 389.6204 | 155.4203 | 0 | 0 | 0 | 82.6471 | 99.7156 | 79.8673 | 373.5353 | 96.243 | 0 | 70.6966 | 51.2942 | 13.1072 | 67.4514 | 27.5406 | 0 | 0 | 0 | 91.461 | 0 | 0 | 145.5048 | 0 | 33.4966 | 0 | 0 | 212.3811 | 89.5258 | 27.5406 | 31.1505 | 31.1505 | 72.212 | 146.6678 | 197.079 | 143.6584 | 306.6505 | 190.8339 | 116.3244 | 271.7226 | 244.4847 | 157.2458 | 151.8097 | 389.964 | 187.9087 | 191.1425 | 93.0976 | 88.0585 | 193.3672 | 211.553 | 77.595 | 88.0585 | 88.0585 | 151.7802 | 93.0976 | 93.0976 | 93.0976 | 171.3959 | 173.2636 | 170.8369 | 137.5881 | 137.5881 | 106.9258 | 176.328 | 450.9702 | 160.9523 | 107.6683 | 578.7867 | 181.7515 | 107.6683 | 395.4824 | 908.7344 | 146.8817 | 547.5798 | 402.2234 | 181.7515 | 108.6386 | 65.0786 | 220.7255 | 56.0627 | 56.0627 | 56.0627 | 169.7414 | 200.8088 | 76.264 | 131.2109 | 229.1699 | 218.5046 | 121.3261 | 121.3261 | 128.6109 | 382.206 | 56.0627 | 422.391 | 230.829 | 388.6888 | 145.9875 | 121.3479 | 333.6116 | 98.0169 | 185.4668 | 98.0169 | 244.5901 | 83.6859 | 113.3497 | 68.2568 | 68.2568 | 83.6859 | 330.1859 | 282.6127 | 153.5995 | 210.1344 | 121.1016 | 83.6859 | 794.0554 | 194.4072 | 205.8913 | 470.606 | 740.2525 | 93.6488 | 102.4752 | 166.726 | 345.2638 | 102.4752 | 60.2852 | 136.0449 | 107.599 | 97.3708 | 115.2072 | 58.0083 | 58.0083 | 94.8602 | 55.8845 | 158.9876 | 244.8592 | 112.822 | 185.4668 | 104.8698 | 223.8394 | 187.6558 | 112.822 | 104.8698 | 85.329 | 253.496 | 184.3127 | 54.3183 | 30.702 | 385.544 | 81.2847 | 274.7805 | 82.058 | 381.2578 | 895.5366 | 45.5 | 289.0576 | 253.496 | 365.699 | 82.058 | 33.4966 | 354.8614 | 277.2826 | 204.4084 | 215.6437 | 0 | 88.0585 | 157.7257 | 426.4657 | 0 | 93.6488 | 124.6444 | 193.3672 | 83.8998 | 128.0717 | 194.508 | 81.7122 | 0 | 0 | 0 | 0 | 0 | 0 | 0 | 0 | 89.5258 | 0 | 163.9135 | 215.975 | 236.0109 | 156.3809 | 0 | 170.4163 | 53.0657 | 45.0844 | 24.7189 | 739.8374 | 40.4952 | 120.3294 | 52.5183 | 52.5183 | 96.8386 | 33.8786 | 53.0657 | 40.4952 | 36.7252 | 36.7252 | 62.1345 | 0 | 0 | 0 | 0 | 33.8786 | 33.8786 | 33.8786 | 55.3614 | 36.7252 | 118.2676 | 0 | 0 | 23.8076 | 0 | 0 | 0 | 104.221 | 46.4515 | 130.5219 | 59.3096 | 57.2798 | 23.8076 | 126.9992 | 165.0202 | 36.6044 | 163.3693 | 135.6543 | 577.3299 | 118.4349 | 114.7298 | 140.8668 | 22.5109 | 27.4335 | 27.4335 | 22.5109 | 48.985 | 82.1028 | 185.4089 | 1716.3479 | 138.3214 | 82.1028 | 77.4601 | 158.2275 | 108.3096 | 93.5474 | 90.652 | 77.4601 | 164.7584 | 70.6011 | 46.4515 | 46.4515 | 158.5185 | 106.856 | 0 | 0 | 0 | 27.4335 | 27.4335 | 30.8326 | 0 | 0 | 0 | 0 | 0 | 0 | 22.5109 | 46.4515 | 154.2156 | 27.4335 | 34.9311 | 70.7815 | 0 | 0 | 0 | 0 | 0 | 0 | 0 | 0 | 0 | 0 | 0 | 0 | 0 | 0 | 0 | 0 | 0 | 0 | 0 | 0 | 0 | 0 | 0 | 0 | 0 | 0 | 0 | 0 | 0 | 0 | 0 | 0 | 0 | 0 | 0 | 0 | 0 | 0 | 0 | 0 | 0 | 0 | 0 | 0 | 0 | 0 | 0 | 0 | 0 | 0 | 0 | 0 | 0 | 0 | 0 | 0 | 0 | 0 | 0 | 0 | 0 | 0 | 0 | 0 | 0 | 0 | 0 | 0 | 0 | 0 | 0 | 0 | 0 | 0 | 0 | 0 | 0 | 0 | 0 | 0 | 0 | 0 | 0 | 0 | 0 | 0 | 0 | 0 | 0 | 0 | 0 | 0 | 0 | 0 | 0 | 0 | 0 | 0 | 0 | 0 | 0 | 0 | 0 | 0 | 0 | 0 | 0 | 0 | 0 | 2017-01-23 22:00
t0552 | 0 | 129.7308 | 338.989 | 152.0805 | 38.3329 | 265.9633 | 38.3329 | 627.7075 | 61.9563 | 61.9563 | 1955.8748 | 66.5726 | 84.6524 | 352.7812 | 424.6428 | 62.9158 | 77.2052 | 361.7284 | 225.6724 | 378.6927 | 0 | 0 | 421.0032 | 37.5338 | 37.5338 | 37.5338 | 87.8582 | 167.4412 | 291.9974 | 127.8495 | 344.7522 | 89.3171 | 256.3949 | 234.0693 | 284.3691 | 274.5616 | 146.8467 | 634.4261 | 384.2286 | 101.4669 | 235.4824 | 281.6002 | 115.2681 | 244.6463 | 458.145 | 115.2681 | 46.5788 | 302.8187 | 821.8425 | 174.2752 | 186.7318 | 98.8898 | 191.7439 | 46.5788 | 178.612 | 305.7028 | 104.1526 | 351.6423 | 36.3483 | 193.1791 | 36.3483 | 115.2681 | 167.4412 | 65.6687 | 458.145 | 0 | 0 | 0 | 0 | 0 | 0 | 0 | 0 | 168.3216 | 0 | 0 | 0 | 0 | 261.3784 | 291.3048 | 27.9916 | 32.4432 | 231.0487 | 156.8319 | 12.1975 | 82.7343 | 93.129 | 269.5665 | 156.6526 | 213.716 | 94.8536 | 27.9916 | 269.2497 | 44.9411 | 258.465 | 124.9336 | 159.752 | 48.0364 | 90.4796 | 480.9072 | 22.3884 | 153.9289 | 151.2649 | 12.1975 | 12.1975 | 63.0408 | 121.2285 | 64.5718 | 127.9228 | 155.1421 | 81.5828 | 75.0924 | 602.9983 | 109.1812 | 82.7343 | 77.712 | 77.712 | 33.0172 | 46.4232 | 602.9983 | 361.6758 | 147.966 | 0 | 0 | 0 | 78.2266 | 93.129 | 75.6791 | 350.1035 | 90.4796 | 0 | 66.9512 | 46.4232 | 12.1975 | 62.2422 | 25.2785 | 0 | 0 | 0 | 86.931 | 0 | 0 | 137.4898 | 0 | 30.7131 | 0 | 0 | 202.4114 | 87.5933 | 25.2785 | 29.4076 | 29.4076 | 65.8871 | 136.5144 | 182.6966 | 134.6691 | 293.1047 | 183.3196 | 110.0616 | 258.4248 | 230.6847 | 145.8635 | 143.4591 | 367.0665 | 179.2906 | 175.6069 | 89.7297 | 84.3401 | 183.0099 | 195.5473 | 72.3256 | 84.3401 | 84.3401 | 140.3362 | 89.7297 | 89.7297 | 89.7297 | 158.9995 | 166.0316 | 157.2959 | 128.404 | 128.404 | 99.7008 | 162.847 | 430.1794 | 157.6838 | 98.7716 | 547.9621 | 173.399 | 98.7716 | 360.5321 | 863.744 | 134.3834 | 510.8808 | 379.7155 | 173.399 | 101.7878 | 60.9982 | 202.1247 | 53.3491 | 53.3491 | 53.3491 | 156.8252 | 183.5882 | 69.1394 | 129.0831 | 217.8657 | 210.96 | 117.9091 | 117.9091 | 121.6166 | 374.3991 | 53.3491 | 393.5706 | 221.7728 | 372.7889 | 140.4914 | 115.4261 | 307.941 | 92.6853 | 182.5552 | 92.6853 | 232.1154 | 78.0881 | 109.1682 | 65.6687 | 65.6687 | 78.0881 | 326.9663 | 276.3959 | 145.2815 | 196.5605 | 118.0562 | 78.0881 | 791.6143 | 186.0944 | 193.5087 | 444.123 | 701.8861 | 89.6622 | 98.6038 | 153.5626 | 326.1945 | 98.6038 | 56.7381 | 128.2875 | 104.0398 | 92.4336 | 107.118 | 55.3845 | 55.3845 | 91.1287 | 52.3119 | 151.2816 | 234.6439 | 106.3967 | 182.5552 | 99.3272 | 209.9917 | 179.8955 | 106.3967 | 99.3272 | 78.8252 | 236.4917 | 177.4753 | 52.9647 | 28.3804 | 366.0169 | 76.0824 | 255.9021 | 76.5509 | 361.9844 | 865.941 | 42.9194 | 268.1457 | 236.4917 | 341.9951 | 76.5509 | 30.7131 | 365.9516 | 258.44 | 198.6552 | 213.2802 | 0 | 84.3401 | 149.8183 | 411.1448 | 0 | 89.6622 | 117.9136 | 183.0099 | 79.5387 | 116.4141 | 185.5744 | 75.7126 | 0 | 0 | 0 | 0 | 0 | 0 | 0 | 0 | 87.5933 | 0 | 158.0132 | 216.4901 | 221.139 | 148.01 | 0 | 157.7505 | 47.1976 | 41.9463 | 22.3884 | 673.8292 | 38.3804 | 110.6883 | 47.666 | 47.666 | 85.5256 | 30.9018 | 47.1976 | 38.3804 | 33.7228 | 33.7228 | 57.3184 | 0 | 0 | 0 | 0 | 30.9018 | 30.9018 | 30.9018 | 51.2303 | 33.7228 | 109.8528 | 0 | 0 | 22.0669 | 0 | 0 | 0 | 96.1417 | 45.1627 | 121.1571 | 58.7178 | 53.3756 | 22.0669 | 122.2568 | 151.321 | 34.0871 | 158.2778 | 128.018 | 551.8603 | 112.3618 | 108.9801 | 132.7528 | 21.3491 | 26.0661 | 26.0661 | 21.3491 | 44.7805 | 76.7001 | 173.3669 | 1618.6426 | 125.2986 | 76.7001 | 72.7927 | 145.9503 | 98.9137 | 84.9072 | 82.2913 | 72.7927 | 150.5573 | 66.0678 | 45.1627 | 45.1627 | 146.9799 | 98.3848 | 0 | 0 | 0 | 26.0661 | 26.0661 | 28.3489 | 0 | 0 | 0 | 0 | 0 | 0 | 21.3491 | 45.1627 | 142.801 | 26.0661 | 32.9724 | 64.5882 | 0 | 0 | 0 | 0 | 0 | 0 | 0 | 0 | 0 | 0 | 0 | 0 | 0 | 0 | 0 | 0 | 0 | 0 | 0 | 0 | 0 | 0 | 0 | 0 | 0 | 0 | 0 | 0 | 0 | 0 | 0 | 0 | 0 | 0 | 0 | 0 | 0 | 0 | 0 | 0 | 0 | 0 | 0 | 0 | 0 | 0 | 0 | 0 | 0 | 0 | 0 | 0 | 0 | 0 | 0 | 0 | 0 | 0 | 0 | 0 | 0 | 0 | 0 | 0 | 0 | 0 | 0 | 0 | 0 | 0 | 0 | 0 | 0 | 0 | 0 | 0 | 0 | 0 | 0 | 0 | 0 | 0 | 0 | 0 | 0 | 0 | 0 | 0 | 0 | 0 | 0 | 0 | 0 | 0 | 0 | 0 | 0 | 0 | 0 | 0 | 0 | 0 | 0 | 0 | 0 | 0 | 0 | 0 | 0 | 2017-01-23 23:00
t0553 | 0 | 127.4949 | 323.5834 | 148.8011 | 36.0132 | 252.2962 | 36.0132 | 641.0192 | 59.669 | 59.669 | 1926.3017 | 62.1222 | 82.1619 | 350.0186 | 417.0508 | 61.7033 | 74.1989 | 350.1823 | 217.0756 | 376.295 | 0 | 0 | 403.8711 | 36.2262 | 36.2262 | 36.2262 | 86.1617 | 163.5495 | 290.0624 | 123.8946 | 335.3807 | 85.6359 | 253.1338 | 231.6941 | 275.9033 | 264.2715 | 143.4599 | 642.6546 | 383.5771 | 99.0478 | 234.7647 | 274.3679 | 113.3453 | 240.3535 | 459.2601 | 113.3453 | 45.3222 | 295.7434 | 807.1236 | 172.2847 | 181.3399 | 95.1118 | 188.7102 | 45.3222 | 174.1301 | 302.8774 | 101.8857 | 340.6766 | 34.6831 | 191.5802 | 34.6831 | 113.3453 | 163.5495 | 63.876 | 459.2601 | 0 | 0 | 0 | 0 | 0 | 0 | 0 | 0 | 163.7129 | 0 | 0 | 0 | 0 | 254.6844 | 281.5518 | 27.0555 | 30.1484 | 217.5148 | 150.1104 | 11.5155 | 78.2717 | 88.1278 | 260.0348 | 152.2174 | 207.6587 | 88.47 | 27.0555 | 254.8501 | 42.4481 | 247.5979 | 118.1691 | 153.3565 | 45.6333 | 86.1906 | 458.6635 | 20.6077 | 147.5741 | 142.8541 | 11.5155 | 11.5155 | 59.1537 | 117.8832 | 61.4358 | 121.5264 | 150.2748 | 75.8389 | 68.4288 | 562.2484 | 100.6752 | 78.2717 | 74.2997 | 74.2997 | 31.3002 | 42.7851 | 562.2484 | 341.7638 | 142.4323 | 0 | 0 | 0 | 74.9259 | 88.1278 | 72.5833 | 332.9329 | 86.1906 | 0 | 64.1719 | 42.7851 | 11.5155 | 58.4568 | 23.5992 | 0 | 0 | 0 | 83.6615 | 0 | 0 | 131.6859 | 0 | 28.6005 | 0 | 0 | 195.2365 | 86.3169 | 23.5992 | 28.1247 | 28.1247 | 61.0523 | 129.0142 | 172.1911 | 128.0067 | 283.9779 | 178.0417 | 105.5524 | 248.8462 | 221.3585 | 137.5068 | 137.3829 | 352.707 | 173.1955 | 164.1034 | 87.4987 | 81.7547 | 175.7661 | 183.6417 | 68.4547 | 81.7547 | 81.7547 | 132.106 | 87.4987 | 87.4987 | 87.4987 | 149.901 | 161.059 | 147.3536 | 121.6513 | 121.6513 | 94.4198 | 153.3382 | 415.5934 | 155.7428 | 92.2584 | 530.3799 | 167.6708 | 92.2584 | 336.9393 | 836.1226 | 125.0782 | 485.376 | 363.7638 | 167.6708 | 96.9218 | 58.0152 | 188.1969 | 51.3829 | 51.3829 | 51.3829 | 147.2072 | 171.1866 | 63.7999 | 127.7302 | 209.7537 | 205.7256 | 115.638 | 115.638 | 116.6541 | 369.2494 | 51.3829 | 372.8862 | 215.4283 | 361.6006 | 136.6347 | 111.104 | 290.3897 | 88.8402 | 180.9389 | 88.8402 | 223.4906 | 74.0742 | 106.3891 | 63.876 | 63.876 | 74.0742 | 325.7249 | 272.4959 | 139.476 | 186.9381 | 116.1185 | 74.0742 | 792.7988 | 180.2025 | 185.1425 | 426.301 | 679.0791 | 86.8419 | 95.8979 | 143.8983 | 312.7289 | 95.8979 | 54.1042 | 122.7329 | 101.6 | 88.8743 | 101.1688 | 53.5466 | 53.5466 | 88.577 | 49.7167 | 146.323 | 227.7221 | 101.7207 | 180.9389 | 95.4091 | 200.3892 | 174.3933 | 101.7207 | 95.4091 | 73.9581 | 224.8395 | 172.8057 | 52.0279 | 26.6231 | 351.8661 | 72.2472 | 242.2279 | 72.4925 | 347.8202 | 847.6337 | 40.9962 | 252.3398 | 224.8395 | 325.4539 | 72.4925 | 28.6005 | 375.8088 | 244.7548 | 195.0007 | 212.1346 | 0 | 81.7547 | 144.0088 | 403.7233 | 0 | 86.8419 | 113.115 | 175.7661 | 76.6061 | 107.5431 | 179.1213 | 71.2922 | 0 | 0 | 0 | 0 | 0 | 0 | 0 | 0 | 86.3169 | 0 | 153.9032 | 217.4814 | 210.8878 | 142.3173 | 0 | 148.4354 | 42.7893 | 39.616 | 20.6077 | 626.7012 | 36.8405 | 103.8509 | 44.0225 | 44.0225 | 77.0311 | 28.6926 | 42.7893 | 36.8405 | 31.4481 | 31.4481 | 53.7055 | 0 | 0 | 0 | 0 | 28.6926 | 28.6926 | 28.6926 | 48.1609 | 31.4481 | 103.6167 | 0 | 0 | 20.8507 | 0 | 0 | 0 | 90.153 | 44.3077 | 114.3688 | 58.5163 | 50.4981 | 20.8507 | 118.9142 | 141.6546 | 32.1991 | 154.9005 | 122.5953 | 535.0223 | 107.9864 | 104.8513 | 126.8979 | 20.5168 | 25.0797 | 25.0797 | 20.5168 | 41.671 | 72.7906 | 164.5186 | 1556.535 | 115.7663 | 72.7906 | 69.4539 | 137.6279 | 91.9783 | 78.3762 | 76.0993 | 69.4539 | 140.1834 | 62.8933 | 44.3077 | 44.3077 | 138.4381 | 92.3437 | 0 | 0 | 0 | 25.0797 | 25.0797 | 26.5072 | 0 | 0 | 0 | 0 | 0 | 0 | 20.5168 | 44.3077 | 134.5736 | 25.0797 | 31.5526 | 59.9282 | 0 | 0 | 0 | 0 | 0 | 0 | 0 | 0 | 0 | 0 | 0 | 0 | 0 | 0 | 0 | 0 | 0 | 0 | 0 | 0 | 0 | 0 | 0 | 0 | 0 | 0 | 0 | 0 | 0 | 0 | 0 | 0 | 0 | 0 | 0 | 0 | 0 | 0 | 0 | 0 | 0 | 0 | 0 | 0 | 0 | 0 | 0 | 0 | 0 | 0 | 0 | 0 | 0 | 0 | 0 | 0 | 0 | 0 | 0 | 0 | 0 | 0 | 0 | 0 | 0 | 0 | 0 | 0 | 0 | 0 | 0 | 0 | 0 | 0 | 0 | 0 | 0 | 0 | 0 | 0 | 0 | 0 | 0 | 0 | 0 | 0 | 0 | 0 | 0 | 0 | 0 | 0 | 0 | 0 | 0 | 0 | 0 | 0 | 0 | 0 | 0 | 0 | 0 | 0 | 0 | 0 | 0 | 0 | 0 | 2017-01-24
t0554 | 0 | 125.7001 | 315.6037 | 146.1234 | 34.8186 | 245.3161 | 34.8186 | 639.2387 | 58.6835 | 58.6835 | 1920.3003 | 60.0863 | 80.3238 | 346.3674 | 410.0585 | 60.5421 | 72.3768 | 342.7599 | 211.9002 | 371.5071 | 0 | 0 | 395.0055 | 35.359 | 35.359 | 35.359 | 84.7117 | 160.6199 | 286.4733 | 122.8266 | 330.1175 | 83.5963 | 249.3768 | 228.4273 | 270.0038 | 258.1094 | 140.6499 | 639.582 | 380.7306 | 97.1762 | 232.1423 | 269.6119 | 111.6079 | 236.5758 | 458.3999 | 111.6079 | 44.3034 | 290.2915 | 794.2678 | 169.8009 | 178.1255 | 92.7504 | 185.7151 | 44.3034 | 170.6642 | 298.6938 | 99.9516 | 334.3993 | 33.7096 | 189.0336 | 33.7096 | 111.6079 | 160.6199 | 62.632 | 458.3999 | 0 | 0 | 0 | 0 | 0 | 0 | 0 | 0 | 160.3838 | 0 | 0 | 0 | 0 | 249.9788 | 275.1341 | 26.3813 | 28.8782 | 210.887 | 145.8239 | 11.1272 | 75.6989 | 85.0796 | 254.4951 | 149.1896 | 203.383 | 85.2117 | 26.3813 | 248.4754 | 40.9877 | 241.4773 | 114.2453 | 149.1595 | 44.1721 | 83.5937 | 447.138 | 19.675 | 143.5616 | 138.1381 | 11.1272 | 11.1272 | 57.1438 | 115.4476 | 59.5587 | 117.7539 | 147.0224 | 73.5544 | 66.3732 | 546.5003 | 96.309 | 75.6989 | 72.1357 | 72.1357 | 30.2902 | 41.0517 | 546.5003 | 332.6548 | 138.5989 | 0 | 0 | 0 | 72.7613 | 85.0796 | 70.5856 | 323.3364 | 83.5937 | 0 | 62.3701 | 41.0517 | 11.1272 | 56.6597 | 22.7588 | 0 | 0 | 0 | 81.615 | 0 | 0 | 128.2855 | 0 | 27.4569 | 0 | 0 | 190.6019 | 84.9093 | 22.7588 | 27.3413 | 27.3413 | 58.4315 | 124.9556 | 166.9154 | 124.1311 | 278.9407 | 174.3679 | 102.9169 | 242.8327 | 217.2742 | 133.2038 | 133.7631 | 348.9818 | 169.3864 | 158.372 | 86.0646 | 80.1076 | 171.9261 | 177.3607 | 66.378 | 80.1076 | 80.1076 | 128.3138 | 86.0646 | 86.0646 | 86.0646 | 145.2193 | 157.9624 | 142.4999 | 117.978 | 117.978 | 91.6303 | 149.3789 | 406.7388 | 153.7515 | 89.1922 | 528.8615 | 164.4339 | 89.1922 | 330.3433 | 827.9443 | 120.4537 | 474.4398 | 355.1888 | 164.4339 | 94.5121 | 56.3614 | 181.081 | 50.1165 | 50.1165 | 50.1165 | 142.1285 | 165.8917 | 61.1989 | 125.775 | 204.7486 | 201.7566 | 113.7222 | 113.7222 | 113.9163 | 363.2422 | 50.1165 | 362.782 | 211.0279 | 354.0239 | 133.8513 | 108.279 | 284.2774 | 86.597 | 178.755 | 86.597 | 218.9236 | 72.0941 | 104.6229 | 62.632 | 62.632 | 72.0941 | 322.619 | 268.5733 | 136.45 | 182.2948 | 114.4144 | 72.0941 | 786.8248 | 176.2799 | 181.7044 | 418.6283 | 674.5494 | 84.967 | 93.9704 | 139.1705 | 305.5134 | 93.9704 | 52.5033 | 119.6779 | 99.7275 | 86.692 | 98.0278 | 52.4181 | 52.4181 | 86.9243 | 48.3282 | 144.2972 | 223.6019 | 98.9993 | 178.755 | 93.227 | 196.0325 | 170.6254 | 98.9993 | 93.227 | 71.3431 | 220.1903 | 169.6201 | 51.073 | 25.6354 | 343.0439 | 70.0863 | 235.3266 | 70.2737 | 338.6064 | 837.0105 | 39.7872 | 243.2969 | 220.1903 | 318.023 | 70.2737 | 27.4569 | 375.9397 | 237.7244 | 192.1972 | 209.7078 | 0 | 80.1076 | 140.2115 | 403.9864 | 0 | 84.967 | 110.408 | 171.9261 | 75.2428 | 102.8963 | 174.8389 | 69.0042 | 0 | 0 | 0 | 0 | 0 | 0 | 0 | 0 | 84.9093 | 0 | 150.8728 | 215.5419 | 206.4351 | 139.6179 | 0 | 143.6817 | 40.7806 | 38.3353 | 19.675 | 607.9204 | 35.8875 | 101.0215 | 42.2235 | 42.2235 | 73.2596 | 27.6269 | 40.7806 | 35.8875 | 30.2147 | 30.2147 | 51.7642 | 0 | 0 | 0 | 0 | 27.6269 | 27.6269 | 27.6269 | 46.5359 | 30.2147 | 100.2564 | 0 | 0 | 20.3513 | 0 | 0 | 0 | 87.0776 | 43.5775 | 111.0279 | 58.035 | 48.9392 | 20.3513 | 116.4583 | 137.8546 | 31.1175 | 152.3491 | 119.6726 | 526.3478 | 105.3311 | 102.3288 | 123.6131 | 20.023 | 24.4662 | 24.4662 | 20.023 | 40.1744 | 70.7684 | 159.6347 | 1537.6873 | 111.5994 | 70.7684 | 67.6963 | 134.9059 | 88.6869 | 75.0643 | 73.2127 | 67.6963 | 135.4625 | 61.4333 | 43.5775 | 43.5775 | 133.9141 | 89.7554 | 0 | 0 | 0 | 24.4662 | 24.4662 | 25.5796 | 0 | 0 | 0 | 0 | 0 | 0 | 20.023 | 43.5775 | 130.6991 | 24.4662 | 30.7282 | 57.5465 | 0 | 0 | 0 | 0 | 0 | 0 | 0 | 0 | 0 | 0 | 0 | 0 | 0 | 0 | 0 | 0 | 0 | 0 | 0 | 0 | 0 | 0 | 0 | 0 | 0 | 0 | 0 | 0 | 0 | 0 | 0 | 0 | 0 | 0 | 0 | 0 | 0 | 0 | 0 | 0 | 0 | 0 | 0 | 0 | 0 | 0 | 0 | 0 | 0 | 0 | 0 | 0 | 0 | 0 | 0 | 0 | 0 | 0 | 0 | 0 | 0 | 0 | 0 | 0 | 0 | 0 | 0 | 0 | 0 | 0 | 0 | 0 | 0 | 0 | 0 | 0 | 0 | 0 | 0 | 0 | 0 | 0 | 0 | 0 | 0 | 0 | 0 | 0 | 0 | 0 | 0 | 0 | 0 | 0 | 0 | 0 | 0 | 0 | 0 | 0 | 0 | 0 | 0 | 0 | 0 | 0 | 0 | 0 | 0 | 2017-01-24 01:00
t0555 | 0 | 128.2643 | 311.9675 | 149.2371 | 34.0038 | 241.1697 | 34.0038 | 681.025 | 57.903 | 57.903 | 1917.1059 | 57.7816 | 81.6184 | 356.718 | 420.5712 | 62.229 | 72.5104 | 345.5617 | 212.2966 | 385.7419 | 0 | 0 | 391.811 | 35.6713 | 35.6713 | 35.6713 | 86.6563 | 163.4723 | 297.0439 | 120.3855 | 331.6055 | 83.2051 | 257.1308 | 236.2606 | 273.5149 | 258.5942 | 143.7691 | 674.9292 | 393.7992 | 99.0169 | 241.62 | 272.7052 | 114.3437 | 242.1942 | 471.5848 | 114.3437 | 45.2485 | 295.7425 | 812.9681 | 175.3348 | 179.1916 | 93.124 | 190.8257 | 45.2485 | 173.8855 | 309.2523 | 102.281 | 335.3991 | 33.5725 | 195.8298 | 33.5725 | 114.3437 | 163.4723 | 63.4708 | 471.5848 | 0 | 0 | 0 | 0 | 0 | 0 | 0 | 0 | 162.8391 | 0 | 0 | 0 | 0 | 253.5727 | 277.5687 | 26.7532 | 28.1725 | 205.4727 | 146.3128 | 10.9934 | 74.9566 | 84.6451 | 254.8481 | 151.0322 | 206.2263 | 82.6906 | 26.7532 | 241.5793 | 40.6022 | 240.4544 | 113.1673 | 150.1121 | 44.02 | 83.3898 | 441.7281 | 18.9476 | 144.0407 | 136.3333 | 10.9934 | 10.9934 | 55.7741 | 117.2563 | 59.327 | 117.0744 | 148.5474 | 69.6847 | 60.0946 | 518.4394 | 92.6678 | 74.9566 | 72.3178 | 72.3178 | 30.0754 | 39.1726 | 518.4394 | 323.6021 | 140.0917 | 0 | 0 | 0 | 73.1662 | 84.6451 | 70.9341 | 320.3937 | 83.3898 | 0 | 62.6829 | 39.1726 | 10.9934 | 54.9645 | 22.0626 | 0 | 0 | 0 | 81.9721 | 0 | 0 | 128.0385 | 0 | 26.7633 | 0 | 0 | 191.9539 | 87.5439 | 22.0626 | 27.3425 | 27.3425 | 56.7654 | 123.0319 | 163.0876 | 123.3249 | 279.3388 | 176.6663 | 102.774 | 243.9946 | 213.8147 | 130.4205 | 133.6362 | 337.8419 | 170.378 | 153.5905 | 86.9973 | 80.7658 | 170.8899 | 173.5084 | 65.3797 | 80.7658 | 80.7658 | 124.4554 | 86.9973 | 86.9973 | 86.9973 | 142.1851 | 159.1353 | 138.2409 | 116.3996 | 116.3996 | 90.1857 | 143.9396 | 408.5182 | 157.8895 | 86.0499 | 509.9875 | 164.6535 | 86.0499 | 308.3731 | 812.0178 | 116.407 | 462.0595 | 352.7274 | 164.6535 | 92.9982 | 55.8222 | 175.5014 | 50.4363 | 50.4363 | 50.4363 | 139.0045 | 158.5382 | 58.5956 | 130.376 | 205.5065 | 205.3793 | 116.2721 | 116.2721 | 113.3852 | 375.0607 | 50.4363 | 355.2453 | 213.781 | 358.0853 | 135.8931 | 109.0434 | 271.5616 | 86.4421 | 184.453 | 86.4421 | 217.9586 | 70.7113 | 105.6858 | 63.4708 | 63.4708 | 70.7113 | 334.0524 | 275.9038 | 135.4703 | 178.9198 | 117.0988 | 70.7113 | 818.7895 | 178.058 | 177.8029 | 411.7702 | 655.9307 | 85.8231 | 95.3439 | 135.0665 | 303.493 | 95.3439 | 52.4158 | 118.9063 | 101.5821 | 86.9296 | 96.294 | 52.6956 | 52.6956 | 87.7934 | 47.7256 | 142.6794 | 224.8555 | 98.671 | 184.453 | 92.9212 | 192.2842 | 172.6538 | 98.671 | 92.9212 | 69.858 | 213.7762 | 171.8025 | 52.5985 | 25.2001 | 344.3036 | 69.4286 | 230.7821 | 69.3389 | 340.6851 | 844.5227 | 39.8475 | 240.0129 | 213.7762 | 311.002 | 69.3389 | 26.7633 | 401.5108 | 233.5139 | 195.8174 | 217.476 | 0 | 80.7658 | 141.1337 | 397.4375 | 0 | 85.8231 | 110.0412 | 170.8899 | 74.4796 | 99.3693 | 176.3932 | 67.5315 | 0 | 0 | 0 | 0 | 0 | 0 | 0 | 0 | 87.5439 | 0 | 153.3638 | 226.2678 | 201.9055 | 138.1353 | 0 | 140.3824 | 38.1085 | 37.7751 | 18.9476 | 576.3425 | 35.9795 | 96.9423 | 40.5133 | 40.5133 | 67.7703 | 26.5701 | 38.1085 | 35.9795 | 29.4854 | 29.4854 | 50.6386 | 0 | 0 | 0 | 0 | 26.5701 | 26.5701 | 26.5701 | 45.5724 | 29.4854 | 98.551 | 0 | 0 | 19.6636 | 0 | 0 | 0 | 84.898 | 44.5738 | 108.4551 | 59.9483 | 48.2251 | 19.6636 | 118.3403 | 131.5134 | 30.7693 | 155.102 | 118.8331 | 525.8426 | 105.5337 | 102.6179 | 122.9031 | 20.0344 | 24.5615 | 24.5615 | 20.0344 | 38.7044 | 69.6549 | 157.8347 | 1496.5714 | 105.864 | 69.6549 | 66.9616 | 128.4589 | 85.2798 | 72.1941 | 69.9292 | 66.9616 | 129.9399 | 60.1743 | 44.5738 | 44.5738 | 131.3236 | 86.3715 | 0 | 0 | 0 | 24.5615 | 24.5615 | 24.8421 | 0 | 0 | 0 | 0 | 0 | 0 | 20.0344 | 44.5738 | 127.0892 | 24.5615 | 30.6372 | 55.6214 | 0 | 0 | 0 | 0 | 0 | 0 | 0 | 0 | 0 | 0 | 0 | 0 | 0 | 0 | 0 | 0 | 0 | 0 | 0 | 0 | 0 | 0 | 0 | 0 | 0 | 0 | 0 | 0 | 0 | 0 | 0 | 0 | 0 | 0 | 0 | 0 | 0 | 0 | 0 | 0 | 0 | 0 | 0 | 0 | 0 | 0 | 0 | 0 | 0 | 0 | 0 | 0 | 0 | 0 | 0 | 0 | 0 | 0 | 0 | 0 | 0 | 0 | 0 | 0 | 0 | 0 | 0 | 0 | 0 | 0 | 0 | 0 | 0 | 0 | 0 | 0 | 0 | 0 | 0 | 0 | 0 | 0 | 0 | 0 | 0 | 0 | 0 | 0 | 0 | 0 | 0 | 0 | 0 | 0 | 0 | 0 | 0 | 0 | 0 | 0 | 0 | 0 | 0 | 0 | 0 | 0 | 0 | 0 | 0 | 2017-01-24 02:00
t0556 | 0 | 130.6662 | 314.6176 | 152.1114 | 34.1675 | 242.8056 | 34.1675 | 703.0365 | 58.3292 | 58.3292 | 1937.4582 | 57.7428 | 83.0715 | 364.4291 | 429.2379 | 63.5642 | 73.462 | 350.769 | 215.075 | 395.179 | 0 | 0 | 395.5444 | 36.2227 | 36.2227 | 36.2227 | 88.3662 | 166.428 | 304.1703 | 120.9316 | 336.0787 | 84.1063 | 262.8565 | 241.7551 | 278.084 | 261.9709 | 146.5928 | 694.729 | 402.8083 | 100.8518 | 247.7025 | 277.0539 | 116.6481 | 247.0202 | 481.373 | 116.6481 | 46.1325 | 301.1988 | 829.123 | 179.3195 | 181.721 | 94.417 | 194.8651 | 46.1325 | 177.1146 | 316.544 | 104.3241 | 339.8055 | 33.9522 | 200.4791 | 33.9522 | 116.6481 | 166.428 | 64.532 | 481.373 | 0 | 0 | 0 | 0 | 0 | 0 | 0 | 0 | 165.6745 | 0 | 0 | 0 | 0 | 257.8805 | 281.8418 | 27.2156 | 28.3142 | 206.2577 | 148.3445 | 11.0912 | 75.6773 | 85.6066 | 258.1014 | 153.5085 | 209.7287 | 82.9233 | 27.2156 | 242.2358 | 41.0023 | 243.109 | 114.2725 | 152.3403 | 44.5382 | 84.3903 | 445.4037 | 18.9602 | 146.0278 | 137.4895 | 11.0912 | 11.0912 | 56.034 | 119.3142 | 60.0107 | 118.3511 | 150.9001 | 69.2518 | 58.712 | 515.3967 | 92.6894 | 75.6773 | 73.3041 | 73.3041 | 30.3919 | 39.0579 | 515.3967 | 324.5789 | 142.3744 | 0 | 0 | 0 | 74.2388 | 85.6066 | 71.9529 | 323.471 | 84.3903 | 0 | 63.5869 | 39.0579 | 11.0912 | 55.0908 | 22.1149 | 0 | 0 | 0 | 83.1181 | 0 | 0 | 129.563 | 0 | 26.886 | 0 | 0 | 194.8062 | 89.499 | 22.1149 | 27.6901 | 27.6901 | 56.9701 | 123.962 | 163.8736 | 124.6327 | 282.8476 | 179.62 | 104.0113 | 247.4354 | 215.2157 | 131.1497 | 135.2767 | 337.9381 | 172.8198 | 153.9699 | 88.361 | 81.9788 | 172.6399 | 174.4599 | 65.8774 | 81.9788 | 81.9788 | 124.7182 | 88.361 | 88.361 | 88.361 | 142.9797 | 161.4738 | 138.5798 | 117.353 | 117.353 | 90.8446 | 143.8814 | 414.1502 | 161.1718 | 86.0941 | 509.181 | 166.7323 | 86.0941 | 304.5791 | 815.9447 | 116.5653 | 463.5203 | 356.2663 | 166.7323 | 93.6417 | 56.3482 | 175.9283 | 51.1764 | 51.1764 | 51.1764 | 139.7565 | 158.0594 | 58.4961 | 133.513 | 208.3249 | 209.1231 | 118.5442 | 118.5442 | 114.6114 | 383.6187 | 51.1764 | 357.1518 | 217.3428 | 363.8739 | 138.2571 | 110.6738 | 270.5255 | 87.4724 | 188.577 | 87.4724 | 220.294 | 71.1294 | 107.3197 | 64.532 | 64.532 | 71.1294 | 341.8553 | 281.6999 | 136.8019 | 179.9989 | 119.4139 | 71.1294 | 839.1772 | 180.8622 | 178.617 | 414.3895 | 656.9961 | 87.1735 | 96.9806 | 135.4165 | 306.562 | 96.9806 | 53.0569 | 120.1291 | 103.4502 | 88.097 | 96.9411 | 53.4378 | 53.4378 | 89.1568 | 48.1249 | 143.8112 | 228.0056 | 99.8043 | 188.577 | 93.9672 | 193.3647 | 175.4757 | 99.8043 | 93.9672 | 70.269 | 214.1912 | 174.6339 | 53.7598 | 25.3856 | 349.0477 | 70.0933 | 232.1618 | 69.9105 | 345.6949 | 857.0349 | 40.3782 | 242.0551 | 214.1912 | 312.4418 | 69.9105 | 26.886 | 414.7409 | 235.0464 | 199.3865 | 222.6917 | 0 | 81.9788 | 143.229 | 399.5378 | 0 | 87.1735 | 111.2855 | 172.6399 | 75.1165 | 99.5206 | 179.1232 | 67.9017 | 0 | 0 | 0 | 0 | 0 | 0 | 0 | 0 | 89.499 | 0 | 156.0895 | 232.5716 | 202.8281 | 139.3036 | 0 | 141.07 | 37.7248 | 38.0732 | 18.9602 | 572.9029 | 36.4635 | 96.7694 | 40.4755 | 40.4755 | 66.8455 | 26.5609 | 37.7248 | 36.4635 | 29.6312 | 29.6312 | 50.9222 | 0 | 0 | 0 | 0 | 26.5609 | 26.5609 | 26.5609 | 45.8375 | 29.6312 | 99.2457 | 0 | 0 | 19.6723 | 0 | 0 | 0 | 85.262 | 45.451 | 108.9585 | 61.2964 | 48.6015 | 19.6723 | 120.4366 | 130.998 | 31.0516 | 157.9089 | 120.0238 | 531.9673 | 106.9217 | 103.9957 | 124.2046 | 20.2879 | 24.9008 | 24.9008 | 20.2879 | 38.7117 | 70.1568 | 159.239 | 1499.9746 | 105.2969 | 70.1568 | 67.5488 | 127.8099 | 85.2375 | 72.1941 | 69.7367 | 67.5488 | 129.7438 | 60.4884 | 45.451 | 45.451 | 132.1424 | 86.3077 | 0 | 0 | 0 | 24.9008 | 24.9008 | 24.9158 | 0 | 0 | 0 | 0 | 0 | 0 | 20.2879 | 45.451 | 127.4714 | 24.9008 | 30.9917 | 55.7101 | 0 | 0 | 0 | 0 | 0 | 0 | 0 | 0 | 0 | 0 | 0 | 0 | 0 | 0 | 0 | 0 | 0 | 0 | 0 | 0 | 0 | 0 | 0 | 0 | 0 | 0 | 0 | 0 | 0 | 0 | 0 | 0 | 0 | 0 | 0 | 0 | 0 | 0 | 0 | 0 | 0 | 0 | 0 | 0 | 0 | 0 | 0 | 0 | 0 | 0 | 0 | 0 | 0 | 0 | 0 | 0 | 0 | 0 | 0 | 0 | 0 | 0 | 0 | 0 | 0 | 0 | 0 | 0 | 0 | 0 | 0 | 0 | 0 | 0 | 0 | 0 | 0 | 0 | 0 | 0 | 0 | 0 | 0 | 0 | 0 | 0 | 0 | 0 | 0 | 0 | 0 | 0 | 0 | 0 | 0 | 0 | 0 | 0 | 0 | 0 | 0 | 0 | 0 | 0 | 0 | 0 | 0 | 0 | 0 | 2017-01-24 03:00
t0557 | 0 | 138.0716 | 330.1894 | 160.7228 | 35.7514 | 254.4948 | 35.7514 | 749.1688 | 61.2245 | 61.2245 | 2039.9798 | 60.2261 | 87.6672 | 385.8295 | 453.9308 | 67.2401 | 77.3042 | 369.6424 | 226.3349 | 418.9587 | 0 | 0 | 415.4789 | 38.1703 | 38.1703 | 38.1703 | 93.4035 | 175.735 | 322.3995 | 126.8233 | 354.027 | 88.3953 | 278.2831 | 256.1004 | 293.3131 | 275.695 | 154.9023 | 739.0026 | 426.873 | 106.509 | 262.7462 | 292.2114 | 123.3434 | 261.1562 | 509.7828 | 123.3434 | 48.7317 | 318.0931 | 876.527 | 189.899 | 191.4574 | 99.396 | 206.1563 | 48.7317 | 187.0363 | 335.3955 | 110.2644 | 357.7895 | 35.6787 | 212.4475 | 35.6787 | 123.3434 | 175.735 | 68.0787 | 509.7828 | 0 | 0 | 0 | 0 | 0 | 0 | 0 | 0 | 174.8343 | 0 | 0 | 0 | 0 | 272.1202 | 297.0167 | 28.706 | 29.6032 | 215.7522 | 156.1115 | 11.6324 | 79.4103 | 89.905 | 271.6296 | 161.9095 | 221.2655 | 86.6326 | 28.706 | 253.3614 | 43.0242 | 255.515 | 119.9158 | 160.4225 | 46.7974 | 88.6992 | 467.3804 | 19.7655 | 153.6858 | 144.1743 | 11.6324 | 11.6324 | 58.6215 | 125.9169 | 63.055 | 124.3043 | 159.082 | 72.0104 | 60.4218 | 536.1577 | 96.6204 | 79.4103 | 77.127 | 77.127 | 31.9097 | 40.6494 | 536.1577 | 339.4905 | 150.0583 | 0 | 0 | 0 | 78.1579 | 89.905 | 75.7483 | 339.5607 | 88.6992 | 0 | 66.9398 | 40.6494 | 11.6324 | 57.5734 | 23.1009 | 0 | 0 | 0 | 87.509 | 0 | 0 | 136.228 | 0 | 28.109 | 0 | 0 | 205.2141 | 94.7425 | 23.1009 | 29.1222 | 29.1222 | 59.5087 | 129.9395 | 171.5147 | 130.889 | 297.7386 | 189.4715 | 109.3791 | 260.5322 | 225.7504 | 137.3181 | 142.2585 | 353.4613 | 182.0285 | 160.856 | 93.1892 | 86.3958 | 181.4166 | 182.6 | 69.0639 | 86.3958 | 86.3958 | 130.3512 | 93.1892 | 93.1892 | 93.1892 | 149.7051 | 170.1574 | 144.8055 | 123.0725 | 123.0725 | 95.2293 | 150.2005 | 436.1113 | 170.522 | 89.8558 | 532.388 | 175.4907 | 89.8558 | 315.8971 | 855.7502 | 121.6724 | 485.0558 | 374.2713 | 175.4907 | 98.1848 | 59.1466 | 183.7375 | 53.9003 | 53.9003 | 53.9003 | 146.2666 | 164.6574 | 60.9231 | 141.4831 | 219.3094 | 220.808 | 125.2914 | 125.2914 | 120.459 | 406.2046 | 53.9003 | 374.0577 | 229.2602 | 383.6995 | 145.8992 | 116.5742 | 281.9723 | 91.9778 | 199.7036 | 91.9778 | 231.5878 | 74.5228 | 113.1678 | 68.0787 | 68.0787 | 74.5228 | 362.3072 | 298.0356 | 143.7248 | 188.6346 | 126.2484 | 74.5228 | 890.2917 | 190.6569 | 187.1435 | 434.6445 | 687.9716 | 91.8952 | 102.3305 | 141.513 | 322.0853 | 102.3305 | 55.7763 | 126.2023 | 109.2491 | 92.7209 | 101.5701 | 56.2823 | 56.2823 | 94.0009 | 50.4869 | 151.0378 | 240.1992 | 104.9035 | 199.7036 | 98.7922 | 202.6549 | 185.044 | 104.9035 | 98.7922 | 73.5562 | 224.0237 | 184.2248 | 56.891 | 26.5915 | 367.4234 | 73.5706 | 243.2044 | 73.3171 | 364.0372 | 903.7474 | 42.4747 | 253.7565 | 224.0237 | 327.2291 | 73.3171 | 28.109 | 442.219 | 246.3045 | 210.622 | 236.0561 | 0 | 86.3958 | 150.8425 | 419.55 | 0 | 91.8952 | 116.9913 | 181.4166 | 78.8894 | 103.8232 | 188.7565 | 71.0851 | 0 | 0 | 0 | 0 | 0 | 0 | 0 | 0 | 94.7425 | 0 | 164.7627 | 247.1074 | 212.4562 | 146.2759 | 0 | 147.634 | 39.0637 | 39.9134 | 19.7655 | 595.822 | 38.373 | 100.9219 | 42.1738 | 42.1738 | 69.0485 | 27.696 | 39.0637 | 38.373 | 30.988 | 30.988 | 53.2913 | 0 | 0 | 0 | 0 | 27.696 | 27.696 | 27.696 | 47.9879 | 30.988 | 103.9903 | 0 | 0 | 20.5504 | 0 | 0 | 0 | 89.1783 | 48.0421 | 114.0436 | 64.9398 | 50.9553 | 20.5504 | 127.1132 | 136.4512 | 32.5727 | 166.7631 | 126.0853 | 559.7627 | 112.5156 | 109.4592 | 130.4943 | 21.3443 | 26.2138 | 26.2138 | 21.3443 | 40.384 | 73.5515 | 167.077 | 1570.4611 | 109.4796 | 73.5515 | 70.8989 | 133.137 | 88.8847 | 75.2543 | 72.6058 | 70.8989 | 135.2433 | 63.3707 | 48.0421 | 48.0421 | 138.3903 | 90.06 | 0 | 0 | 0 | 26.2138 | 26.2138 | 26.0377 | 0 | 0 | 0 | 0 | 0 | 0 | 21.3443 | 48.0421 | 133.2981 | 26.2138 | 32.5787 | 58.1423 | 0 | 0 | 0 | 0 | 0 | 0 | 0 | 0 | 0 | 0 | 0 | 0 | 0 | 0 | 0 | 0 | 0 | 0 | 0 | 0 | 0 | 0 | 0 | 0 | 0 | 0 | 0 | 0 | 0 | 0 | 0 | 0 | 0 | 0 | 0 | 0 | 0 | 0 | 0 | 0 | 0 | 0 | 0 | 0 | 0 | 0 | 0 | 0 | 0 | 0 | 0 | 0 | 0 | 0 | 0 | 0 | 0 | 0 | 0 | 0 | 0 | 0 | 0 | 0 | 0 | 0 | 0 | 0 | 0 | 0 | 0 | 0 | 0 | 0 | 0 | 0 | 0 | 0 | 0 | 0 | 0 | 0 | 0 | 0 | 0 | 0 | 0 | 0 | 0 | 0 | 0 | 0 | 0 | 0 | 0 | 0 | 0 | 0 | 0 | 0 | 0 | 0 | 0 | 0 | 0 | 0 | 0 | 0 | 0 | 2017-01-24 04:00
t0558 | 0 | 156.505 | 370.5242 | 182.2911 | 39.9737 | 285.0987 | 39.9737 | 860.1273 | 68.6111 | 68.6111 | 2293.0934 | 66.9496 | 99.2985 | 438.5462 | 515.5133 | 76.4288 | 87.1567 | 417.5377 | 255.1683 | 477.5396 | 0 | 0 | 466.699 | 43.1354 | 43.1354 | 43.1354 | 105.9843 | 199.0861 | 367.3088 | 141.6842 | 399.2187 | 99.4286 | 316.5351 | 291.5778 | 331.8602 | 310.8036 | 175.7614 | 846.1159 | 485.7617 | 120.7179 | 299.6793 | 330.3356 | 140.0104 | 296.3817 | 578.8468 | 140.0104 | 55.2916 | 360.4957 | 994.7067 | 216.0962 | 216.0424 | 112.1507 | 234.2482 | 55.2916 | 212.0006 | 381.9743 | 125.1519 | 403.3422 | 40.1553 | 241.9871 | 40.1553 | 140.0104 | 199.0861 | 77.0235 | 578.8468 | 0 | 0 | 0 | 0 | 0 | 0 | 0 | 0 | 197.9451 | 0 | 0 | 0 | 0 | 307.9493 | 335.6225 | 32.4998 | 33.1135 | 240.9679 | 176.1586 | 13.0613 | 89.2294 | 101.2053 | 306.1168 | 183.1253 | 250.409 | 96.6695 | 32.4998 | 282.6108 | 48.3576 | 287.4749 | 134.7652 | 181.1923 | 52.6984 | 99.9027 | 524.3858 | 22.0097 | 173.4004 | 161.8138 | 13.0613 | 13.0613 | 65.5356 | 142.582 | 70.986 | 139.8526 | 179.8343 | 79.5672 | 65.5023 | 592.6153 | 107.5367 | 89.2294 | 87.0108 | 87.0108 | 35.8881 | 45.0861 | 592.6153 | 378.8166 | 169.7301 | 0 | 0 | 0 | 88.2636 | 101.2053 | 85.5144 | 381.509 | 99.9027 | 0 | 75.5758 | 45.0861 | 13.0613 | 64.1998 | 25.7645 | 0 | 0 | 0 | 98.747 | 0 | 0 | 153.406 | 0 | 31.4261 | 0 | 0 | 231.7682 | 107.7757 | 25.7645 | 32.8226 | 32.8226 | 66.4676 | 145.6941 | 191.761 | 147.2136 | 335.4456 | 214.3713 | 123.1857 | 294.0239 | 252.7861 | 153.6535 | 160.2586 | 393.1298 | 205.4661 | 179.4191 | 105.3168 | 97.5832 | 203.9293 | 204.3126 | 77.44 | 97.5832 | 97.5832 | 145.3187 | 105.3168 | 105.3168 | 105.3168 | 167.5132 | 192.125 | 161.506 | 138.0804 | 138.0804 | 106.7431 | 166.9903 | 491.9873 | 193.6739 | 100.0143 | 590.8624 | 197.7352 | 100.0143 | 346.6185 | 956.3479 | 135.561 | 541.2761 | 420.6431 | 197.7352 | 110.0006 | 66.4405 | 204.9466 | 60.8648 | 60.8648 | 60.8648 | 163.6474 | 182.5712 | 67.6624 | 161.2121 | 247.4039 | 250.1924 | 142.1399 | 142.1399 | 135.4912 | 462.3009 | 60.8648 | 418.4186 | 259.3728 | 433.8882 | 165.1827 | 131.6757 | 312.3124 | 103.5759 | 227.161 | 103.5759 | 260.4444 | 83.4074 | 127.8685 | 77.0235 | 77.0235 | 83.4074 | 412.4988 | 338.584 | 161.4919 | 211.1406 | 143.2521 | 83.4074 | 1015.0921 | 215.5096 | 209.1265 | 486.5959 | 766.2063 | 103.8721 | 115.8285 | 157.8567 | 362.0165 | 115.8285 | 62.8354 | 141.8789 | 123.8049 | 104.5705 | 113.7854 | 63.5121 | 63.5121 | 106.2239 | 56.6508 | 169.3504 | 271.0162 | 118.0835 | 227.161 | 111.169 | 226.7213 | 209.2884 | 118.0835 | 111.169 | 82.3389 | 249.6579 | 208.3758 | 64.704 | 29.8134 | 414.5298 | 82.6587 | 272.2283 | 82.2629 | 411.104 | 1020.3998 | 47.9027 | 284.8297 | 249.6579 | 365.7208 | 82.2629 | 31.4261 | 507.9818 | 275.8669 | 238.6252 | 268.9306 | 0 | 97.5832 | 170.3687 | 468.987 | 0 | 103.8721 | 131.6581 | 203.9293 | 88.5182 | 115.7109 | 213.3135 | 79.5338 | 0 | 0 | 0 | 0 | 0 | 0 | 0 | 0 | 107.7757 | 0 | 186.6062 | 282.5526 | 237.4235 | 164.1178 | 0 | 165.08 | 42.9966 | 44.7689 | 22.0097 | 658.5203 | 43.2791 | 112.0412 | 46.8776 | 46.8776 | 75.6997 | 30.8017 | 42.9966 | 43.2791 | 34.6572 | 34.6572 | 59.6379 | 0 | 0 | 0 | 0 | 30.8017 | 30.8017 | 30.8017 | 53.7121 | 34.6572 | 116.5399 | 0 | 0 | 22.8672 | 0 | 0 | 0 | 99.6578 | 54.5099 | 127.478 | 73.8717 | 57.1472 | 22.8672 | 143.96 | 151.1357 | 36.5845 | 188.9194 | 141.706 | 630.0502 | 126.8595 | 123.4463 | 146.7531 | 24.0531 | 29.5754 | 29.5754 | 24.0531 | 44.9368 | 82.4324 | 187.5849 | 1750.4536 | 121.0973 | 82.4324 | 79.5833 | 147.2605 | 98.8329 | 83.7337 | 80.541 | 79.5833 | 150.2101 | 70.8692 | 54.5099 | 54.5099 | 154.9614 | 100.0964 | 0 | 0 | 0 | 29.5754 | 29.5754 | 29.0578 | 0 | 0 | 0 | 0 | 0 | 0 | 24.0531 | 54.5099 | 148.7446 | 29.5754 | 36.6744 | 64.7994 | 0 | 0 | 0 | 0 | 0 | 0 | 0 | 0 | 0 | 0 | 0 | 0 | 0 | 0 | 0 | 0 | 0 | 0 | 0 | 0 | 0 | 0 | 0 | 0 | 0 | 0 | 0 | 0 | 0 | 0 | 0 | 0 | 0 | 0 | 0 | 0 | 0 | 0 | 0 | 0 | 0 | 0 | 0 | 0 | 0 | 0 | 0 | 0 | 0 | 0 | 0 | 0 | 0 | 0 | 0 | 0 | 0 | 0 | 0 | 0 | 0 | 0 | 0 | 0 | 0 | 0 | 0 | 0 | 0 | 0 | 0 | 0 | 0 | 0 | 0 | 0 | 0 | 0 | 0 | 0 | 0 | 0 | 0 | 0 | 0 | 0 | 0 | 0 | 0 | 0 | 0 | 0 | 0 | 0 | 0 | 0 | 0 | 0 | 0 | 0 | 0 | 0 | 0 | 0 | 0 | 0 | 0 | 0 | 0 | 2017-01-24 05:00
t0559 | 0 | 172.4038 | 410.4089 | 200.9626 | 44.4235 | 316.192 | 44.4235 | 941.8358 | 75.8684 | 75.8684 | 2525.1445 | 74.5261 | 109.6268 | 482.3183 | 567.9426 | 84.222 | 96.4033 | 461.1982 | 282.1931 | 525.0783 | 0 | 0 | 516.4285 | 47.672 | 47.672 | 47.672 | 116.793 | 219.5456 | 403.893 | 156.4934 | 440.5814 | 110.0316 | 348.4167 | 320.8064 | 366.4064 | 343.6798 | 193.8154 | 927.5688 | 533.7087 | 133.1375 | 329.3365 | 364.4513 | 154.2179 | 326.5065 | 635.5439 | 154.2179 | 61.0142 | 397.5504 | 1095.8805 | 237.8092 | 238.5 | 124.0293 | 257.9794 | 61.0142 | 233.8644 | 420.2012 | 137.9751 | 445.4685 | 44.4779 | 266.1617 | 44.4779 | 154.2179 | 219.5456 | 85.0028 | 635.5439 | 0 | 0 | 0 | 0 | 0 | 0 | 0 | 0 | 218.4528 | 0 | 0 | 0 | 0 | 339.7453 | 370.8249 | 35.9073 | 36.8839 | 267.6881 | 194.9943 | 14.4987 | 99.0051 | 112.2812 | 338.3603 | 202.1346 | 276.4023 | 107.6032 | 35.9073 | 313.6133 | 53.6724 | 318.1821 | 149.5354 | 200.451 | 58.4206 | 110.6905 | 580.9312 | 24.5725 | 191.882 | 179.6116 | 14.4987 | 14.4987 | 72.8497 | 157.3599 | 78.6709 | 155.0414 | 198.6164 | 88.6695 | 73.4198 | 659.9534 | 120.0135 | 99.0051 | 96.335 | 96.335 | 39.8027 | 50.3319 | 659.9534 | 420.5119 | 187.6696 | 0 | 0 | 0 | 97.6867 | 112.2812 | 94.6206 | 422.8754 | 110.6905 | 0 | 83.6335 | 50.3319 | 14.4987 | 71.3582 | 28.6734 | 0 | 0 | 0 | 109.1932 | 0 | 0 | 169.7948 | 0 | 34.9895 | 0 | 0 | 256.1757 | 118.6684 | 28.6734 | 36.3387 | 36.3387 | 74.0863 | 161.7012 | 212.9671 | 163.1854 | 370.4804 | 236.6441 | 136.312 | 325.0929 | 279.725 | 170.6328 | 177.383 | 434.9675 | 227.0428 | 199.6337 | 116.1763 | 107.7616 | 225.6059 | 227.0688 | 85.9222 | 107.7616 | 107.7616 | 161.4456 | 116.1763 | 116.1763 | 116.1763 | 186.0214 | 212.1375 | 179.6092 | 153.1716 | 153.1716 | 118.4222 | 185.5295 | 543.6481 | 213.1659 | 111.3034 | 652.8298 | 218.4658 | 111.3034 | 385.9257 | 1056.5197 | 150.9712 | 600.189 | 465.5822 | 218.4658 | 121.9057 | 73.6428 | 228.2148 | 67.2928 | 67.2928 | 67.2928 | 181.8927 | 203.2876 | 75.5086 | 177.3826 | 273.5575 | 275.9818 | 156.6347 | 156.6347 | 149.9278 | 508.9537 | 67.2928 | 464.1873 | 286.3117 | 479.0803 | 182.2986 | 145.598 | 346.9217 | 114.6247 | 249.8777 | 114.6247 | 287.9882 | 92.5067 | 141.069 | 85.0028 | 85.0028 | 92.5067 | 453.3715 | 372.7753 | 178.6727 | 234.0537 | 157.7814 | 92.5067 | 1114.7311 | 238.0309 | 231.5554 | 538.4212 | 846.5899 | 114.7226 | 127.8305 | 175.5391 | 400.6333 | 127.8305 | 69.6064 | 157.0761 | 136.5328 | 115.654 | 126.3064 | 70.1711 | 70.1711 | 117.2448 | 62.8029 | 187.1093 | 299.2236 | 130.7452 | 249.8777 | 122.9799 | 251.1597 | 231.1111 | 130.7452 | 122.9799 | 91.5256 | 276.8026 | 229.9213 | 71.2818 | 33.139 | 458.477 | 91.6472 | 302.0565 | 91.2617 | 454.7209 | 1124.862 | 53.0459 | 316.3838 | 276.8026 | 405.3755 | 91.2617 | 34.9895 | 555.7906 | 306.0567 | 262.9204 | 295.6551 | 0 | 107.7616 | 188.4309 | 516.7315 | 0 | 114.7226 | 145.6816 | 225.6059 | 97.878 | 129.0741 | 235.7448 | 88.3439 | 0 | 0 | 0 | 0 | 0 | 0 | 0 | 0 | 118.6684 | 0 | 205.8869 | 310.1456 | 263.057 | 181.5289 | 0 | 183.3968 | 48.2078 | 49.6935 | 24.5725 | 733.7627 | 47.8814 | 124.5816 | 52.3014 | 52.3014 | 85.0368 | 34.324 | 48.2078 | 47.8814 | 38.5746 | 38.5746 | 66.3115 | 0 | 0 | 0 | 0 | 34.324 | 34.324 | 34.324 | 59.681 | 38.5746 | 129.3967 | 0 | 0 | 25.3868 | 0 | 0 | 0 | 110.7974 | 60.065 | 141.531 | 81.186 | 63.4114 | 25.3868 | 158.8731 | 168.1483 | 40.6056 | 208.2629 | 156.8561 | 695.7799 | 140.3181 | 136.514 | 162.4975 | 26.6054 | 32.7056 | 32.7056 | 26.6054 | 50.0501 | 91.4134 | 208.0146 | 1936.3634 | 135.1299 | 91.4134 | 88.1569 | 163.588 | 110.1001 | 93.4278 | 89.8428 | 88.1569 | 167.2953 | 78.547 | 60.065 | 60.065 | 172.112 | 111.2857 | 0 | 0 | 0 | 32.7056 | 32.7056 | 32.327 | 0 | 0 | 0 | 0 | 0 | 0 | 26.6054 | 60.065 | 165.2087 | 32.7056 | 40.5996 | 72.2135 | 0 | 0 | 0 | 0 | 0 | 0 | 0 | 0 | 0 | 0 | 0 | 0 | 0 | 0 | 0 | 0 | 0 | 0 | 0 | 0 | 0 | 0 | 0 | 0 | 0 | 0 | 0 | 0 | 0 | 0 | 0 | 0 | 0 | 0 | 0 | 0 | 0 | 0 | 0 | 0 | 0 | 0 | 0 | 0 | 0 | 0 | 0 | 0 | 0 | 0 | 0 | 0 | 0 | 0 | 0 | 0 | 0 | 0 | 0 | 0 | 0 | 0 | 0 | 0 | 0 | 0 | 0 | 0 | 0 | 0 | 0 | 0 | 0 | 0 | 0 | 0 | 0 | 0 | 0 | 0 | 0 | 0 | 0 | 0 | 0 | 0 | 0 | 0 | 0 | 0 | 0 | 0 | 0 | 0 | 0 | 0 | 0 | 0 | 0 | 0 | 0 | 0 | 0 | 0 | 0 | 0 | 0 | 0 | 0 | 2017-01-24 06:00
t0560 | 0 | 172.0094 | 430.6144 | 199.7156 | 47.3857 | 334.417 | 47.3857 | 877.3022 | 80.2719 | 80.2719 | 2637.048 | 81.7967 | 109.641 | 474.45 | 560.6371 | 82.7198 | 98.7411 | 468.073 | 289.1525 | 508.4877 | 0 | 0 | 539.3861 | 48.2449 | 48.2449 | 48.2449 | 115.82 | 219.5426 | 392.1481 | 168.4266 | 451.5897 | 114.0817 | 341.1321 | 312.5347 | 368.6771 | 352.2656 | 192.1386 | 877.3438 | 521.9684 | 132.7831 | 317.878 | 368.6076 | 152.6606 | 323.5597 | 629.527 | 152.6606 | 60.4682 | 396.7157 | 1086.2355 | 232.3035 | 243.5142 | 126.5226 | 253.9765 | 60.4682 | 233.1258 | 408.7045 | 136.5654 | 457.0712 | 45.9412 | 258.6951 | 45.9412 | 152.6606 | 219.5426 | 85.571 | 629.527 | 0 | 0 | 0 | 0 | 0 | 0 | 0 | 0 | 219.0619 | 0 | 0 | 0 | 0 | 341.6354 | 375.5343 | 35.9823 | 39.1884 | 287.2555 | 198.6902 | 15.1389 | 103.016 | 115.7126 | 347.5518 | 203.8065 | 277.7749 | 115.8391 | 35.9823 | 339.0444 | 55.7512 | 329.4436 | 155.4552 | 203.3043 | 60.1245 | 113.8498 | 609.9962 | 26.6758 | 195.6918 | 187.9852 | 15.1389 | 15.1389 | 77.7493 | 157.6689 | 81.1059 | 160.3333 | 200.7413 | 100.2302 | 90.4873 | 745.1855 | 130.6598 | 103.016 | 98.2707 | 98.2707 | 41.2276 | 55.7502 | 745.1855 | 453.6717 | 188.9285 | 0 | 0 | 0 | 99.1269 | 115.7126 | 96.2049 | 440.578 | 113.8498 | 0 | 84.9927 | 55.7502 | 15.1389 | 77.1747 | 30.9513 | 0 | 0 | 0 | 111.3448 | 0 | 0 | 174.9533 | 0 | 37.2861 | 0 | 0 | 260.0836 | 116.0988 | 30.9513 | 37.2629 | 37.2629 | 79.2761 | 170.134 | 227.3418 | 169.0587 | 381.355 | 238.1455 | 140.3927 | 331.3184 | 297.0368 | 181.3846 | 182.3916 | 478.3238 | 231.2626 | 215.4282 | 117.7005 | 109.4304 | 234.7702 | 241.292 | 90.4091 | 109.4304 | 109.4304 | 174.8857 | 117.7005 | 117.7005 | 117.7005 | 197.7498 | 215.8465 | 193.9602 | 160.6946 | 160.6946 | 124.8358 | 203.7945 | 555.4459 | 210.4634 | 121.3971 | 726.5722 | 224.6984 | 121.3971 | 451.6991 | 1134.9182 | 163.7476 | 647.8616 | 484.7656 | 224.6984 | 128.9516 | 76.806 | 246.0923 | 68.367 | 68.367 | 68.367 | 193.3421 | 225.9779 | 83.1013 | 172.018 | 279.3865 | 275.6524 | 155.4971 | 155.4971 | 155.4754 | 496.6687 | 68.367 | 494.6562 | 288.2336 | 483.4745 | 182.8203 | 147.673 | 388.4442 | 118.1202 | 244.7299 | 118.1202 | 299.0722 | 98.3105 | 143.0724 | 85.571 | 85.571 | 98.3105 | 442.0132 | 367.4564 | 186.3375 | 248.7303 | 156.5323 | 98.3105 | 1078.6011 | 240.6804 | 248.4146 | 572.3914 | 925.5952 | 116.0144 | 128.3608 | 189.4327 | 417.0315 | 128.3608 | 71.518 | 163.2697 | 136.2891 | 118.2698 | 133.491 | 71.587 | 71.587 | 118.7946 | 65.8729 | 197.5377 | 305.6514 | 134.976 | 244.7299 | 127.2601 | 267.7341 | 232.9673 | 134.976 | 127.2601 | 97.0225 | 300.8587 | 231.8191 | 69.7906 | 34.8418 | 467.9187 | 95.4671 | 320.7243 | 95.7053 | 461.6489 | 1146.0509 | 54.1964 | 330.7937 | 300.8587 | 434.2108 | 95.7053 | 37.2861 | 516.409 | 323.9629 | 262.9852 | 287.1461 | 0 | 109.4304 | 191.1678 | 555.4762 | 0 | 116.0144 | 150.6634 | 234.7702 | 102.8793 | 139.5987 | 238.5572 | 93.9401 | 0 | 0 | 0 | 0 | 0 | 0 | 0 | 0 | 116.0988 | 0 | 206.1097 | 295.3196 | 282.0047 | 190.8313 | 0 | 195.6111 | 55.2775 | 52.1807 | 26.6758 | 828.4291 | 48.9396 | 137.7659 | 57.3318 | 57.3318 | 99.2462 | 37.5565 | 55.2775 | 48.9396 | 41.0407 | 41.0407 | 70.3793 | 0 | 0 | 0 | 0 | 37.5565 | 37.5565 | 37.5565 | 63.3187 | 41.0407 | 136.4649 | 0 | 0 | 27.7803 | 0 | 0 | 0 | 118.473 | 59.5866 | 151.2907 | 79.5459 | 66.6454 | 27.7803 | 159.0487 | 188.0322 | 42.3376 | 208.329 | 163.317 | 719.9533 | 143.6979 | 139.624 | 168.5848 | 27.3213 | 33.3787 | 33.3787 | 27.3213 | 54.6344 | 96.4674 | 217.464 | 2106.4947 | 151.7872 | 96.4674 | 92.3466 | 184.4173 | 120.6153 | 101.875 | 99.5083 | 92.3466 | 184.3594 | 83.8662 | 59.5866 | 59.5866 | 182.2686 | 122.3683 | 0 | 0 | 0 | 33.3787 | 33.3787 | 34.7939 | 0 | 0 | 0 | 0 | 0 | 0 | 27.3213 | 59.5866 | 178.1273 | 33.3787 | 41.9029 | 78.1602 | 0 | 0 | 0 | 0 | 0 | 0 | 0 | 0 | 0 | 0 | 0 | 0 | 0 | 0 | 0 | 0 | 0 | 0 | 0 | 0 | 0 | 0 | 0 | 0 | 0 | 0 | 0 | 0 | 0 | 0 | 0 | 0 | 0 | 0 | 0 | 0 | 0 | 0 | 0 | 0 | 0 | 0 | 0 | 0 | 0 | 0 | 0 | 0 | 0 | 0 | 0 | 0 | 0 | 0 | 0 | 0 | 0 | 0 | 0 | 0 | 0 | 0 | 0 | 0 | 0 | 0 | 0 | 0 | 0 | 0 | 0 | 0 | 0 | 0 | 0 | 0 | 0 | 0 | 0 | 0 | 0 | 0 | 0 | 0 | 0 | 0 | 0 | 0 | 0 | 0 | 0 | 0 | 0 | 0 | 0 | 0 | 0 | 0 | 0 | 0 | 0 | 0 | 0 | 0 | 0 | 0 | 0 | 0 | 0 | 2017-01-24 07:00
t0561 | 0 | 162.2379 | 444.7271 | 186.5024 | 50.1671 | 349.7699 | 50.1671 | 711.9251 | 84.4237 | 84.4237 | 2726.3241 | 90.7519 | 103.5081 | 435.2651 | 516.559 | 75.3252 | 97.5788 | 455.2159 | 286.0615 | 450.321 | 0 | 0 | 553.2259 | 46.5984 | 46.5984 | 46.5984 | 107.7395 | 207.6497 | 349.3655 | 182.9015 | 448.7101 | 115.3655 | 309.1617 | 280.2838 | 352.4869 | 348.7911 | 178.372 | 738.6422 | 473.6407 | 124.8542 | 279.6515 | 356.7191 | 141.5862 | 300.7096 | 588.3938 | 141.5862 | 56.0205 | 373.5402 | 1009.897 | 209.5313 | 239.9687 | 124.0536 | 232.7813 | 56.0205 | 218.8747 | 365.2786 | 126.4005 | 454.4741 | 46.0459 | 230.9049 | 46.0459 | 141.5862 | 207.6497 | 81.9669 | 588.3938 | 0 | 0 | 0 | 0 | 0 | 0 | 0 | 0 | 208.1274 | 0 | 0 | 0 | 0 | 326.6759 | 363.3966 | 34.0622 | 41.0419 | 307.5717 | 194.0472 | 15.4364 | 104.418 | 115.1331 | 345.8278 | 195.7948 | 265.0287 | 124.345 | 34.0622 | 368.3677 | 56.2932 | 332.1807 | 157.2914 | 196.8853 | 59.7449 | 113.1034 | 630.7045 | 28.9226 | 191.5692 | 192.5537 | 15.4364 | 15.4364 | 82.3586 | 149.527 | 80.9118 | 160.8301 | 193.6064 | 116.4154 | 117.8222 | 864.8758 | 142.4443 | 104.418 | 96.1548 | 96.1548 | 41.4546 | 62.5355 | 864.8758 | 490.896 | 180.3316 | 0 | 0 | 0 | 96.0207 | 115.1331 | 93.6095 | 448.4657 | 113.1034 | 0 | 82.6001 | 62.5355 | 15.4364 | 83.6963 | 33.3903 | 0 | 0 | 0 | 109.1091 | 0 | 0 | 174.7406 | 0 | 39.2875 | 0 | 0 | 252.8041 | 104.9678 | 33.3903 | 36.8477 | 36.8477 | 84.0074 | 176.0325 | 241.2706 | 170.2062 | 381.5979 | 227.8357 | 140.1647 | 324.3722 | 314.0905 | 191.0661 | 181.4171 | 537.178 | 226.4045 | 232.3591 | 114.3327 | 106.5951 | 239.2165 | 253.6865 | 93.6023 | 106.5951 | 106.5951 | 190.3287 | 114.3327 | 114.3327 | 114.3327 | 208.3232 | 211.1455 | 209.6369 | 165.5134 | 165.5134 | 129.7097 | 227.0582 | 547.1429 | 194.3709 | 133.3245 | 833.5639 | 224.3457 | 133.3245 | 553.0741 | 1228.0098 | 177.9362 | 702.8663 | 494.0616 | 224.3457 | 135.0747 | 78.3405 | 264.7774 | 66.5147 | 66.5147 | 66.5147 | 203.3473 | 255.9097 | 92.2771 | 152.616 | 274.6795 | 259.9221 | 144.9903 | 144.9903 | 157.3039 | 446.5807 | 66.5147 | 524.2324 | 275.9835 | 465.0556 | 173.7175 | 143.1484 | 446.5095 | 118.0325 | 222.2492 | 118.0325 | 303.7977 | 103.7225 | 139.254 | 81.9669 | 81.9669 | 103.7225 | 397.9569 | 337.9422 | 190.63 | 262.6272 | 145.89 | 103.7225 | 955.912 | 232.3076 | 267.2315 | 606.5427 | 1031.6945 | 112.016 | 122.3002 | 204.5164 | 424.9238 | 122.3002 | 70.9274 | 165.788 | 128.4101 | 116.5238 | 139.2347 | 70.3238 | 70.3238 | 115.2952 | 67.8914 | 207.2103 | 301.4074 | 135.2349 | 222.2492 | 128.2919 | 284.5646 | 223.5211 | 135.2349 | 128.2919 | 101.5268 | 330.3365 | 222.853 | 63.1371 | 35.91 | 459.1582 | 97.0971 | 337.606 | 98.4863 | 448.1227 | 1127.4277 | 53.1795 | 337.7659 | 330.3365 | 465.0386 | 98.4863 | 39.2875 | 417.0892 | 339.1572 | 249.2909 | 256.1136 | 0 | 106.5951 | 185.3241 | 604.2976 | 0 | 112.016 | 151.647 | 239.2165 | 106.9083 | 150.5696 | 230.3803 | 98.9722 | 0 | 0 | 0 | 0 | 0 | 0 | 0 | 0 | 104.9678 | 0 | 195.2104 | 252.0824 | 302.6714 | 198.2521 | 0 | 207.1725 | 65.0886 | 53.7782 | 28.9226 | 960.5641 | 48.141 | 155.007 | 63.2607 | 63.2607 | 119.6713 | 41.3873 | 65.0886 | 48.141 | 43.1404 | 43.1404 | 73.7743 | 0 | 0 | 0 | 0 | 41.3873 | 41.3873 | 41.3873 | 66.4035 | 43.1404 | 141.7173 | 0 | 0 | 30.7908 | 0 | 0 | 0 | 125.8914 | 55.4814 | 161.0328 | 72.4386 | 68.8414 | 30.7908 | 150.5752 | 215.2242 | 43.0597 | 197.312 | 166.4249 | 727.8984 | 141.9611 | 137.6369 | 170.5168 | 27.1382 | 32.7625 | 32.7625 | 27.1382 | 60.0127 | 100.501 | 222.6346 | 2324.3167 | 174.2454 | 100.501 | 95.0703 | 214.2325 | 133.253 | 111.3993 | 111.7323 | 95.0703 | 205.7633 | 89.3259 | 55.4814 | 55.4814 | 190.6359 | 136.4326 | 0 | 0 | 0 | 32.7625 | 32.7625 | 37.3661 | 0 | 0 | 0 | 0 | 0 | 0 | 27.1382 | 55.4814 | 192.3714 | 32.7625 | 41.976 | 84.5377 | 0 | 0 | 0 | 0 | 0 | 0 | 0 | 0 | 0 | 0 | 0 | 0 | 0 | 0 | 0 | 0 | 0 | 0 | 0 | 0 | 0 | 0 | 0 | 0 | 0 | 0 | 0 | 0 | 0 | 0 | 0 | 0 | 0 | 0 | 0 | 0 | 0 | 0 | 0 | 0 | 0 | 0 | 0 | 0 | 0 | 0 | 0 | 0 | 0 | 0 | 0 | 0 | 0 | 0 | 0 | 0 | 0 | 0 | 0 | 0 | 0 | 0 | 0 | 0 | 0 | 0 | 0 | 0 | 0 | 0 | 0 | 0 | 0 | 0 | 0 | 0 | 0 | 0 | 0 | 0 | 0 | 0 | 0 | 0 | 0 | 0 | 0 | 0 | 0 | 0 | 0 | 0 | 0 | 0 | 0 | 0 | 0 | 0 | 0 | 0 | 0 | 0 | 0 | 0 | 0 | 0 | 0 | 0 | 0 | 2017-01-24 08:00
t0562 | 0 | 157.6815 | 458.4608 | 180.2727 | 52.5539 | 363.4392 | 52.5539 | 614.5037 | 87.7421 | 87.7421 | 2796.567 | 97.4328 | 100.9158 | 414.6541 | 494.5568 | 71.5747 | 98.0035 | 452.2398 | 287.4402 | 418.5441 | 0 | 0 | 567.642 | 46.1301 | 46.1301 | 46.1301 | 103.8306 | 202.4252 | 326.1058 | 193.066 | 451.0408 | 117.4576 | 292.4058 | 263.0367 | 346.4103 | 350.5989 | 171.8113 | 658.1985 | 447.3098 | 121.2752 | 258.4977 | 352.8873 | 136.1086 | 289.5194 | 566.3134 | 136.1086 | 53.9334 | 363.1144 | 972.6235 | 197.4743 | 240.1297 | 124.0013 | 221.9918 | 53.9334 | 212.4523 | 341.9181 | 121.4791 | 457.376 | 46.6887 | 215.894 | 46.6887 | 136.1086 | 202.4252 | 80.606 | 566.3134 | 0 | 0 | 0 | 0 | 0 | 0 | 0 | 0 | 203.6391 | 0 | 0 | 0 | 0 | 320.7943 | 360.0498 | 33.2947 | 42.8422 | 323.9547 | 193.702 | 15.8355 | 106.7238 | 116.4478 | 348.469 | 192.9312 | 260.0497 | 131.3588 | 33.2947 | 390.4834 | 57.4318 | 337.7061 | 160.6132 | 195.431 | 60.3347 | 114.1413 | 650.6834 | 30.7824 | 191.4315 | 198.0131 | 15.8355 | 15.8355 | 86.3211 | 146.1427 | 81.8699 | 163.2916 | 191.3522 | 127.7502 | 135.9256 | 948.2993 | 151.9627 | 106.7238 | 96.1118 | 96.1118 | 42.1636 | 67.6369 | 948.2993 | 519.4545 | 177.3273 | 0 | 0 | 0 | 95.3693 | 116.4478 | 93.1991 | 458.9851 | 114.1413 | 0 | 82.1892 | 67.6369 | 15.8355 | 88.7618 | 35.3563 | 0 | 0 | 0 | 109.0127 | 0 | 0 | 176.6986 | 0 | 41.124 | 0 | 0 | 251.2527 | 99.1573 | 35.3563 | 37.0574 | 37.0574 | 88.2755 | 181.9884 | 252.9172 | 173.1504 | 385.4371 | 223.9523 | 141.6664 | 323.8758 | 327.5751 | 199.5067 | 183.0196 | 577.278 | 225.9105 | 245.9715 | 113.3434 | 105.9727 | 244.5083 | 264.8178 | 96.7744 | 105.9727 | 105.9727 | 202.1167 | 113.3434 | 113.3434 | 113.3434 | 217.5333 | 210.414 | 222.049 | 170.615 | 170.615 | 134.349 | 243.8869 | 547.9315 | 186.1615 | 142.4125 | 903.8524 | 226.3991 | 142.4125 | 620.4024 | 1294.1088 | 189.1971 | 744.0365 | 505.2947 | 226.3991 | 140.3685 | 80.266 | 280.1289 | 66.1623 | 66.1623 | 66.1623 | 212.3289 | 277.4591 | 99.3068 | 142.1588 | 274.9488 | 252.9745 | 139.9427 | 139.9427 | 160.1887 | 420.1898 | 66.1623 | 548.6202 | 271.4078 | 458.7691 | 169.9877 | 142.0959 | 486.5549 | 119.3698 | 210.3235 | 119.3698 | 309.8396 | 108.2708 | 138.2302 | 80.606 | 80.606 | 108.2708 | 373.9752 | 322.8945 | 195.2945 | 274.1273 | 140.6864 | 108.2708 | 887.4119 | 229.7258 | 281.3352 | 633.2529 | 1103.4955 | 110.789 | 119.8762 | 216.4936 | 434.4638 | 119.8762 | 71.493 | 169.2532 | 124.8794 | 116.8135 | 144.5823 | 70.3013 | 70.3013 | 114.3094 | 69.9667 | 214.8938 | 301.7683 | 137.0428 | 210.3235 | 130.344 | 297.8679 | 220.1813 | 137.0428 | 130.344 | 105.7385 | 351.7335 | 219.5924 | 59.7071 | 37.1003 | 459.2266 | 99.3572 | 352.126 | 101.4808 | 445.3544 | 1125.3445 | 53.2543 | 346.9836 | 351.7335 | 488.9328 | 101.4808 | 41.124 | 358.093 | 352.6958 | 243.1167 | 239.1908 | 0 | 105.9727 | 184.0211 | 637.1107 | 0 | 110.789 | 153.9744 | 244.5083 | 110.3982 | 159.7304 | 228.0406 | 103.3763 | 0 | 0 | 0 | 0 | 0 | 0 | 0 | 0 | 99.1573 | 0 | 190.5721 | 227.4697 | 318.4528 | 204.7551 | 0 | 217.0097 | 72.1603 | 55.4872 | 30.7824 | 1053.1982 | 48.232 | 167.3763 | 67.8638 | 67.8638 | 134.1671 | 44.3287 | 72.1603 | 48.232 | 45.0886 | 45.0886 | 76.9247 | 0 | 0 | 0 | 0 | 44.3287 | 44.3287 | 44.3287 | 69.2123 | 45.0886 | 146.8553 | 0 | 0 | 32.9707 | 0 | 0 | 0 | 132.1784 | 53.4968 | 169.0139 | 68.6026 | 71.0922 | 32.9707 | 146.9998 | 234.349 | 44.1065 | 192.4371 | 170.2069 | 739.4748 | 142.5524 | 138.0052 | 173.7288 | 27.3377 | 32.767 | 32.767 | 27.3377 | 64.1517 | 104.2028 | 228.6708 | 2476.2068 | 190.3986 | 104.2028 | 97.845 | 234.57 | 142.8588 | 118.9949 | 120.832 | 97.845 | 221.6242 | 93.6439 | 53.4968 | 53.4968 | 198.3481 | 146.6734 | 0 | 0 | 0 | 32.767 | 32.767 | 39.4648 | 0 | 0 | 0 | 0 | 0 | 0 | 27.3377 | 53.4968 | 203.4631 | 32.767 | 42.5253 | 89.7319 | 0 | 0 | 0 | 0 | 0 | 0 | 0 | 0 | 0 | 0 | 0 | 0 | 0 | 0 | 0 | 0 | 0 | 0 | 0 | 0 | 0 | 0 | 0 | 0 | 0 | 0 | 0 | 0 | 0 | 0 | 0 | 0 | 0 | 0 | 0 | 0 | 0 | 0 | 0 | 0 | 0 | 0 | 0 | 0 | 0 | 0 | 0 | 0 | 0 | 0 | 0 | 0 | 0 | 0 | 0 | 0 | 0 | 0 | 0 | 0 | 0 | 0 | 0 | 0 | 0 | 0 | 0 | 0 | 0 | 0 | 0 | 0 | 0 | 0 | 0 | 0 | 0 | 0 | 0 | 0 | 0 | 0 | 0 | 0 | 0 | 0 | 0 | 0 | 0 | 0 | 0 | 0 | 0 | 0 | 0 | 0 | 0 | 0 | 0 | 0 | 0 | 0 | 0 | 0 | 0 | 0 | 0 | 0 | 0 | 2017-01-24 09:00
t0563 | 0 | 157.9787 | 466.3701 | 180.2916 | 53.658 | 370.408 | 53.658 | 594.6415 | 89.4817 | 89.4817 | 2844.3644 | 100.0994 | 101.1416 | 413.1965 | 493.3148 | 71.2316 | 99.0107 | 455.6346 | 290.4427 | 414.0416 | 0 | 0 | 576.815 | 46.4239 | 46.4239 | 46.4239 | 103.7622 | 202.9279 | 323.0111 | 197.7454 | 456.0106 | 119.101 | 290.6926 | 260.9196 | 347.9743 | 354.3061 | 171.6424 | 643.2614 | 444.718 | 121.4471 | 255.3313 | 355.208 | 135.936 | 289.2702 | 566.2621 | 135.936 | 53.8628 | 363.7183 | 971.8597 | 196.1221 | 242.4545 | 125.113 | 221.1995 | 53.8628 | 212.6984 | 338.9179 | 121.2877 | 462.49 | 47.279 | 213.9367 | 47.279 | 135.936 | 202.9279 | 80.9938 | 566.2621 | 0 | 0 | 0 | 0 | 0 | 0 | 0 | 0 | 204.3226 | 0 | 0 | 0 | 0 | 322.2308 | 362.4519 | 33.3877 | 43.6811 | 331.2645 | 195.3232 | 16.0801 | 108.2721 | 117.7963 | 352.4243 | 193.9615 | 261.1231 | 134.3799 | 33.3877 | 400.0514 | 58.2318 | 342.2802 | 162.8994 | 196.7788 | 61.0177 | 115.4249 | 662.0248 | 31.5358 | 193.1051 | 201.2074 | 16.0801 | 16.0801 | 88.1424 | 146.5859 | 82.8469 | 165.3861 | 192.5129 | 131.9674 | 142.0648 | 979.5016 | 155.7905 | 108.2721 | 96.9479 | 96.9479 | 42.7214 | 69.5887 | 979.5016 | 531.9041 | 178.0956 | 0 | 0 | 0 | 96.0341 | 117.7963 | 93.9183 | 465.9153 | 115.4249 | 0 | 82.8073 | 69.5887 | 16.0801 | 90.9211 | 36.1931 | 0 | 0 | 0 | 109.9786 | 0 | 0 | 178.8263 | 0 | 41.964 | 0 | 0 | 253.128 | 98.5319 | 36.1931 | 37.4443 | 37.4443 | 90.1538 | 185.197 | 258.3091 | 175.4704 | 390.1403 | 224.986 | 143.3608 | 326.6942 | 334.3339 | 203.5488 | 185.1019 | 593.8389 | 227.8656 | 251.7848 | 114.1607 | 106.7952 | 248.2113 | 270.1212 | 98.4881 | 106.7952 | 106.7952 | 207.1239 | 114.1607 | 114.1607 | 114.1607 | 221.9431 | 212.1957 | 227.354 | 173.5033 | 173.5033 | 136.7983 | 250.675 | 553.2359 | 185.7614 | 146.1214 | 932.1209 | 229.0867 | 146.1214 | 644.5194 | 1324.852 | 193.8648 | 762.0976 | 512.9793 | 229.0867 | 143.0853 | 81.5028 | 286.6648 | 66.6678 | 66.6678 | 66.6678 | 216.5931 | 285.7687 | 102.0446 | 140.6951 | 277.5345 | 253.4673 | 139.9126 | 139.9126 | 162.4416 | 417.061 | 66.6678 | 560.1809 | 272.6994 | 461.3312 | 170.5624 | 143.0942 | 501.97 | 120.8151 | 209.164 | 120.8151 | 314.3759 | 110.4822 | 139.2747 | 80.9938 | 80.9938 | 110.4822 | 371.2253 | 321.9481 | 198.3729 | 279.7499 | 140.638 | 110.4822 | 877.875 | 231.1513 | 287.8232 | 646.5081 | 1134.0421 | 111.4826 | 120.3396 | 221.6328 | 441.0511 | 120.3396 | 72.2761 | 171.7336 | 125.1021 | 117.9551 | 147.3031 | 70.9492 | 70.9492 | 115.1214 | 71.1554 | 219.064 | 304.7264 | 138.7646 | 209.164 | 132.1013 | 304.2458 | 221.3144 | 138.7646 | 132.1013 | 107.7855 | 360.8303 | 220.7841 | 59.341 | 37.736 | 463.4084 | 100.8465 | 359.2105 | 103.1855 | 448.5989 | 1135.8086 | 53.7433 | 352.4291 | 360.8303 | 499.9337 | 103.1855 | 41.964 | 346.0078 | 359.513 | 243.801 | 236.9733 | 0 | 106.7952 | 185.3197 | 652.6394 | 0 | 111.4826 | 156.0147 | 248.2113 | 112.3936 | 163.5226 | 229.4867 | 105.4747 | 0 | 0 | 0 | 0 | 0 | 0 | 0 | 0 | 98.5319 | 0 | 191.1005 | 223.0988 | 325.7057 | 208.4514 | 0 | 221.5772 | 74.6686 | 56.4334 | 31.5358 | 1087.7509 | 48.6917 | 172.2468 | 69.6791 | 69.6791 | 139.19 | 45.5051 | 74.6686 | 48.6917 | 45.9936 | 45.9936 | 78.4342 | 0 | 0 | 0 | 0 | 45.5051 | 45.5051 | 45.5051 | 70.5726 | 45.9936 | 149.5273 | 0 | 0 | 33.8655 | 0 | 0 | 0 | 135.0264 | 53.4707 | 172.6842 | 68.2562 | 72.3273 | 33.8655 | 147.3992 | 241.6659 | 44.7703 | 192.9572 | 172.7924 | 749.7034 | 144.01 | 139.365 | 176.171 | 27.6415 | 33.0664 | 33.0664 | 27.6415 | 65.8259 | 106.1409 | 232.3296 | 2541.6232 | 196.4279 | 106.1409 | 99.4869 | 242.2957 | 146.6947 | 122.0385 | 124.3308 | 99.4869 | 227.8616 | 95.6787 | 53.4707 | 53.4707 | 202.1657 | 150.7726 | 0 | 0 | 0 | 33.0664 | 33.0664 | 40.374 | 0 | 0 | 0 | 0 | 0 | 0 | 27.6415 | 53.4707 | 208.2913 | 33.0664 | 43.058 | 91.8923 | 0 | 0 | 0 | 0 | 0 | 0 | 0 | 0 | 0 | 0 | 0 | 0 | 0 | 0 | 0 | 0 | 0 | 0 | 0 | 0 | 0 | 0 | 0 | 0 | 0 | 0 | 0 | 0 | 0 | 0 | 0 | 0 | 0 | 0 | 0 | 0 | 0 | 0 | 0 | 0 | 0 | 0 | 0 | 0 | 0 | 0 | 0 | 0 | 0 | 0 | 0 | 0 | 0 | 0 | 0 | 0 | 0 | 0 | 0 | 0 | 0 | 0 | 0 | 0 | 0 | 0 | 0 | 0 | 0 | 0 | 0 | 0 | 0 | 0 | 0 | 0 | 0 | 0 | 0 | 0 | 0 | 0 | 0 | 0 | 0 | 0 | 0 | 0 | 0 | 0 | 0 | 0 | 0 | 0 | 0 | 0 | 0 | 0 | 0 | 0 | 0 | 0 | 0 | 0 | 0 | 0 | 0 | 0 | 0 | 2017-01-24 10:00
t0564 | 0 | 154.6906 | 464.4081 | 176.2424 | 53.6612 | 369.6347 | 53.6612 | 559.3836 | 89.3027 | 89.3027 | 2828.7379 | 100.742 | 99.1261 | 402.1208 | 480.8228 | 69.2635 | 97.8828 | 449.0417 | 287.1727 | 399.7639 | 0 | 0 | 573.6597 | 45.7045 | 45.7045 | 45.7045 | 101.3399 | 198.8808 | 312.31 | 198.1629 | 450.9372 | 118.1961 | 282.2515 | 252.7137 | 341.8527 | 350.3537 | 167.6066 | 612.2327 | 431.6189 | 118.8954 | 246.0837 | 349.6416 | 132.6616 | 282.4349 | 552.8619 | 132.6616 | 52.5877 | 356.1605 | 948.9865 | 190.2127 | 239.4475 | 123.5194 | 215.3352 | 52.5877 | 208.1846 | 327.9859 | 118.3546 | 457.4937 | 46.8655 | 206.9608 | 46.8655 | 132.6616 | 198.8808 | 79.5848 | 552.8619 | 0 | 0 | 0 | 0 | 0 | 0 | 0 | 0 | 200.4662 | 0 | 0 | 0 | 0 | 316.4931 | 356.9255 | 32.7472 | 43.6416 | 331.7577 | 192.7573 | 15.9907 | 107.5614 | 116.6813 | 348.7363 | 190.6999 | 256.4105 | 134.6823 | 32.7472 | 401.3196 | 57.8202 | 339.5395 | 161.7879 | 193.8787 | 60.4147 | 114.2627 | 659.3767 | 31.667 | 190.6275 | 200.2221 | 15.9907 | 15.9907 | 88.1593 | 143.7722 | 82.0735 | 163.9986 | 189.4424 | 133.5375 | 145.4408 | 990.9593 | 156.5342 | 107.5614 | 95.7108 | 95.7108 | 42.3837 | 70.1643 | 990.9593 | 533.3458 | 174.989 | 0 | 0 | 0 | 94.6348 | 116.6813 | 92.6151 | 463.0343 | 114.2627 | 0 | 81.6442 | 70.1643 | 15.9907 | 91.2189 | 36.2967 | 0 | 0 | 0 | 108.5635 | 0 | 0 | 177.1285 | 0 | 41.9569 | 0 | 0 | 249.492 | 95.6327 | 36.2967 | 37.0313 | 37.0313 | 90.2299 | 184.5571 | 258.3712 | 174.0939 | 386.3238 | 221.0417 | 141.9807 | 322.4311 | 333.9733 | 203.3868 | 183.223 | 597.8227 | 224.8517 | 252.4875 | 112.4412 | 105.2718 | 246.5932 | 269.8836 | 98.1495 | 105.2718 | 105.2718 | 207.8746 | 112.4412 | 112.4412 | 112.4412 | 221.7684 | 209.3137 | 228.0244 | 172.7679 | 172.7679 | 136.395 | 252.3175 | 546.4876 | 181.082 | 146.8694 | 940.4899 | 226.787 | 146.8694 | 655.6242 | 1327.0737 | 194.6274 | 764.245 | 509.717 | 226.787 | 142.7917 | 81.0233 | 287.4203 | 65.726 | 65.726 | 65.726 | 216.4185 | 288.3123 | 102.7598 | 135.9392 | 274.1106 | 248.2904 | 136.7102 | 136.7102 | 161.2166 | 404.2767 | 65.726 | 560.0737 | 267.9563 | 453.7216 | 167.348 | 140.9877 | 507.0783 | 119.6724 | 203.1301 | 119.6724 | 312.1394 | 110.3865 | 137.2292 | 79.5848 | 79.5848 | 110.3865 | 359.7162 | 313.602 | 197.2042 | 279.5044 | 137.383 | 110.3865 | 847.301 | 227.5 | 288.225 | 645.993 | 1140.2986 | 109.7268 | 118.1311 | 222.2514 | 438.2133 | 118.1311 | 71.5245 | 170.5563 | 122.5183 | 116.5496 | 146.9687 | 70.0486 | 70.0486 | 113.3899 | 70.8495 | 218.5021 | 300.9919 | 137.5291 | 203.1301 | 131.0214 | 304.2093 | 217.5708 | 137.5291 | 131.0214 | 107.6246 | 362.3928 | 217.0724 | 57.6143 | 37.5983 | 457.5803 | 100.2178 | 358.8206 | 102.7368 | 442.1452 | 1120.9326 | 53.0856 | 350.6014 | 362.3928 | 500.4529 | 102.7368 | 41.9569 | 324.8386 | 358.8387 | 238.9713 | 229.1639 | 0 | 105.2718 | 182.6082 | 653.8255 | 0 | 109.7268 | 154.7113 | 246.5932 | 111.9747 | 164.066 | 225.9236 | 105.3991 | 0 | 0 | 0 | 0 | 0 | 0 | 0 | 0 | 95.6327 | 0 | 187.3683 | 213.2712 | 326.1069 | 207.6825 | 0 | 221.5857 | 75.7415 | 56.208 | 31.667 | 1100.4662 | 48.1031 | 173.6049 | 70.1112 | 70.1112 | 141.5647 | 45.7693 | 75.7415 | 48.1031 | 45.9675 | 45.9675 | 78.3413 | 0 | 0 | 0 | 0 | 45.7693 | 45.7693 | 45.7693 | 70.4822 | 45.9675 | 149.1042 | 0 | 0 | 34.0608 | 0 | 0 | 0 | 135.1142 | 52.231 | 172.7822 | 66.3041 | 72.056 | 34.0608 | 144.5206 | 244.0772 | 44.503 | 189.1365 | 171.6928 | 743.5722 | 142.3619 | 137.7121 | 174.8648 | 27.3498 | 32.6505 | 32.6505 | 27.3498 | 66.1752 | 105.8578 | 231.1182 | 2553.0283 | 198.5565 | 105.8578 | 99.0239 | 245.0501 | 147.5822 | 122.6613 | 125.3561 | 99.0239 | 229.5103 | 95.7052 | 52.231 | 52.231 | 201.8121 | 151.7935 | 0 | 0 | 0 | 32.6505 | 32.6505 | 40.4627 | 0 | 0 | 0 | 0 | 0 | 0 | 27.3498 | 52.231 | 208.8283 | 32.6505 | 42.6713 | 92.2119 | 0 | 0 | 0 | 0 | 0 | 0 | 0 | 0 | 0 | 0 | 0 | 0 | 0 | 0 | 0 | 0 | 0 | 0 | 0 | 0 | 0 | 0 | 0 | 0 | 0 | 0 | 0 | 0 | 0 | 0 | 0 | 0 | 0 | 0 | 0 | 0 | 0 | 0 | 0 | 0 | 0 | 0 | 0 | 0 | 0 | 0 | 0 | 0 | 0 | 0 | 0 | 0 | 0 | 0 | 0 | 0 | 0 | 0 | 0 | 0 | 0 | 0 | 0 | 0 | 0 | 0 | 0 | 0 | 0 | 0 | 0 | 0 | 0 | 0 | 0 | 0 | 0 | 0 | 0 | 0 | 0 | 0 | 0 | 0 | 0 | 0 | 0 | 0 | 0 | 0 | 0 | 0 | 0 | 0 | 0 | 0 | 0 | 0 | 0 | 0 | 0 | 0 | 0 | 0 | 0 | 0 | 0 | 0 | 0 | 2017-01-24 11:00
t0565 | 0 | 153.0209 | 463.2344 | 174.9487 | 53.8408 | 369.4657 | 53.8408 | 545.0446 | 88.5396 | 88.5396 | 2777.0721 | 100.9594 | 98.7798 | 396.361 | 476.7575 | 68.8119 | 97.675 | 446.9129 | 286.3931 | 394.7526 | 0 | 0 | 571.0789 | 45.596 | 45.596 | 45.596 | 100.4895 | 197.4027 | 308.3053 | 195.4345 | 446.7661 | 117.8467 | 279.3432 | 249.9142 | 340.3267 | 349.2512 | 166.621 | 598.8119 | 424.1514 | 118.1164 | 242.5959 | 346.8641 | 131.3673 | 279.7807 | 540.9185 | 131.3673 | 52.4187 | 353.6801 | 940.2501 | 188.1707 | 237.6197 | 123.2962 | 213.3341 | 52.4187 | 207.0086 | 324.253 | 117.5947 | 454.252 | 46.889 | 204.4977 | 46.889 | 131.3673 | 197.4027 | 79.0983 | 540.9185 | 0 | 0 | 0 | 0 | 0 | 0 | 0 | 0 | 199.3974 | 0 | 0 | 0 | 0 | 314.2893 | 355.726 | 32.7057 | 44.0897 | 332.1555 | 193.0182 | 16.0642 | 107.9998 | 117.3718 | 347.0619 | 189.5995 | 255.094 | 135.4447 | 32.7057 | 400.2038 | 58.1314 | 338.7848 | 162.4967 | 193.976 | 60.6475 | 114.5279 | 657.9327 | 32.0271 | 190.6604 | 201.0123 | 16.0642 | 16.0642 | 88.5049 | 143.0482 | 82.2851 | 164.4672 | 188.6267 | 133.5039 | 145.2029 | 989.4373 | 158.0759 | 107.9998 | 95.8825 | 95.8825 | 42.544 | 70.6601 | 989.4373 | 532.4848 | 175.0515 | 0 | 0 | 0 | 94.8045 | 117.3718 | 92.6663 | 463.4212 | 114.5279 | 0 | 81.7292 | 70.6601 | 16.0642 | 91.326 | 36.4665 | 0 | 0 | 0 | 108.3354 | 0 | 0 | 176.9094 | 0 | 42.3122 | 0 | 0 | 248.8403 | 94.7805 | 36.4665 | 37.0519 | 37.0519 | 91.174 | 185.0273 | 258.7512 | 174.4722 | 383.3735 | 219.9117 | 141.7093 | 321.6778 | 331.5764 | 203.8097 | 183.0841 | 590.5122 | 223.9236 | 253.5477 | 111.4599 | 104.68 | 245.4754 | 271.031 | 98.3155 | 104.68 | 104.68 | 207.8165 | 111.4599 | 111.4599 | 111.4599 | 222.2194 | 207.9746 | 228.6544 | 173.0578 | 173.0578 | 136.5361 | 251.6902 | 543.9003 | 178.892 | 147.2597 | 924.8166 | 225.3353 | 147.2597 | 651.1898 | 1309.7768 | 195.6903 | 760.8388 | 508.0765 | 225.3353 | 142.4313 | 81.0685 | 289.2312 | 65.6036 | 65.6036 | 65.6036 | 217.3843 | 288.4894 | 103.5315 | 134.5874 | 273.389 | 246.7485 | 135.5313 | 135.5313 | 160.6958 | 400.655 | 65.6036 | 559.4869 | 266.5372 | 451.5106 | 166.461 | 140.8245 | 504.1797 | 119.4692 | 200.5065 | 119.4692 | 310.3936 | 110.2482 | 136.0558 | 79.0983 | 79.0983 | 110.2482 | 354.1628 | 310.2628 | 196.2822 | 278.7713 | 135.9646 | 110.2482 | 832.325 | 226.5431 | 286.1718 | 641.1488 | 1123.4981 | 109.2485 | 117.4753 | 222.8572 | 436.6363 | 117.4753 | 71.6614 | 170.1866 | 121.6645 | 116.3062 | 147.275 | 69.7049 | 69.7049 | 112.6138 | 70.8462 | 216.2188 | 298.7832 | 137.455 | 200.5065 | 130.5414 | 302.7258 | 216.6357 | 137.455 | 130.5414 | 108.1863 | 360.3039 | 215.5507 | 57.2141 | 37.859 | 456.8413 | 100.3873 | 358.839 | 102.943 | 442.0215 | 1107.6916 | 53.1941 | 352.7802 | 360.3039 | 498.37 | 102.943 | 42.3122 | 315.2071 | 358.9481 | 236.4605 | 226.0182 | 0 | 104.68 | 182.542 | 640.8865 | 0 | 109.2485 | 154.275 | 245.4754 | 111.121 | 165.72 | 225.382 | 105.6795 | 0 | 0 | 0 | 0 | 0 | 0 | 0 | 0 | 94.7805 | 0 | 186.2668 | 209.6376 | 324.3569 | 206.2765 | 0 | 222.1415 | 76.4851 | 56.3928 | 32.0271 | 1100.1089 | 48.0554 | 173.3154 | 70.6546 | 70.6546 | 143.0267 | 46.0092 | 76.4851 | 48.0554 | 46.3339 | 46.3339 | 78.7928 | 0 | 0 | 0 | 0 | 46.0092 | 46.0092 | 46.0092 | 70.762 | 46.3339 | 149.5818 | 0 | 0 | 33.9361 | 0 | 0 | 0 | 135.6478 | 51.7764 | 172.8515 | 65.2112 | 72.2099 | 33.9361 | 143.7934 | 243.5605 | 44.706 | 187.4928 | 171.1756 | 737.0189 | 142.064 | 137.3676 | 174.6285 | 27.2794 | 32.5812 | 32.5812 | 27.2794 | 66.4715 | 105.8243 | 231.4416 | 2524.0169 | 199.271 | 105.8243 | 98.8251 | 243.4521 | 148.2116 | 123.7623 | 126.0244 | 98.8251 | 230.118 | 95.3363 | 51.7764 | 51.7764 | 202.4659 | 151.634 | 0 | 0 | 0 | 32.5812 | 32.5812 | 40.6384 | 0 | 0 | 0 | 0 | 0 | 0 | 27.2794 | 51.7764 | 208.805 | 32.5812 | 42.6273 | 92.9061 | 0 | 0 | 0 | 0 | 0 | 0 | 0 | 0 | 0 | 0 | 0 | 0 | 0 | 0 | 0 | 0 | 0 | 0 | 0 | 0 | 0 | 0 | 0 | 0 | 0 | 0 | 0 | 0 | 0 | 0 | 0 | 0 | 0 | 0 | 0 | 0 | 0 | 0 | 0 | 0 | 0 | 0 | 0 | 0 | 0 | 0 | 0 | 0 | 0 | 0 | 0 | 0 | 0 | 0 | 0 | 0 | 0 | 0 | 0 | 0 | 0 | 0 | 0 | 0 | 0 | 0 | 0 | 0 | 0 | 0 | 0 | 0 | 0 | 0 | 0 | 0 | 0 | 0 | 0 | 0 | 0 | 0 | 0 | 0 | 0 | 0 | 0 | 0 | 0 | 0 | 0 | 0 | 0 | 0 | 0 | 0 | 0 | 0 | 0 | 0 | 0 | 0 | 0 | 0 | 0 | 0 | 0 | 0 | 0 | 2017-01-24 12:00
t0566 | 0 | 152.2587 | 456.0458 | 175.2267 | 53.1261 | 363.7409 | 53.1261 | 560.6247 | 86.2305 | 86.2305 | 2681.3507 | 98.6791 | 99.0964 | 395.7025 | 478.6217 | 69.4587 | 97.0925 | 444.5021 | 284.4204 | 399.0401 | 0 | 0 | 561.6683 | 45.5476 | 45.5476 | 45.5476 | 100.6304 | 197.0485 | 310.9816 | 187.991 | 439.8541 | 116.4538 | 281.1442 | 252.0793 | 339.9733 | 346.6066 | 167.4246 | 609.4078 | 423.3099 | 118.2006 | 245.2907 | 344.101 | 131.4499 | 279.9171 | 532.6497 | 131.4499 | 52.8597 | 353.6398 | 940.8235 | 189.5531 | 234.8274 | 122.8211 | 214.2733 | 52.8597 | 207.4514 | 327.285 | 118.1836 | 448.3092 | 46.6098 | 206.3702 | 46.6098 | 131.4499 | 197.0485 | 78.8297 | 532.6497 | 0 | 0 | 0 | 0 | 0 | 0 | 0 | 0 | 199.299 | 0 | 0 | 0 | 0 | 313.0456 | 354.7879 | 32.8715 | 43.9437 | 326.2478 | 193.1472 | 15.9883 | 107.5524 | 117.5843 | 343.3938 | 188.897 | 254.7603 | 133.6826 | 32.8715 | 390.2017 | 58.0232 | 335.2739 | 161.9392 | 194.2909 | 60.6311 | 114.3013 | 647.8382 | 31.7679 | 190.4282 | 199.7297 | 15.9883 | 15.9883 | 87.3803 | 143.0907 | 82.0734 | 163.9071 | 188.0714 | 129.1858 | 138.1866 | 956.0184 | 156.3751 | 107.5524 | 95.9544 | 95.9544 | 42.4232 | 69.3507 | 956.0184 | 520.2822 | 175.9078 | 0 | 0 | 0 | 95.093 | 117.5843 | 92.7211 | 459.3716 | 114.3013 | 0 | 81.8458 | 69.3507 | 15.9883 | 89.4985 | 35.9191 | 0 | 0 | 0 | 107.8951 | 0 | 0 | 175.6306 | 0 | 42.0378 | 0 | 0 | 248.1411 | 95.6081 | 35.9191 | 36.9405 | 36.9405 | 90.6995 | 183.1861 | 254.6372 | 173.6076 | 377.5878 | 219.4843 | 140.5864 | 320.3487 | 323.1392 | 200.9888 | 182.024 | 565.8595 | 222.5361 | 249.6083 | 110.3723 | 103.9698 | 241.7426 | 268.0594 | 97.2275 | 103.9698 | 103.9698 | 203.1793 | 110.3723 | 110.3723 | 110.3723 | 219.1283 | 206.1747 | 224.6369 | 171.312 | 171.312 | 134.8275 | 244.4519 | 539.3955 | 178.7269 | 144.2619 | 878.143 | 222.3675 | 144.2619 | 620.3776 | 1261.8757 | 192.6924 | 740.4965 | 501.1093 | 222.3675 | 139.839 | 80.3008 | 285.5678 | 65.4621 | 65.4621 | 65.4621 | 215.0397 | 280.5286 | 101.8297 | 136.3697 | 271.9088 | 246.8445 | 135.6003 | 135.6003 | 158.7284 | 404.7819 | 65.4621 | 549.0782 | 265.9092 | 450.1696 | 166.3794 | 140.7536 | 485.322 | 118.5296 | 201.0789 | 118.5296 | 305.4815 | 108.2601 | 134.6937 | 78.8297 | 78.8297 | 108.2601 | 355.043 | 310.8515 | 193.107 | 273.2553 | 135.783 | 108.2601 | 836.2742 | 225.8603 | 278.0289 | 624.34 | 1074.5092 | 108.8914 | 117.3053 | 218.9739 | 430.4763 | 117.3053 | 71.5127 | 168.1885 | 121.63 | 115.6949 | 145.5058 | 69.1564 | 69.1564 | 111.7848 | 69.9805 | 210.1943 | 295.3297 | 136.4816 | 201.0789 | 128.9747 | 295.5678 | 216.2683 | 136.4816 | 128.9747 | 107.2151 | 349.3846 | 214.4085 | 57.8317 | 37.7024 | 455.0995 | 99.6262 | 353.0676 | 101.9619 | 442.1032 | 1089.6632 | 53.2157 | 351.6696 | 349.3846 | 486.3323 | 101.9619 | 42.0378 | 323.4576 | 353.6432 | 235.0614 | 227.6663 | 0 | 103.9698 | 182.6135 | 611.5696 | 0 | 108.8914 | 152.6253 | 241.7426 | 108.5966 | 164.2771 | 225.1447 | 104.2849 | 0 | 0 | 0 | 0 | 0 | 0 | 0 | 0 | 95.6081 | 0 | 186.2024 | 213.4379 | 315.9368 | 201.81 | 0 | 218.9602 | 74.7782 | 55.9227 | 31.7679 | 1064.6985 | 47.8806 | 168.2339 | 69.584 | 69.584 | 139.4717 | 45.1866 | 74.7782 | 47.8806 | 46.0269 | 46.0269 | 78.1099 | 0 | 0 | 0 | 0 | 45.1866 | 45.1866 | 45.1866 | 69.9956 | 46.0269 | 148.1023 | 0 | 0 | 32.9407 | 0 | 0 | 0 | 133.8529 | 51.8175 | 169.7959 | 65.0765 | 71.4797 | 32.9407 | 143.8988 | 235.6567 | 44.5153 | 186.8192 | 168.8744 | 723.2726 | 141.2319 | 136.5637 | 172.8835 | 27.072 | 32.436 | 32.436 | 27.072 | 65.2585 | 104.2798 | 229.3058 | 2428.465 | 194.0748 | 104.2798 | 97.4126 | 233.7357 | 145.3321 | 122.2441 | 123.413 | 97.4126 | 224.8376 | 93.1616 | 51.8175 | 51.8175 | 200.2019 | 147.5153 | 0 | 0 | 0 | 32.436 | 32.436 | 40.0441 | 0 | 0 | 0 | 0 | 0 | 0 | 27.072 | 51.8175 | 204.4592 | 32.436 | 42.3027 | 91.779 | 0 | 0 | 0 | 0 | 0 | 0 | 0 | 0 | 0 | 0 | 0 | 0 | 0 | 0 | 0 | 0 | 0 | 0 | 0 | 0 | 0 | 0 | 0 | 0 | 0 | 0 | 0 | 0 | 0 | 0 | 0 | 0 | 0 | 0 | 0 | 0 | 0 | 0 | 0 | 0 | 0 | 0 | 0 | 0 | 0 | 0 | 0 | 0 | 0 | 0 | 0 | 0 | 0 | 0 | 0 | 0 | 0 | 0 | 0 | 0 | 0 | 0 | 0 | 0 | 0 | 0 | 0 | 0 | 0 | 0 | 0 | 0 | 0 | 0 | 0 | 0 | 0 | 0 | 0 | 0 | 0 | 0 | 0 | 0 | 0 | 0 | 0 | 0 | 0 | 0 | 0 | 0 | 0 | 0 | 0 | 0 | 0 | 0 | 0 | 0 | 0 | 0 | 0 | 0 | 0 | 0 | 0 | 0 | 0 | 2017-01-24 13:00
t0567 | 0 | 156.8041 | 446.7578 | 182.3104 | 51.6629 | 354.582 | 51.6629 | 648.9515 | 83.0087 | 83.0087 | 2577.3933 | 93.5036 | 102.6665 | 414.5889 | 502.3631 | 73.6609 | 97.7311 | 450.8836 | 285.9236 | 430.413 | 0 | 0 | 551.2635 | 46.516 | 46.516 | 46.516 | 104.8935 | 203.1593 | 333.757 | 176.5368 | 437.9938 | 115.4643 | 298.3154 | 269.4948 | 348.8833 | 348.1032 | 175.1524 | 682.26 | 446.1457 | 122.4664 | 265.6883 | 349.0891 | 137.1529 | 291.7126 | 546.6457 | 137.1529 | 55.5065 | 365.9127 | 980.371 | 201.7995 | 235.4796 | 124.2859 | 225.6209 | 55.5065 | 215.3395 | 350.7557 | 123.8495 | 447.2297 | 46.6323 | 221.3105 | 46.6323 | 137.1529 | 203.1593 | 80.6684 | 546.6457 | 0 | 0 | 0 | 0 | 0 | 0 | 0 | 0 | 205.2367 | 0 | 0 | 0 | 0 | 320.4708 | 361.5469 | 34.0597 | 43.3138 | 314.5486 | 196.5415 | 15.901 | 107.2778 | 118.803 | 343.2244 | 192.9836 | 261.6405 | 129.3856 | 34.0597 | 371.4901 | 58.0832 | 333.2725 | 161.7449 | 198.6175 | 61.1843 | 115.1866 | 634.4631 | 30.7892 | 193.2659 | 197.9821 | 15.901 | 15.901 | 85.0034 | 147.5777 | 82.5196 | 164.2986 | 191.9045 | 119.3322 | 121.2523 | 881.8573 | 150.8756 | 107.2778 | 97.5657 | 97.5657 | 42.5034 | 65.7582 | 881.8573 | 497.1266 | 181.519 | 0 | 0 | 0 | 97.3126 | 118.803 | 94.5017 | 455.5171 | 115.1866 | 0 | 83.5208 | 65.7582 | 15.901 | 85.7015 | 34.6342 | 0 | 0 | 0 | 109.1905 | 0 | 0 | 175.778 | 0 | 41.2197 | 0 | 0 | 252.3116 | 101.7463 | 34.6342 | 37.268 | 37.268 | 88.8596 | 180.2697 | 246.7673 | 173.5189 | 374.9544 | 225.0015 | 140.6424 | 324.3082 | 310.6125 | 195.7124 | 182.7319 | 522.8592 | 224.8958 | 240.5683 | 111.6054 | 105.261 | 238.1898 | 261.9345 | 95.5561 | 105.261 | 105.261 | 193.8594 | 111.6054 | 111.6054 | 111.6054 | 213.3543 | 207.9977 | 215.9007 | 168.863 | 168.863 | 132.1439 | 229.7806 | 542.6278 | 186.6834 | 137.4885 | 797.3475 | 221.413 | 137.4885 | 554.1137 | 1188.5363 | 185.2714 | 704.0753 | 494.383 | 221.413 | 135.8816 | 79.508 | 276.2557 | 66.5706 | 66.5706 | 66.5706 | 210.1338 | 262.6051 | 97.0852 | 147.1635 | 274.452 | 255.3278 | 141.0755 | 141.0755 | 157.2859 | 432.5849 | 66.5706 | 530.9633 | 272.394 | 459.9098 | 171.3258 | 143.573 | 447.1798 | 118.5383 | 212.5704 | 118.5383 | 301.2051 | 104.9245 | 136.0431 | 80.6684 | 80.6684 | 104.9245 | 377.092 | 326.1088 | 189.7821 | 264.3 | 141.099 | 104.9245 | 897.9667 | 230.3657 | 264.7012 | 599.1787 | 993.3867 | 111.0226 | 120.5414 | 210.5716 | 424.5856 | 120.5414 | 72.1137 | 166.4861 | 125.7936 | 116.683 | 142.4674 | 69.6814 | 69.6814 | 113.3095 | 68.8256 | 202.1879 | 296.1086 | 136.4318 | 212.5704 | 128.0252 | 284.0692 | 221.4456 | 136.4318 | 128.0252 | 105.1495 | 329.534 | 218.6912 | 61.6126 | 37.3587 | 460.3768 | 98.9271 | 343.1405 | 100.5925 | 450.9307 | 1089.1968 | 54.0262 | 350.054 | 329.534 | 465.8399 | 100.5925 | 41.2197 | 375.4499 | 344.8514 | 241.2876 | 243.9448 | 0 | 105.261 | 186.4029 | 569.1113 | 0 | 111.0226 | 151.782 | 238.1898 | 105.389 | 159.4047 | 229.9499 | 101.6038 | 0 | 0 | 0 | 0 | 0 | 0 | 0 | 0 | 101.7463 | 0 | 192.0673 | 236.7384 | 301.8261 | 196.0736 | 0 | 212.6823 | 69.5761 | 55.1998 | 30.7892 | 984.1826 | 48.3904 | 157.5213 | 66.5689 | 66.5689 | 128.5323 | 43.1258 | 69.5761 | 48.3904 | 45.1649 | 45.1649 | 76.5778 | 0 | 0 | 0 | 0 | 43.1258 | 43.1258 | 43.1258 | 68.4697 | 45.1649 | 145.5449 | 0 | 0 | 30.9997 | 0 | 0 | 0 | 129.9953 | 53.9613 | 164.0806 | 68.444 | 70.3769 | 30.9997 | 148.5884 | 218.6597 | 44.336 | 192.2071 | 166.6592 | 712.6932 | 142.1938 | 137.6264 | 171.6851 | 27.1503 | 32.7902 | 32.7902 | 27.1503 | 62.3267 | 101.8964 | 226.7525 | 2267.7875 | 181.195 | 101.8964 | 95.6609 | 214.0182 | 138.3642 | 117.6465 | 116.7104 | 95.6609 | 212.5422 | 89.5419 | 53.9613 | 53.9613 | 195.9704 | 138.8684 | 0 | 0 | 0 | 32.7902 | 32.7902 | 38.6884 | 0 | 0 | 0 | 0 | 0 | 0 | 27.1503 | 53.9613 | 195.9169 | 32.7902 | 42.2702 | 88.6703 | 0 | 0 | 0 | 0 | 0 | 0 | 0 | 0 | 0 | 0 | 0 | 0 | 0 | 0 | 0 | 0 | 0 | 0 | 0 | 0 | 0 | 0 | 0 | 0 | 0 | 0 | 0 | 0 | 0 | 0 | 0 | 0 | 0 | 0 | 0 | 0 | 0 | 0 | 0 | 0 | 0 | 0 | 0 | 0 | 0 | 0 | 0 | 0 | 0 | 0 | 0 | 0 | 0 | 0 | 0 | 0 | 0 | 0 | 0 | 0 | 0 | 0 | 0 | 0 | 0 | 0 | 0 | 0 | 0 | 0 | 0 | 0 | 0 | 0 | 0 | 0 | 0 | 0 | 0 | 0 | 0 | 0 | 0 | 0 | 0 | 0 | 0 | 0 | 0 | 0 | 0 | 0 | 0 | 0 | 0 | 0 | 0 | 0 | 0 | 0 | 0 | 0 | 0 | 0 | 0 | 0 | 0 | 0 | 0 | 2017-01-24 14:00
t0568 | 0 | 161.7759 | 438.5819 | 189.9025 | 50.3277 | 346.2996 | 50.3277 | 739.3819 | 79.983 | 79.983 | 2479.3719 | 88.5456 | 106.5225 | 434.6334 | 527.5259 | 78.076 | 98.6275 | 458.4675 | 288.1784 | 463.0558 | 0 | 0 | 542.2312 | 47.6106 | 47.6106 | 47.6106 | 109.4496 | 209.827 | 357.5083 | 165.4695 | 437.2486 | 114.7696 | 316.3449 | 287.695 | 358.7456 | 350.5122 | 183.3748 | 757.224 | 470.2353 | 127.0714 | 286.8736 | 355.0033 | 143.2389 | 304.3213 | 562.0897 | 143.2389 | 58.3118 | 379.1962 | 1022.6521 | 214.6295 | 236.7421 | 126.0823 | 237.6098 | 58.3118 | 223.8272 | 375.2517 | 129.866 | 447.2979 | 46.7768 | 236.898 | 46.7768 | 143.2389 | 209.827 | 82.7255 | 562.0897 | 0 | 0 | 0 | 0 | 0 | 0 | 0 | 0 | 211.7377 | 0 | 0 | 0 | 0 | 328.7629 | 369.2814 | 35.3431 | 42.7959 | 303.6102 | 200.4688 | 15.8551 | 107.284 | 120.3419 | 343.9431 | 197.5913 | 269.2351 | 125.4072 | 35.3431 | 353.6434 | 58.2968 | 332.1276 | 161.9755 | 203.4868 | 61.9014 | 116.3789 | 622.6672 | 29.8874 | 196.624 | 196.7461 | 15.8551 | 15.8551 | 82.8375 | 152.471 | 83.1848 | 165.1238 | 196.2559 | 109.7372 | 104.5427 | 809.5949 | 145.7479 | 107.284 | 99.4413 | 99.4413 | 42.6958 | 62.3204 | 809.5949 | 475.1416 | 187.6349 | 0 | 0 | 0 | 99.7992 | 120.3419 | 96.539 | 452.834 | 116.3789 | 0 | 85.4234 | 62.3204 | 15.8551 | 82.1085 | 33.4336 | 0 | 0 | 0 | 110.7771 | 0 | 0 | 176.3843 | 0 | 40.5065 | 0 | 0 | 257.1607 | 108.1794 | 33.4336 | 37.6947 | 37.6947 | 87.2463 | 177.8109 | 239.5016 | 173.8848 | 373.2729 | 231.1311 | 141.065 | 329.1329 | 298.8189 | 190.921 | 183.9203 | 480.9602 | 227.8514 | 232.1133 | 113.1322 | 106.8313 | 235.2351 | 256.4663 | 94.1262 | 106.8313 | 106.8313 | 184.9957 | 113.1322 | 113.1322 | 113.1322 | 208.1088 | 210.3679 | 207.6846 | 166.8436 | 166.8436 | 129.7919 | 215.6279 | 547.2834 | 195.1602 | 131.0398 | 718.1286 | 221.0251 | 131.0398 | 488.9211 | 1117.8282 | 178.2996 | 669.2822 | 488.9047 | 221.0251 | 132.2563 | 78.919 | 267.6238 | 67.8583 | 67.8583 | 67.8583 | 205.7551 | 245.2723 | 92.5725 | 158.3936 | 277.7226 | 264.5166 | 146.9433 | 146.9433 | 156.2442 | 461.6508 | 67.8583 | 514.1357 | 279.6188 | 470.8937 | 176.7424 | 146.7821 | 409.9876 | 118.8558 | 224.6669 | 118.8558 | 297.6847 | 101.8444 | 137.7496 | 82.7255 | 82.7255 | 101.8444 | 400.219 | 342.2847 | 186.931 | 255.9837 | 146.8056 | 101.8444 | 962.2674 | 235.4928 | 251.984 | 575.4253 | 914.346 | 113.4532 | 124.1067 | 202.6772 | 419.7653 | 124.1067 | 72.9069 | 165.2079 | 130.3043 | 117.9801 | 139.7863 | 70.3897 | 70.3897 | 115.1348 | 67.8443 | 194.6561 | 297.6551 | 136.7379 | 224.6669 | 127.4029 | 273.2441 | 227.2251 | 136.7379 | 127.4029 | 103.3502 | 310.428 | 223.5614 | 65.5729 | 37.1119 | 466.8819 | 98.4835 | 334.0567 | 99.4794 | 460.9833 | 1091.5125 | 54.9827 | 349.3546 | 310.428 | 446.445 | 99.4794 | 40.5065 | 428.6578 | 336.9139 | 248.166 | 260.9335 | 0 | 106.8313 | 190.6994 | 527.8518 | 0 | 113.4532 | 151.3287 | 235.2351 | 102.4356 | 154.9303 | 235.3792 | 99.175 | 0 | 0 | 0 | 0 | 0 | 0 | 0 | 0 | 108.1794 | 0 | 198.4604 | 260.7658 | 288.4201 | 190.8122 | 0 | 206.9289 | 64.5313 | 54.618 | 29.8874 | 905.804 | 49.0291 | 147.1615 | 63.7142 | 63.7142 | 117.8769 | 41.1678 | 64.5313 | 49.0291 | 44.4179 | 44.4179 | 75.2397 | 0 | 0 | 0 | 0 | 41.1678 | 41.1678 | 41.1678 | 67.1159 | 44.4179 | 143.3561 | 0 | 0 | 29.1286 | 0 | 0 | 0 | 126.4591 | 56.2555 | 158.7637 | 72.0035 | 69.4528 | 29.1286 | 153.6881 | 202.1404 | 44.2725 | 198.1185 | 164.865 | 703.8887 | 143.531 | 139.0529 | 170.9277 | 27.2995 | 33.2317 | 33.2317 | 27.2995 | 59.5435 | 99.7663 | 224.7795 | 2112.0375 | 168.7228 | 99.7663 | 94.1488 | 194.7465 | 131.7233 | 113.3368 | 110.2798 | 94.1488 | 200.7389 | 86.135 | 56.2555 | 56.2555 | 192.2313 | 130.5371 | 0 | 0 | 0 | 33.2317 | 33.2317 | 37.4275 | 0 | 0 | 0 | 0 | 0 | 0 | 27.2995 | 56.2555 | 187.8404 | 33.2317 | 42.3479 | 85.7797 | 0 | 0 | 0 | 0 | 0 | 0 | 0 | 0 | 0 | 0 | 0 | 0 | 0 | 0 | 0 | 0 | 0 | 0 | 0 | 0 | 0 | 0 | 0 | 0 | 0 | 0 | 0 | 0 | 0 | 0 | 0 | 0 | 0 | 0 | 0 | 0 | 0 | 0 | 0 | 0 | 0 | 0 | 0 | 0 | 0 | 0 | 0 | 0 | 0 | 0 | 0 | 0 | 0 | 0 | 0 | 0 | 0 | 0 | 0 | 0 | 0 | 0 | 0 | 0 | 0 | 0 | 0 | 0 | 0 | 0 | 0 | 0 | 0 | 0 | 0 | 0 | 0 | 0 | 0 | 0 | 0 | 0 | 0 | 0 | 0 | 0 | 0 | 0 | 0 | 0 | 0 | 0 | 0 | 0 | 0 | 0 | 0 | 0 | 0 | 0 | 0 | 0 | 0 | 0 | 0 | 0 | 0 | 0 | 0 | 2017-01-24 15:00
t0569 | 0 | 170.2995 | 449.2307 | 200.7172 | 51.267 | 353.555 | 51.267 | 816.484 | 81.2107 | 81.2107 | 2521.143 | 88.805 | 112.2891 | 461.4318 | 559.8768 | 83.2065 | 102.493 | 478.5378 | 299.3122 | 497.4849 | 0 | 0 | 556.2222 | 49.8372 | 49.8372 | 49.8372 | 115.8029 | 220.8536 | 383.3322 | 165.6495 | 452.5236 | 118.3486 | 337.4397 | 307.8904 | 376.55 | 363.9066 | 194.2443 | 826.3474 | 500.7966 | 134.0318 | 308.807 | 370.809 | 151.6593 | 322.0163 | 592.0296 | 151.6593 | 61.8406 | 399.7515 | 1082.027 | 229.2804 | 245.8235 | 131.3672 | 252.5729 | 61.8406 | 236.2492 | 402.021 | 137.6819 | 463.1545 | 48.4318 | 253.8871 | 48.4318 | 151.6593 | 220.8536 | 86.7422 | 592.0296 | 0 | 0 | 0 | 0 | 0 | 0 | 0 | 0 | 222.6508 | 0 | 0 | 0 | 0 | 344.8475 | 386.2184 | 37.2429 | 43.866 | 307.8607 | 209.3205 | 16.3506 | 110.821 | 125.0973 | 356.3215 | 207.0064 | 282.7386 | 127.3272 | 37.2429 | 356.1649 | 60.3171 | 342.8989 | 167.4255 | 212.9863 | 64.3333 | 120.9036 | 637.636 | 30.3319 | 205.086 | 202.5591 | 16.3506 | 16.3506 | 84.3901 | 160.4347 | 86.3128 | 171.054 | 205.4259 | 108.253 | 99.0695 | 798.1191 | 147.5655 | 110.821 | 103.7838 | 103.7838 | 44.2094 | 62.4576 | 798.1191 | 479.4731 | 197.2818 | 0 | 0 | 0 | 104.4854 | 125.0973 | 100.8969 | 466.6081 | 120.9036 | 0 | 89.3251 | 62.4576 | 16.3506 | 82.9139 | 33.8768 | 0 | 0 | 0 | 115.4319 | 0 | 0 | 182.7242 | 0 | 41.4134 | 0 | 0 | 268.6247 | 115.5076 | 33.8768 | 39.1962 | 39.1962 | 89.1193 | 182.3893 | 243.5793 | 179.8817 | 385.6154 | 242.5117 | 146.1221 | 343.039 | 303.043 | 194.6883 | 190.8134 | 476.0749 | 237.3571 | 235.1505 | 117.9956 | 111.4219 | 241.8269 | 261.9277 | 96.4981 | 111.4219 | 111.4219 | 186.458 | 117.9956 | 117.9956 | 117.9956 | 212.2051 | 219.0532 | 210.1176 | 171.328 | 171.328 | 132.8752 | 215.3805 | 568.8675 | 206.8245 | 131.8908 | 702.8229 | 228.5996 | 131.8908 | 471.0597 | 1120.9998 | 180.3207 | 673.78 | 502.8178 | 228.5996 | 134.8401 | 81.2584 | 271.6049 | 70.8772 | 70.8772 | 70.8772 | 210.1314 | 244.1308 | 93.0906 | 170.1276 | 289.0411 | 278.7731 | 155.3459 | 155.3459 | 161.0742 | 493.7952 | 70.8772 | 522.523 | 293.2947 | 493.2452 | 185.8454 | 153.52 | 404.3083 | 123.0904 | 239.3842 | 123.0904 | 306.2161 | 103.6479 | 143.5842 | 86.7422 | 86.7422 | 103.6479 | 427.4806 | 363.3441 | 191.9037 | 260.2878 | 155.1676 | 103.6479 | 1032.8764 | 246.4403 | 254.05 | 583.0429 | 906.0134 | 118.7097 | 130.3767 | 205.1205 | 431.6836 | 130.3767 | 75.7727 | 170.1804 | 137.3389 | 122.7248 | 142.9937 | 73.2275 | 73.2275 | 120.1839 | 69.6071 | 197.6442 | 309.0318 | 141.5432 | 239.3842 | 131.4763 | 276.9326 | 238.2421 | 141.5432 | 131.4763 | 105.7488 | 311.0141 | 234.0873 | 70.023 | 38.1771 | 486.3539 | 101.5366 | 340.4235 | 102.1955 | 482.047 | 1132.5144 | 57.3371 | 360.3209 | 311.0141 | 451.4723 | 102.1955 | 41.4134 | 474.0638 | 343.9793 | 260.8248 | 279.6413 | 0 | 111.4219 | 199.4911 | 526.1057 | 0 | 118.7097 | 156.2934 | 241.8269 | 104.4811 | 157.3886 | 246.3977 | 101.1515 | 0 | 0 | 0 | 0 | 0 | 0 | 0 | 0 | 115.5076 | 0 | 208.8732 | 283.3887 | 291.2797 | 194.7131 | 0 | 210.6875 | 63.8188 | 56.1098 | 30.3319 | 894.0157 | 51.0434 | 146.5829 | 64.2043 | 64.2043 | 115.7723 | 41.4469 | 63.8188 | 51.0434 | 45.4362 | 45.4362 | 76.9615 | 0 | 0 | 0 | 0 | 41.4469 | 41.4469 | 41.4469 | 68.5913 | 45.4362 | 146.9144 | 0 | 0 | 29.1259 | 0 | 0 | 0 | 128.7036 | 59.499 | 161.2345 | 76.6022 | 71.2671 | 29.1259 | 161.8054 | 200.1302 | 45.6915 | 208.3748 | 169.5779 | 724.3211 | 149.173 | 144.6019 | 176.3474 | 28.3187 | 34.6096 | 34.6096 | 28.3187 | 59.9843 | 101.992 | 231.241 | 2105.2329 | 167.5129 | 101.992 | 96.5551 | 191.226 | 132.442 | 114.5964 | 110.3791 | 96.5551 | 200.9971 | 87.2796 | 59.499 | 59.499 | 196.5638 | 130.4683 | 0 | 0 | 0 | 34.6096 | 34.6096 | 37.9717 | 0 | 0 | 0 | 0 | 0 | 0 | 28.3187 | 59.499 | 189.8182 | 34.6096 | 43.8313 | 86.9642 | 0 | 0 | 0 | 0 | 0 | 0 | 0 | 0 | 0 | 0 | 0 | 0 | 0 | 0 | 0 | 0 | 0 | 0 | 0 | 0 | 0 | 0 | 0 | 0 | 0 | 0 | 0 | 0 | 0 | 0 | 0 | 0 | 0 | 0 | 0 | 0 | 0 | 0 | 0 | 0 | 0 | 0 | 0 | 0 | 0 | 0 | 0 | 0 | 0 | 0 | 0 | 0 | 0 | 0 | 0 | 0 | 0 | 0 | 0 | 0 | 0 | 0 | 0 | 0 | 0 | 0 | 0 | 0 | 0 | 0 | 0 | 0 | 0 | 0 | 0 | 0 | 0 | 0 | 0 | 0 | 0 | 0 | 0 | 0 | 0 | 0 | 0 | 0 | 0 | 0 | 0 | 0 | 0 | 0 | 0 | 0 | 0 | 0 | 0 | 0 | 0 | 0 | 0 | 0 | 0 | 0 | 0 | 0 | 0 | 2017-01-24 16:00
t0570 | 0 | 165.9315 | 452.4533 | 196.1703 | 52.3986 | 358.2824 | 52.3986 | 756.6717 | 81.3549 | 81.3549 | 2473.4911 | 91.6454 | 110.6277 | 444.5865 | 544.7186 | 80.9761 | 102.2363 | 473.7502 | 298.3761 | 477.2039 | 0 | 0 | 557.6077 | 49.434 | 49.434 | 49.434 | 112.9092 | 216.4217 | 367.9915 | 165.6539 | 447.0225 | 118.5354 | 326.2752 | 296.7216 | 371.5079 | 362.6044 | 190.0053 | 774.5485 | 479.2403 | 131.3449 | 295.1234 | 364.9163 | 147.4748 | 313.4377 | 565.7837 | 147.4748 | 60.6941 | 391.6171 | 1053.5863 | 221.3354 | 243.0087 | 130.8616 | 245.1579 | 60.6941 | 231.7437 | 386.9955 | 134.4838 | 459.1656 | 48.6562 | 244.1477 | 48.6562 | 147.4748 | 216.4217 | 85.4075 | 565.7837 | 0 | 0 | 0 | 0 | 0 | 0 | 0 | 0 | 219.0812 | 0 | 0 | 0 | 0 | 338.977 | 382.7041 | 36.8311 | 45.1498 | 314.5185 | 209.2728 | 16.5904 | 112.2039 | 126.4203 | 354.5609 | 204.0584 | 278.5486 | 131.0112 | 36.8311 | 362.9197 | 61.1249 | 343.5872 | 169.5155 | 212.2646 | 64.8084 | 121.5275 | 642.713 | 31.534 | 204.8075 | 205.5656 | 16.5904 | 16.5904 | 86.336 | 157.8674 | 86.8756 | 172.4617 | 203.12 | 112.5654 | 105.7965 | 828.0734 | 153.3072 | 112.2039 | 103.8703 | 103.8703 | 44.6569 | 65.0946 | 828.0734 | 488.9807 | 195.9165 | 0 | 0 | 0 | 104.3265 | 126.4203 | 100.6727 | 470.713 | 121.5275 | 0 | 89.1633 | 65.0946 | 16.5904 | 84.9665 | 34.8504 | 0 | 0 | 0 | 114.9228 | 0 | 0 | 182.9552 | 0 | 42.585 | 0 | 0 | 266.7441 | 111.8566 | 34.8504 | 39.2567 | 39.2567 | 92.0171 | 185.1722 | 248.4157 | 181.3434 | 382.5082 | 239.0706 | 146.1469 | 341.3375 | 304.6487 | 198.3757 | 191.0046 | 481.154 | 235.5511 | 241.7298 | 116.0756 | 110.2008 | 242.0476 | 267.6082 | 97.863 | 110.2008 | 110.2008 | 190.8131 | 116.0756 | 116.0756 | 116.0756 | 216.2143 | 216.6023 | 215.6516 | 173.534 | 173.534 | 134.7402 | 220.9038 | 564.8152 | 200.2302 | 135.8724 | 707.9012 | 227.0849 | 135.8724 | 490.9801 | 1121.5944 | 186.0419 | 684.4824 | 504.3241 | 227.0849 | 136.2613 | 81.9794 | 279.8764 | 70.473 | 70.473 | 70.473 | 214.7723 | 252.6156 | 96.839 | 163.8607 | 287.7591 | 273.4913 | 151.4886 | 151.4886 | 161.2799 | 477.6011 | 70.473 | 530.701 | 289.1076 | 487.0084 | 182.8795 | 152.6719 | 415.6281 | 123.1754 | 230.665 | 123.1754 | 305.7719 | 105.1246 | 141.3482 | 85.4075 | 85.4075 | 105.1246 | 409.6297 | 352.2215 | 192.2148 | 263.4878 | 150.9137 | 105.1246 | 983.3749 | 243.7529 | 256.4466 | 586.1115 | 909.8492 | 117.3975 | 128.3257 | 210.4544 | 432.6999 | 128.3257 | 76.0892 | 170.8158 | 134.5623 | 122.3381 | 145.3576 | 72.6419 | 72.6419 | 118.5493 | 70.335 | 197.2436 | 305.6807 | 141.9715 | 230.665 | 131.4473 | 279.7779 | 235.2949 | 141.9715 | 131.4473 | 108.0678 | 316.1824 | 230.357 | 68.0092 | 38.9642 | 484.7081 | 102.5377 | 345.7682 | 103.5386 | 480.1405 | 1111.6853 | 57.4431 | 366.554 | 316.1824 | 457.456 | 103.5386 | 42.585 | 436.5441 | 349.0568 | 254.5193 | 268.1547 | 0 | 110.2008 | 198.6187 | 520.3558 | 0 | 117.3975 | 156.4022 | 242.0476 | 104.5361 | 163.1321 | 244.3872 | 103.1596 | 0 | 0 | 0 | 0 | 0 | 0 | 0 | 0 | 111.8566 | 0 | 205.2163 | 268.1608 | 294.7175 | 195.0741 | 0 | 215.0943 | 67.5831 | 56.9732 | 31.534 | 929.1302 | 50.9457 | 150.8979 | 66.7077 | 66.7077 | 123.4211 | 42.8959 | 67.5831 | 50.9457 | 46.6625 | 46.6625 | 78.7427 | 0 | 0 | 0 | 0 | 42.8959 | 42.8959 | 42.8959 | 70.0077 | 46.6625 | 149.4295 | 0 | 0 | 29.7789 | 0 | 0 | 0 | 131.7772 | 57.9969 | 164.289 | 73.45 | 72.2824 | 29.7789 | 159.1559 | 206.74 | 46.331 | 203.8667 | 170.1336 | 718.8038 | 148.7952 | 144.0763 | 177.0606 | 28.2622 | 34.4689 | 34.4689 | 28.2622 | 61.9635 | 103.2812 | 233.7863 | 2122.2271 | 174.7067 | 103.2812 | 97.2521 | 196.8174 | 136.9627 | 119.0016 | 114.7823 | 97.2521 | 207.8815 | 88.364 | 57.9969 | 57.9969 | 200.2822 | 134.1409 | 0 | 0 | 0 | 34.4689 | 34.4689 | 39.0009 | 0 | 0 | 0 | 0 | 0 | 0 | 28.2622 | 57.9969 | 193.9411 | 34.4689 | 43.9303 | 89.8833 | 0 | 0 | 0 | 0 | 0 | 0 | 0 | 0 | 0 | 0 | 0 | 0 | 0 | 0 | 0 | 0 | 0 | 0 | 0 | 0 | 0 | 0 | 0 | 0 | 0 | 0 | 0 | 0 | 0 | 0 | 0 | 0 | 0 | 0 | 0 | 0 | 0 | 0 | 0 | 0 | 0 | 0 | 0 | 0 | 0 | 0 | 0 | 0 | 0 | 0 | 0 | 0 | 0 | 0 | 0 | 0 | 0 | 0 | 0 | 0 | 0 | 0 | 0 | 0 | 0 | 0 | 0 | 0 | 0 | 0 | 0 | 0 | 0 | 0 | 0 | 0 | 0 | 0 | 0 | 0 | 0 | 0 | 0 | 0 | 0 | 0 | 0 | 0 | 0 | 0 | 0 | 0 | 0 | 0 | 0 | 0 | 0 | 0 | 0 | 0 | 0 | 0 | 0 | 0 | 0 | 0 | 0 | 0 | 0 | 2017-01-24 17:00
t0571 | 0 | 155.4977 | 449.5045 | 184.4499 | 53.2206 | 359.3985 | 53.2206 | 640.1541 | 80.4476 | 80.4476 | 2371.4146 | 94.7609 | 105.3972 | 408.0738 | 507.8336 | 75.4161 | 99.6931 | 456.1855 | 290.7415 | 433.003 | 0 | 0 | 550.0523 | 47.6913 | 47.6913 | 47.6913 | 105.7318 | 204.6183 | 334.572 | 164.1888 | 430.3135 | 116.5726 | 300.6741 | 271.6719 | 355.2263 | 353.1419 | 178.7506 | 671.8277 | 434.5472 | 124.0943 | 265.9696 | 348.1767 | 137.4906 | 292.7277 | 513.9876 | 137.4906 | 57.371 | 369.8931 | 984.5617 | 203.332 | 233.9079 | 127.2435 | 227.5889 | 57.371 | 219.2328 | 353.5352 | 126.1987 | 444.2766 | 47.9946 | 222.6393 | 47.9946 | 137.4906 | 204.6183 | 81.4442 | 513.9876 | 0 | 0 | 0 | 0 | 0 | 0 | 0 | 0 | 208.503 | 0 | 0 | 0 | 0 | 322.3946 | 368.7648 | 35.2947 | 46.2026 | 319.735 | 204.4179 | 16.6173 | 111.9869 | 125.5845 | 344.869 | 194.9888 | 265.7144 | 134.4108 | 35.2947 | 368.4478 | 61.0515 | 337.9692 | 169.1528 | 206.2189 | 64.0971 | 119.8311 | 639.2783 | 32.8007 | 199.7992 | 206.0581 | 16.6173 | 16.6173 | 87.8028 | 150.2178 | 85.8631 | 170.9538 | 195.0423 | 118.1594 | 116.1896 | 866.9338 | 159.4376 | 111.9869 | 101.6324 | 101.6324 | 44.3903 | 68.1925 | 866.9338 | 496.6816 | 189.0573 | 0 | 0 | 0 | 101.6239 | 125.5845 | 98.0211 | 467.7848 | 119.8311 | 0 | 86.8521 | 68.1925 | 16.6173 | 86.8484 | 35.7688 | 0 | 0 | 0 | 111.6494 | 0 | 0 | 179.5684 | 0 | 43.5577 | 0 | 0 | 257.9419 | 103.2947 | 35.7688 | 38.4974 | 38.4974 | 94.6619 | 185.9439 | 251.6992 | 179.8128 | 370.702 | 228.3438 | 143.2199 | 331.3221 | 302.8727 | 200.5791 | 187.3057 | 485.841 | 227.7842 | 247.868 | 110.7427 | 105.9909 | 238.0577 | 271.4423 | 98.1387 | 105.9909 | 105.9909 | 194.8003 | 110.7427 | 110.7427 | 110.7427 | 218.6055 | 208.371 | 220.7509 | 173.6276 | 173.6276 | 135.1616 | 226.854 | 546.9926 | 185.3154 | 140.011 | 714.1963 | 220.4545 | 140.011 | 520.8062 | 1111.8034 | 191.7958 | 692.1385 | 497.4179 | 220.4545 | 136.217 | 81.498 | 287.7427 | 68.2806 | 68.2806 | 68.2806 | 217.9667 | 262.753 | 101.0959 | 149.6908 | 279.6671 | 258.9131 | 141.9351 | 141.9351 | 158.555 | 439.9047 | 68.2806 | 534.8045 | 276.1289 | 466.5236 | 174.0711 | 147.8942 | 429.8954 | 120.8077 | 211.4737 | 120.8077 | 299.6484 | 105.6881 | 135.0273 | 81.4442 | 81.4442 | 105.6881 | 371.8468 | 326.4705 | 189.326 | 264.2709 | 140.8228 | 105.6881 | 881.594 | 234.1904 | 256.9231 | 582.8386 | 910.3142 | 112.7724 | 122.2271 | 215.3139 | 426.3938 | 122.2271 | 74.9119 | 168.5639 | 127.1332 | 119.1427 | 146.3462 | 70.2382 | 70.2382 | 113.5325 | 70.1586 | 193.9877 | 294.5144 | 139.7315 | 211.4737 | 128.9042 | 280.1339 | 225.4164 | 139.7315 | 128.9042 | 109.5855 | 320.5405 | 219.589 | 63.0943 | 39.3746 | 471.6599 | 102.0319 | 348.1582 | 103.6186 | 466.2249 | 1059.0822 | 56.3031 | 368.4509 | 320.5405 | 460.2466 | 103.6186 | 43.5577 | 364.7833 | 350.8069 | 239.2094 | 243.4074 | 0 | 105.9909 | 192.7182 | 508.4549 | 0 | 112.7724 | 153.537 | 238.0577 | 103.0286 | 168.964 | 235.7445 | 104.4265 | 0 | 0 | 0 | 0 | 0 | 0 | 0 | 0 | 103.2947 | 0 | 194.8037 | 236.8366 | 296.0591 | 192.5948 | 0 | 218.1673 | 72.5292 | 57.1923 | 32.8007 | 974.4738 | 49.6908 | 155.8618 | 69.4846 | 69.4846 | 133.8128 | 44.4683 | 72.5292 | 49.6908 | 47.6392 | 47.6392 | 79.9856 | 0 | 0 | 0 | 0 | 44.4683 | 44.4683 | 44.4683 | 70.8971 | 47.6392 | 150.4764 | 0 | 0 | 30.4423 | 0 | 0 | 0 | 134.2039 | 54.2949 | 166.3352 | 66.8418 | 72.4748 | 30.4423 | 151.3279 | 214.9332 | 46.3515 | 192.3249 | 167.8641 | 698.0068 | 145.0824 | 140.2281 | 174.7129 | 27.5962 | 33.5103 | 33.5103 | 27.5962 | 64.0623 | 103.454 | 233.1714 | 2130.3077 | 183.7201 | 103.454 | 96.5844 | 204.1798 | 141.893 | 123.7392 | 119.947 | 96.5844 | 215.6798 | 88.7439 | 54.2949 | 54.2949 | 202.3207 | 138.1732 | 0 | 0 | 0 | 33.5103 | 33.5103 | 39.9277 | 0 | 0 | 0 | 0 | 0 | 0 | 27.5962 | 54.2949 | 197.4009 | 33.5103 | 43.1913 | 92.8099 | 0 | 0 | 0 | 0 | 0 | 0 | 0 | 0 | 0 | 0 | 0 | 0 | 0 | 0 | 0 | 0 | 0 | 0 | 0 | 0 | 0 | 0 | 0 | 0 | 0 | 0 | 0 | 0 | 0 | 0 | 0 | 0 | 0 | 0 | 0 | 0 | 0 | 0 | 0 | 0 | 0 | 0 | 0 | 0 | 0 | 0 | 0 | 0 | 0 | 0 | 0 | 0 | 0 | 0 | 0 | 0 | 0 | 0 | 0 | 0 | 0 | 0 | 0 | 0 | 0 | 0 | 0 | 0 | 0 | 0 | 0 | 0 | 0 | 0 | 0 | 0 | 0 | 0 | 0 | 0 | 0 | 0 | 0 | 0 | 0 | 0 | 0 | 0 | 0 | 0 | 0 | 0 | 0 | 0 | 0 | 0 | 0 | 0 | 0 | 0 | 0 | 0 | 0 | 0 | 0 | 0 | 0 | 0 | 0 | 2017-01-24 18:00
t0572 | 0 | 144.6994 | 429.3729 | 171.9005 | 51.3119 | 344.7133 | 51.3119 | 565.706 | 76.6966 | 76.6966 | 2230.4065 | 92.0396 | 98.8211 | 376.0185 | 471.4006 | 69.9699 | 94.4548 | 429.8064 | 275.378 | 396.7429 | 0 | 0 | 523.8179 | 44.9704 | 44.9704 | 44.9704 | 98.3517 | 191.1875 | 306.8563 | 156.7065 | 405.4009 | 110.8624 | 277.5707 | 250.0145 | 333.6183 | 334.4055 | 166.6278 | 601.6764 | 398.0524 | 115.9098 | 242.8828 | 326.6945 | 127.63 | 271.9564 | 471.298 | 127.63 | 53.5964 | 345.4532 | 914.9552 | 187.4266 | 220.3528 | 120.4048 | 210.8386 | 53.5964 | 204.8928 | 325.0004 | 117.5021 | 419.5081 | 45.7014 | 204.4922 | 45.7014 | 127.63 | 191.1875 | 76.3976 | 471.298 | 0 | 0 | 0 | 0 | 0 | 0 | 0 | 0 | 195.4044 | 0 | 0 | 0 | 0 | 302.0557 | 347.5401 | 33.1796 | 44.6807 | 308.3911 | 193.8152 | 15.9272 | 107.1737 | 119.942 | 326.3947 | 183.0771 | 249.2854 | 130.1279 | 33.1796 | 355.1982 | 58.4449 | 321.4401 | 161.8677 | 195.0554 | 61.1024 | 114.0846 | 610.955 | 31.932 | 189.3313 | 197.5667 | 15.9272 | 15.9272 | 84.6986 | 140.7686 | 81.8282 | 163.1275 | 183.5304 | 115.4691 | 115.548 | 846.319 | 155.2071 | 107.1737 | 96.4324 | 96.4324 | 42.4088 | 66.5798 | 846.319 | 478.9142 | 178.2846 | 0 | 0 | 0 | 96.2341 | 119.942 | 92.8056 | 446.8712 | 114.0846 | 0 | 82.246 | 66.5798 | 15.9272 | 83.9572 | 34.6351 | 0 | 0 | 0 | 105.6089 | 0 | 0 | 170.6195 | 0 | 42.1156 | 0 | 0 | 243.4812 | 95.4511 | 34.6351 | 36.5644 | 36.5644 | 91.7428 | 178.4184 | 242.4316 | 171.6052 | 350.2909 | 214.3492 | 135.9914 | 313.2744 | 289.4152 | 193.0232 | 177.902 | 467.3809 | 215.0213 | 239.9207 | 103.9077 | 99.8105 | 226.4092 | 261.5581 | 94.1141 | 99.8105 | 99.8105 | 188.2237 | 103.9077 | 103.9077 | 103.9077 | 210.3664 | 196.2415 | 213.5269 | 166.346 | 166.346 | 129.6369 | 219.737 | 516.6875 | 171.4344 | 135.7992 | 686.88 | 208.4721 | 135.7992 | 511.1184 | 1061.1745 | 186.054 | 666.1498 | 473.6547 | 208.4721 | 130.4638 | 77.8665 | 278.8123 | 64.5084 | 64.5084 | 64.5084 | 210.0764 | 255.8258 | 98.5673 | 137.6048 | 264.5823 | 242.0603 | 132.0619 | 132.0619 | 150.7662 | 405.9963 | 64.5084 | 513.9557 | 259.2034 | 438.5156 | 163.1449 | 139.7103 | 417.6543 | 114.7515 | 194.747 | 114.7515 | 284.54 | 101.4671 | 126.7674 | 76.3976 | 76.3976 | 101.4671 | 340.7957 | 302.2243 | 180.1787 | 253.4653 | 130.7798 | 101.4671 | 803.0085 | 220.4233 | 246.3187 | 557.0037 | 872.364 | 106.1349 | 114.5908 | 208.2212 | 405.868 | 114.5908 | 71.2721 | 160.5449 | 118.7485 | 112.8186 | 140.5801 | 66.2999 | 66.2999 | 106.7067 | 67.1302 | 184.5114 | 277.5658 | 132.9284 | 194.747 | 122.4385 | 268.4949 | 211.8896 | 132.9284 | 122.4385 | 105.5814 | 308.8436 | 205.9515 | 58.4306 | 37.88 | 446.4582 | 97.5236 | 334.4654 | 99.2825 | 440.8894 | 993.1108 | 53.463 | 353.6734 | 308.8436 | 442.0218 | 99.2825 | 42.1156 | 320.1846 | 336.7396 | 222.9002 | 223.0692 | 0 | 99.8105 | 182.185 | 482.3297 | 0 | 106.1349 | 145.9012 | 226.4092 | 98.0817 | 164.2085 | 222.2829 | 100.541 | 0 | 0 | 0 | 0 | 0 | 0 | 0 | 0 | 95.4511 | 0 | 182.3505 | 214.0915 | 284.1555 | 183.4836 | 0 | 210.2242 | 71.4865 | 54.8697 | 31.932 | 951.9644 | 47.0844 | 151.3285 | 67.6855 | 67.6855 | 132.406 | 43.2346 | 71.4865 | 47.0844 | 46.0267 | 46.0267 | 77.1179 | 0 | 0 | 0 | 0 | 43.2346 | 43.2346 | 43.2346 | 68.2699 | 46.0267 | 144.5578 | 0 | 0 | 29.4325 | 0 | 0 | 0 | 129.5348 | 50.4987 | 160.1625 | 61.3365 | 69.4977 | 29.4325 | 141.7589 | 209.2346 | 44.4042 | 179.5212 | 159.8693 | 660.1732 | 137.4543 | 132.7497 | 166.3938 | 26.1619 | 31.7071 | 31.7071 | 26.1619 | 62.2175 | 99.166 | 223.0907 | 2044.2241 | 179.6563 | 99.166 | 92.2441 | 198.6085 | 137.9226 | 120.4488 | 116.9967 | 92.2441 | 209.7737 | 85.1647 | 50.4987 | 50.4987 | 194.621 | 134.0025 | 0 | 0 | 0 | 31.7071 | 31.7071 | 38.6221 | 0 | 0 | 0 | 0 | 0 | 0 | 26.1619 | 50.4987 | 190.4985 | 31.7071 | 41.0696 | 90.0873 | 0 | 0 | 0 | 0 | 0 | 0 | 0 | 0 | 0 | 0 | 0 | 0 | 0 | 0 | 0 | 0 | 0 | 0 | 0 | 0 | 0 | 0 | 0 | 0 | 0 | 0 | 0 | 0 | 0 | 0 | 0 | 0 | 0 | 0 | 0 | 0 | 0 | 0 | 0 | 0 | 0 | 0 | 0 | 0 | 0 | 0 | 0 | 0 | 0 | 0 | 0 | 0 | 0 | 0 | 0 | 0 | 0 | 0 | 0 | 0 | 0 | 0 | 0 | 0 | 0 | 0 | 0 | 0 | 0 | 0 | 0 | 0 | 0 | 0 | 0 | 0 | 0 | 0 | 0 | 0 | 0 | 0 | 0 | 0 | 0 | 0 | 0 | 0 | 0 | 0 | 0 | 0 | 0 | 0 | 0 | 0 | 0 | 0 | 0 | 0 | 0 | 0 | 0 | 0 | 0 | 0 | 0 | 0 | 0 | 2017-01-24 19:00
t0573 | 0 | 139.0679 | 405.4441 | 164.5448 | 48.0172 | 324.3561 | 48.0172 | 561.2237 | 72.9327 | 72.9327 | 2156.2721 | 85.9748 | 94.0448 | 363.9314 | 452.3506 | 67.0301 | 89.4277 | 408.7825 | 260.8966 | 383.9476 | 0 | 0 | 496.1506 | 42.6629 | 42.6629 | 42.6629 | 94.3029 | 182.8577 | 296.953 | 149.9195 | 387.3683 | 104.8985 | 267.3463 | 241.2452 | 317.5844 | 316.9761 | 159.2616 | 592.2927 | 387.2694 | 110.7775 | 235.702 | 312.1642 | 122.631 | 261.1363 | 460.9138 | 122.631 | 51.0619 | 330.3043 | 878.2984 | 180.6922 | 210.1932 | 114.0175 | 202.6259 | 51.0619 | 195.6104 | 313.8096 | 112.4121 | 399.6129 | 43.0836 | 197.6117 | 43.0836 | 122.631 | 182.8577 | 72.8729 | 460.9138 | 0 | 0 | 0 | 0 | 0 | 0 | 0 | 0 | 186.3098 | 0 | 0 | 0 | 0 | 288.4843 | 330.073 | 31.4822 | 41.5226 | 289.1086 | 182.882 | 14.9234 | 100.5241 | 112.4231 | 309.9412 | 174.5141 | 237.5476 | 121.3272 | 31.4822 | 334.3523 | 54.7529 | 303.9254 | 151.7913 | 184.3582 | 57.4116 | 107.3868 | 576.6095 | 29.5668 | 178.8724 | 185.1923 | 14.9234 | 14.9234 | 79.2036 | 134.1835 | 76.9766 | 153.3423 | 174.5612 | 107.8647 | 107.402 | 791.9449 | 143.8861 | 100.5241 | 90.932 | 90.932 | 39.8148 | 61.7906 | 791.9449 | 450.243 | 168.7246 | 0 | 0 | 0 | 90.8154 | 112.4231 | 87.679 | 420.6256 | 107.3868 | 0 | 77.6644 | 61.7906 | 14.9234 | 78.6409 | 32.3179 | 0 | 0 | 0 | 100.0478 | 0 | 0 | 161.233 | 0 | 39.1968 | 0 | 0 | 230.9476 | 91.7781 | 32.3179 | 34.5023 | 34.5023 | 85.1678 | 167.3953 | 227.338 | 161.3974 | 333.7863 | 204.2093 | 128.6229 | 296.8857 | 274.5741 | 180.9672 | 168.0661 | 445.1294 | 204.2414 | 223.9974 | 99.3679 | 95.0275 | 214.5589 | 244.6253 | 88.3862 | 95.0275 | 95.0275 | 176.584 | 99.3679 | 99.3679 | 99.3679 | 197.2369 | 186.975 | 199.6663 | 156.2826 | 156.2826 | 121.8128 | 206.4178 | 490.9536 | 165.3113 | 126.8611 | 658.3143 | 198.3416 | 126.8611 | 480.2339 | 1014.2271 | 173.3621 | 628.5318 | 448.0786 | 198.3416 | 123.0712 | 73.3073 | 259.7248 | 61.1259 | 61.1259 | 61.1259 | 196.4233 | 239.1026 | 91.4946 | 132.6793 | 250.7572 | 231.1898 | 126.6435 | 126.6435 | 142.7014 | 390.5588 | 61.1259 | 483.5205 | 246.986 | 417.4743 | 155.544 | 132.3053 | 393.3057 | 108.4977 | 188.2328 | 108.4977 | 270.0901 | 95.5131 | 121.1821 | 72.8729 | 72.8729 | 95.5131 | 330.8033 | 290.9216 | 170.7326 | 239.0023 | 125.7127 | 95.5131 | 782.889 | 209.6121 | 233.4065 | 528.6091 | 834.6397 | 100.9467 | 109.2659 | 194.7287 | 384.1498 | 109.2659 | 67.1286 | 151.7098 | 113.5365 | 106.8333 | 131.8916 | 63.0245 | 63.0245 | 101.7868 | 63.1993 | 175.9817 | 264.6476 | 125.4776 | 188.2328 | 115.9844 | 253.8243 | 201.6102 | 125.4776 | 115.9844 | 98.6697 | 291.7029 | 196.6347 | 56.0345 | 35.3713 | 422.6476 | 91.7063 | 314.3716 | 93.2454 | 417.0293 | 953.1328 | 50.3878 | 330.7447 | 291.7029 | 417.251 | 93.2454 | 39.1968 | 319.746 | 316.5308 | 214.0629 | 216.1291 | 0 | 95.0275 | 172.3599 | 466.2549 | 0 | 100.9467 | 138.0745 | 214.5589 | 93.2191 | 152.3083 | 210.8858 | 94.1944 | 0 | 0 | 0 | 0 | 0 | 0 | 0 | 0 | 91.7781 | 0 | 174.0285 | 209.0473 | 268.6355 | 174.1799 | 0 | 196.9169 | 65.9331 | 51.4493 | 29.5668 | 889.4505 | 44.5306 | 141.9116 | 62.8392 | 62.8392 | 121.8698 | 40.2566 | 65.9331 | 44.5306 | 42.8675 | 42.8675 | 72.016 | 0 | 0 | 0 | 0 | 40.2566 | 40.2566 | 40.2566 | 63.8828 | 42.8675 | 135.4854 | 0 | 0 | 27.7015 | 0 | 0 | 0 | 121.0999 | 48.4371 | 150.3583 | 59.5865 | 65.2439 | 27.7015 | 135.1442 | 196.1148 | 41.6154 | 171.9771 | 151.1978 | 629.6702 | 130.1366 | 125.7677 | 157.1183 | 24.7744 | 30.0345 | 30.0345 | 24.7744 | 57.9962 | 93.319 | 209.7568 | 1946.2908 | 167.1494 | 93.319 | 87.0646 | 187.1254 | 128.5467 | 111.7445 | 108.7887 | 87.0646 | 195.7566 | 80.3886 | 48.4371 | 48.4371 | 182.3054 | 125.6376 | 0 | 0 | 0 | 30.0345 | 30.0345 | 36.0636 | 0 | 0 | 0 | 0 | 0 | 0 | 24.7744 | 48.4371 | 178.7735 | 30.0345 | 38.7919 | 83.7738 | 0 | 0 | 0 | 0 | 0 | 0 | 0 | 0 | 0 | 0 | 0 | 0 | 0 | 0 | 0 | 0 | 0 | 0 | 0 | 0 | 0 | 0 | 0 | 0 | 0 | 0 | 0 | 0 | 0 | 0 | 0 | 0 | 0 | 0 | 0 | 0 | 0 | 0 | 0 | 0 | 0 | 0 | 0 | 0 | 0 | 0 | 0 | 0 | 0 | 0 | 0 | 0 | 0 | 0 | 0 | 0 | 0 | 0 | 0 | 0 | 0 | 0 | 0 | 0 | 0 | 0 | 0 | 0 | 0 | 0 | 0 | 0 | 0 | 0 | 0 | 0 | 0 | 0 | 0 | 0 | 0 | 0 | 0 | 0 | 0 | 0 | 0 | 0 | 0 | 0 | 0 | 0 | 0 | 0 | 0 | 0 | 0 | 0 | 0 | 0 | 0 | 0 | 0 | 0 | 0 | 0 | 0 | 0 | 0 | 2017-01-24 20:00
t0574 | 0 | 139.1132 | 383.4829 | 163.7103 | 44.3705 | 303.797 | 44.3705 | 619.7012 | 69.6086 | 69.6086 | 2130.7602 | 78.3331 | 92.2608 | 371.5539 | 453.7315 | 67.2052 | 85.9089 | 397.7202 | 250.8972 | 395.378 | 0 | 0 | 472.8463 | 41.3701 | 41.3701 | 41.3701 | 94.2253 | 181.08 | 305.3266 | 143.5475 | 378.3207 | 100.107 | 271.2163 | 246.2482 | 310.7987 | 305.0616 | 158.2179 | 638.3752 | 400.4335 | 109.6972 | 244.4331 | 306.8462 | 123.1184 | 261.7133 | 477.5502 | 123.1184 | 50.4277 | 327.2602 | 879.6633 | 183.8596 | 205.0275 | 109.7739 | 204.1117 | 50.4277 | 193.3644 | 321.0048 | 111.9617 | 387.91 | 40.9043 | 202.5294 | 40.9043 | 123.1184 | 181.08 | 71.5668 | 477.5502 | 0 | 0 | 0 | 0 | 0 | 0 | 0 | 0 | 183.1776 | 0 | 0 | 0 | 0 | 284.1339 | 320.6312 | 30.6831 | 37.9349 | 267.4007 | 174.9956 | 13.9426 | 94.2399 | 105.6914 | 298.9909 | 171.0423 | 233.0555 | 110.9647 | 30.6831 | 310.6257 | 51.2512 | 289.8273 | 142.297 | 177.3412 | 54.2552 | 101.8554 | 544.6871 | 26.6148 | 171.4887 | 172.986 | 13.9426 | 13.9426 | 73.0769 | 131.9203 | 72.8517 | 144.7297 | 170.1911 | 97.2655 | 93.5193 | 716.5347 | 129.6798 | 94.2399 | 86.8574 | 86.8574 | 37.464 | 55.4633 | 716.5347 | 417.6944 | 163.2714 | 0 | 0 | 0 | 87.0827 | 105.6914 | 84.1781 | 396.7132 | 101.8554 | 0 | 74.5109 | 55.4633 | 13.9426 | 72.4045 | 29.5699 | 0 | 0 | 0 | 96.4156 | 0 | 0 | 153.9287 | 0 | 35.8689 | 0 | 0 | 223.5379 | 92.8497 | 29.5699 | 32.9205 | 32.9205 | 77.4445 | 156.2851 | 210.8121 | 152.3657 | 323.7154 | 200.1268 | 123.0198 | 286.3733 | 260.5761 | 168.0289 | 160.5155 | 419.2159 | 197.9029 | 205.189 | 97.7409 | 92.6093 | 205.0006 | 226.1505 | 82.6675 | 92.6093 | 92.6093 | 162.9445 | 97.7409 | 97.7409 | 97.7409 | 183.1492 | 182.2923 | 183.3711 | 146.456 | 146.456 | 113.9582 | 189.9095 | 475.3389 | 167.3001 | 115.8693 | 623.5822 | 191.8866 | 115.8693 | 432.2771 | 970.2842 | 157.9293 | 586.7363 | 426.6466 | 191.8866 | 115.7971 | 69.1334 | 237.0041 | 59.0338 | 59.0338 | 59.0338 | 181.4771 | 217.069 | 82.3383 | 135.5918 | 241.6696 | 228.484 | 126.5018 | 126.5018 | 136.2518 | 396.0208 | 59.0338 | 451.3381 | 242.0856 | 408.0279 | 152.9091 | 127.7348 | 360.8471 | 103.682 | 192.1657 | 103.682 | 259.0664 | 89.3476 | 119.0517 | 71.5668 | 71.5668 | 89.3476 | 341.2333 | 293.733 | 162.9424 | 224.2739 | 126.168 | 89.3476 | 817.6257 | 204.2517 | 220.0922 | 501.7034 | 794.0177 | 98.3907 | 107.3721 | 178.9236 | 366.1619 | 107.3721 | 63.7733 | 144.2717 | 112.4635 | 102.7394 | 122.9062 | 61.1104 | 61.1104 | 99.6524 | 59.457 | 169.0113 | 257.8741 | 119.447 | 192.1657 | 111.0145 | 238.9784 | 196.9525 | 119.447 | 111.0145 | 91.1748 | 272.0557 | 193.2983 | 56.387 | 32.7421 | 406.5989 | 86.3428 | 293.389 | 87.3436 | 401.5504 | 941.036 | 48.0495 | 307.7198 | 272.0557 | 391.0347 | 87.3436 | 35.8689 | 357.8636 | 295.8164 | 213.5559 | 222.6767 | 0 | 92.6093 | 166.0791 | 454.5797 | 0 | 98.3907 | 131.9545 | 205.0006 | 89.1416 | 137.7279 | 204.5195 | 87.335 | 0 | 0 | 0 | 0 | 0 | 0 | 0 | 0 | 92.8497 | 0 | 171.5508 | 221.0625 | 252.3472 | 166.1968 | 0 | 182.292 | 57.866 | 48.0215 | 26.6148 | 802.6649 | 42.7342 | 129.8441 | 56.6472 | 56.6472 | 106.0058 | 36.5079 | 57.866 | 42.7342 | 39.3047 | 39.3047 | 66.4218 | 0 | 0 | 0 | 0 | 36.5079 | 36.5079 | 36.5079 | 59.1513 | 39.3047 | 126.1275 | 0 | 0 | 25.6092 | 0 | 0 | 0 | 111.5969 | 48.4198 | 139.6357 | 61.3832 | 61.0103 | 25.6092 | 132.9523 | 178.5567 | 38.9207 | 170.785 | 143.8988 | 610.2509 | 125.0217 | 121.0476 | 149.3315 | 23.7802 | 28.9274 | 28.9274 | 23.7802 | 52.7468 | 87.5007 | 197.1415 | 1839.9887 | 149.983 | 87.5007 | 82.3391 | 171.4115 | 116.7295 | 100.7906 | 97.9883 | 82.3391 | 177.7787 | 75.43 | 48.4198 | 48.4198 | 169.2546 | 115.1516 | 0 | 0 | 0 | 28.9274 | 28.9274 | 33.0764 | 0 | 0 | 0 | 0 | 0 | 0 | 23.7802 | 48.4198 | 165.3559 | 28.9274 | 36.9745 | 76.0949 | 0 | 0 | 0 | 0 | 0 | 0 | 0 | 0 | 0 | 0 | 0 | 0 | 0 | 0 | 0 | 0 | 0 | 0 | 0 | 0 | 0 | 0 | 0 | 0 | 0 | 0 | 0 | 0 | 0 | 0 | 0 | 0 | 0 | 0 | 0 | 0 | 0 | 0 | 0 | 0 | 0 | 0 | 0 | 0 | 0 | 0 | 0 | 0 | 0 | 0 | 0 | 0 | 0 | 0 | 0 | 0 | 0 | 0 | 0 | 0 | 0 | 0 | 0 | 0 | 0 | 0 | 0 | 0 | 0 | 0 | 0 | 0 | 0 | 0 | 0 | 0 | 0 | 0 | 0 | 0 | 0 | 0 | 0 | 0 | 0 | 0 | 0 | 0 | 0 | 0 | 0 | 0 | 0 | 0 | 0 | 0 | 0 | 0 | 0 | 0 | 0 | 0 | 0 | 0 | 0 | 0 | 0 | 0 | 0 | 2017-01-24 21:00
t0575 | 0 | 132.3424 | 359.881 | 155.724 | 41.441 | 284.484 | 41.441 | 603.2911 | 65.3214 | 65.3214 | 2011.0039 | 72.7954 | 87.5268 | 355.1007 | 432.4544 | 64.0965 | 81.0269 | 376.1671 | 236.6573 | 379.1636 | 0 | 0 | 444.4032 | 39.1271 | 39.1271 | 39.1271 | 89.7041 | 171.9946 | 292.6345 | 134.4495 | 357.501 | 94.1911 | 259.1766 | 235.6742 | 294.5156 | 287.7626 | 150.5235 | 618.0196 | 383.6417 | 104.2316 | 234.7367 | 290.722 | 117.3115 | 249.2755 | 456.7568 | 117.3115 | 47.9412 | 310.9513 | 837.7616 | 175.8241 | 193.8182 | 103.6197 | 194.7205 | 47.9412 | 183.7026 | 307.3783 | 106.5752 | 366.2427 | 38.482 | 194 | 38.482 | 117.3115 | 171.9946 | 67.8425 | 456.7568 | 0 | 0 | 0 | 0 | 0 | 0 | 0 | 0 | 173.7628 | 0 | 0 | 0 | 0 | 269.4861 | 303.2858 | 29.0767 | 35.4001 | 249.5893 | 165.0837 | 13.0734 | 88.4404 | 99.3417 | 282.0362 | 162.0656 | 220.9518 | 103.4015 | 29.0767 | 289.8134 | 48.0987 | 272.7242 | 133.5546 | 167.5092 | 51.0372 | 95.8648 | 511.0378 | 24.7318 | 161.7953 | 162.1506 | 13.0734 | 13.0734 | 68.2358 | 125.1534 | 68.5279 | 136.0406 | 161.1008 | 89.9805 | 85.4266 | 663.174 | 120.4823 | 88.4404 | 81.9077 | 81.9077 | 35.1945 | 51.4049 | 663.174 | 389.7467 | 154.4882 | 0 | 0 | 0 | 82.2166 | 99.3417 | 79.4659 | 372.5087 | 95.8648 | 0 | 70.3381 | 51.4049 | 13.0734 | 67.4826 | 27.5468 | 0 | 0 | 0 | 91.0257 | 0 | 0 | 144.9571 | 0 | 33.4669 | 0 | 0 | 211.2791 | 88.7065 | 27.5468 | 31.0192 | 31.0192 | 72.1697 | 146.3907 | 196.9548 | 143.1892 | 305.467 | 189.6713 | 115.8819 | 270.4147 | 244.2535 | 157.0889 | 151.2086 | 390.8524 | 186.9923 | 191.183 | 92.5906 | 87.6018 | 192.8201 | 211.3289 | 77.4495 | 87.6018 | 87.6018 | 151.8758 | 92.5906 | 92.5906 | 92.5906 | 171.2255 | 172.3979 | 170.8887 | 137.2943 | 137.2943 | 106.7434 | 176.6512 | 448.9045 | 159.6296 | 107.7874 | 580.8227 | 181.036 | 107.7874 | 398.2176 | 908.9342 | 146.9686 | 547.8193 | 401.1033 | 181.036 | 108.4908 | 64.906 | 220.7495 | 55.7759 | 55.7759 | 55.7759 | 169.5652 | 201.3433 | 76.3909 | 129.877 | 228.1135 | 217.0015 | 120.4089 | 120.4089 | 128.2045 | 378.5999 | 55.7759 | 422.08 | 229.4309 | 386.4322 | 145.0461 | 120.7077 | 334.7772 | 97.649 | 183.7737 | 97.649 | 243.8522 | 83.6049 | 112.7449 | 67.8425 | 67.8425 | 83.6049 | 326.9802 | 280.249 | 153.1963 | 209.9347 | 120.1738 | 83.6049 | 785.5997 | 193.3176 | 205.8842 | 470.2115 | 741.6322 | 93.125 | 101.8276 | 166.7672 | 344.2947 | 101.8276 | 60.0424 | 135.644 | 106.851 | 96.9341 | 115.035 | 57.734 | 57.734 | 94.346 | 55.7649 | 158.7602 | 243.7298 | 112.4175 | 183.7737 | 104.5177 | 223.6959 | 186.546 | 112.4175 | 104.5177 | 85.22 | 253.7647 | 183.2216 | 53.8282 | 30.6408 | 383.7423 | 81.0597 | 274.4878 | 81.8796 | 379.2846 | 891.1532 | 45.2927 | 288.3442 | 253.7647 | 365.6136 | 81.8796 | 33.4669 | 349.1308 | 276.9115 | 203.0203 | 213.4658 | 0 | 87.6018 | 156.8985 | 426.6631 | 0 | 93.125 | 124.2188 | 192.8201 | 83.7425 | 128.1054 | 193.4361 | 81.6321 | 0 | 0 | 0 | 0 | 0 | 0 | 0 | 0 | 88.7065 | 0 | 162.8254 | 213.268 | 235.9789 | 156.0884 | 0 | 170.2938 | 53.3038 | 44.991 | 24.7318 | 742.7076 | 40.3118 | 120.6109 | 52.5894 | 52.5894 | 97.3822 | 33.9222 | 53.3038 | 40.3118 | 36.688 | 36.688 | 62.061 | 0 | 0 | 0 | 0 | 33.9222 | 33.9222 | 33.9222 | 55.2955 | 36.688 | 118.0675 | 0 | 0 | 23.8447 | 0 | 0 | 0 | 104.1653 | 46.0967 | 130.4572 | 58.7656 | 57.1663 | 23.8447 | 126.1579 | 165.5536 | 36.5056 | 162.2654 | 135.2763 | 575.3949 | 117.9201 | 114.2169 | 140.4265 | 22.4189 | 27.3052 | 27.3052 | 22.4189 | 49.04 | 81.9717 | 184.9555 | 1718.5886 | 138.7814 | 81.9717 | 77.2867 | 158.8714 | 108.4621 | 93.6334 | 90.8526 | 77.2867 | 165.0744 | 70.5646 | 46.0967 | 46.0967 | 158.3068 | 107.0556 | 0 | 0 | 0 | 27.3052 | 27.3052 | 30.8326 | 0 | 0 | 0 | 0 | 0 | 0 | 22.4189 | 46.0967 | 154.2524 | 27.3052 | 34.805 | 70.8082 | 0 | 0 | 0 | 0 | 0 | 0 | 0 | 0 | 0 | 0 | 0 | 0 | 0 | 0 | 0 | 0 | 0 | 0 | 0 | 0 | 0 | 0 | 0 | 0 | 0 | 0 | 0 | 0 | 0 | 0 | 0 | 0 | 0 | 0 | 0 | 0 | 0 | 0 | 0 | 0 | 0 | 0 | 0 | 0 | 0 | 0 | 0 | 0 | 0 | 0 | 0 | 0 | 0 | 0 | 0 | 0 | 0 | 0 | 0 | 0 | 0 | 0 | 0 | 0 | 0 | 0 | 0 | 0 | 0 | 0 | 0 | 0 | 0 | 0 | 0 | 0 | 0 | 0 | 0 | 0 | 0 | 0 | 0 | 0 | 0 | 0 | 0 | 0 | 0 | 0 | 0 | 0 | 0 | 0 | 0 | 0 | 0 | 0 | 0 | 0 | 0 | 0 | 0 | 0 | 0 | 0 | 0 | 0 | 0 | 2017-01-24 22:00
t0576 | 0 | 127.6544 | 340.6267 | 150.1903 | 38.9603 | 268.4447 | 38.9603 | 600.0702 | 61.817 | 61.817 | 1918.2502 | 67.9431 | 84.1114 | 344.6698 | 418.2182 | 62.0444 | 77.2366 | 359.9603 | 225.6094 | 369.743 | 0 | 0 | 421.5002 | 37.4411 | 37.4411 | 37.4411 | 86.6152 | 165.5486 | 285.1382 | 126.8801 | 341.6534 | 89.4806 | 251.5372 | 229.1972 | 282.5735 | 274.3475 | 145.209 | 610.2655 | 373.5998 | 100.3774 | 229.3314 | 278.8572 | 113.4034 | 240.848 | 443.761 | 113.4034 | 46.2047 | 299.4468 | 809.3135 | 170.8075 | 185.3292 | 98.8852 | 188.5472 | 46.2047 | 176.875 | 299.1374 | 102.8891 | 349.5914 | 36.5526 | 188.887 | 36.5526 | 113.4034 | 165.5486 | 65.1238 | 443.761 | 0 | 0 | 0 | 0 | 0 | 0 | 0 | 0 | 166.9575 | 0 | 0 | 0 | 0 | 258.8677 | 290.2641 | 27.9004 | 33.2432 | 234.4298 | 157.412 | 12.3603 | 83.7168 | 94.2452 | 268.8823 | 155.4708 | 212.1324 | 96.8949 | 27.9004 | 272.0308 | 45.5323 | 259.1208 | 126.4412 | 160.0072 | 48.4733 | 91.1151 | 483.5295 | 23.0841 | 154.3007 | 153.2348 | 12.3603 | 12.3603 | 64.1293 | 120.2701 | 65.0805 | 129.0647 | 154.3375 | 83.425 | 77.7183 | 615.2643 | 112.4225 | 83.7168 | 78.0617 | 78.0617 | 33.3629 | 47.7954 | 615.2643 | 365.8905 | 147.9277 | 0 | 0 | 0 | 78.485 | 94.2452 | 75.8466 | 352.8788 | 91.1151 | 0 | 67.1328 | 47.7954 | 12.3603 | 63.2501 | 25.8029 | 0 | 0 | 0 | 86.8869 | 0 | 0 | 137.8784 | 0 | 31.4199 | 0 | 0 | 201.9886 | 86.065 | 25.8029 | 29.5283 | 29.5283 | 67.6375 | 138.1978 | 185.2423 | 135.8065 | 291.3537 | 182.0181 | 110.2652 | 258.1861 | 230.7867 | 147.8901 | 143.8905 | 366.4403 | 178.6896 | 179.1215 | 88.7921 | 83.8413 | 183.085 | 198.8282 | 73.1352 | 83.8413 | 83.8413 | 142.3578 | 88.7921 | 88.7921 | 88.7921 | 161.1998 | 164.9456 | 160.1509 | 129.7576 | 129.7576 | 100.7672 | 165.0912 | 428.6639 | 154.5991 | 100.7516 | 543.729 | 172.6298 | 100.7516 | 366.8712 | 857.97 | 137.4548 | 514.7266 | 380.6006 | 172.6298 | 102.4454 | 61.4728 | 206.7246 | 53.2964 | 53.2964 | 53.2964 | 159.5109 | 187.4024 | 71.1326 | 126.4512 | 217.6787 | 208.8474 | 116.232 | 116.232 | 121.7987 | 367.6564 | 53.2964 | 397.5185 | 220.1634 | 370.4703 | 139.3605 | 115.3724 | 311.6634 | 92.8933 | 178.5339 | 92.8933 | 231.7768 | 78.8058 | 108.075 | 65.1238 | 65.1238 | 78.8058 | 318.5034 | 271.3999 | 145.3749 | 197.9827 | 116.1123 | 78.8058 | 768.0126 | 185.1693 | 193.9663 | 444.1971 | 697.0886 | 89.2015 | 97.805 | 156.3196 | 326.7678 | 97.805 | 57.0941 | 128.7254 | 102.8873 | 92.4442 | 108.4753 | 55.1602 | 55.1602 | 90.4039 | 52.7392 | 150.4513 | 232.9946 | 106.8383 | 178.5339 | 99.3751 | 210.9492 | 178.8654 | 106.8383 | 99.3751 | 80.2077 | 238.0982 | 175.8538 | 52.1702 | 28.8893 | 366.1276 | 76.7687 | 258.6776 | 77.385 | 362.2905 | 854.1607 | 43.1411 | 272.3619 | 238.0982 | 344.2251 | 77.385 | 31.4199 | 348.2161 | 261.1682 | 195.6419 | 208.0553 | 0 | 83.8413 | 149.9063 | 403.8032 | 0 | 89.2015 | 118.0903 | 183.085 | 79.3736 | 119.7333 | 185.1073 | 76.83 | 0 | 0 | 0 | 0 | 0 | 0 | 0 | 0 | 86.065 | 0 | 156.5694 | 209.6316 | 222.2195 | 147.8902 | 0 | 160.1479 | 49.1173 | 42.4866 | 23.0841 | 688.8171 | 38.4348 | 112.4916 | 49.0156 | 49.0156 | 89.3709 | 31.6558 | 49.1173 | 38.4348 | 34.4645 | 34.4645 | 58.3807 | 0 | 0 | 0 | 0 | 31.6558 | 31.6558 | 31.6558 | 52.0526 | 34.4645 | 111.3599 | 0 | 0 | 22.3156 | 0 | 0 | 0 | 97.8447 | 44.5097 | 122.6975 | 57.1706 | 53.9916 | 22.3156 | 121.2691 | 153.9925 | 34.5292 | 156.2471 | 128.3522 | 548.1929 | 112.4083 | 108.938 | 133.2993 | 21.3568 | 26.0569 | 26.0569 | 21.3568 | 45.8026 | 77.3954 | 174.9986 | 1615.4572 | 128.7217 | 77.3954 | 73.1726 | 147.6881 | 101.2145 | 87.3568 | 84.5177 | 73.1726 | 153.887 | 66.4885 | 44.5097 | 44.5097 | 149.1359 | 99.9752 | 0 | 0 | 0 | 26.0569 | 26.0569 | 28.9063 | 0 | 0 | 0 | 0 | 0 | 0 | 21.3568 | 44.5097 | 144.7602 | 26.0569 | 33.0862 | 66.2188 | 0 | 0 | 0 | 0 | 0 | 0 | 0 | 0 | 0 | 0 | 0 | 0 | 0 | 0 | 0 | 0 | 0 | 0 | 0 | 0 | 0 | 0 | 0 | 0 | 0 | 0 | 0 | 0 | 0 | 0 | 0 | 0 | 0 | 0 | 0 | 0 | 0 | 0 | 0 | 0 | 0 | 0 | 0 | 0 | 0 | 0 | 0 | 0 | 0 | 0 | 0 | 0 | 0 | 0 | 0 | 0 | 0 | 0 | 0 | 0 | 0 | 0 | 0 | 0 | 0 | 0 | 0 | 0 | 0 | 0 | 0 | 0 | 0 | 0 | 0 | 0 | 0 | 0 | 0 | 0 | 0 | 0 | 0 | 0 | 0 | 0 | 0 | 0 | 0 | 0 | 0 | 0 | 0 | 0 | 0 | 0 | 0 | 0 | 0 | 0 | 0 | 0 | 0 | 0 | 0 | 0 | 0 | 0 | 0 | 2017-01-24 23:00
t0577 | 0 | 126.5954 | 324.4351 | 148.6511 | 36.4872 | 253.8398 | 36.4872 | 631.3401 | 59.0742 | 59.0742 | 1872.6761 | 62.7245 | 82.5352 | 346.2878 | 416.2142 | 61.7958 | 74.5743 | 350.6162 | 217.942 | 374.196 | 0 | 0 | 403.5568 | 36.4247 | 36.4247 | 36.4247 | 85.9518 | 163.2514 | 288.2121 | 121.027 | 332.7868 | 85.8661 | 252.1663 | 230.696 | 276.5809 | 265.1185 | 143.6816 | 633.588 | 378.0958 | 99.0359 | 233.0255 | 273.2944 | 112.849 | 239.4052 | 448.3814 | 112.849 | 45.5811 | 295.4943 | 804.1619 | 171.5671 | 180.5431 | 95.6719 | 188.1481 | 45.5811 | 174.3702 | 301.5052 | 101.9734 | 339.3392 | 35.002 | 190.5859 | 35.002 | 112.849 | 163.2514 | 63.855 | 448.3814 | 0 | 0 | 0 | 0 | 0 | 0 | 0 | 0 | 163.931 | 0 | 0 | 0 | 0 | 254.2678 | 282.6129 | 27.2713 | 30.9465 | 219.3977 | 151.8152 | 11.7017 | 79.4703 | 89.7845 | 260.057 | 152.2315 | 207.9612 | 90.0178 | 27.2713 | 254.857 | 43.1993 | 248.6205 | 120.0467 | 154.9143 | 46.3294 | 87.2771 | 460.1427 | 21.2015 | 148.9468 | 144.9832 | 11.7017 | 11.7017 | 59.9978 | 118.1061 | 62.2322 | 123.1475 | 150.6261 | 76.0631 | 68.0703 | 562.2484 | 103.2726 | 79.4703 | 75.1952 | 75.1952 | 31.7674 | 43.6396 | 562.2484 | 342.6536 | 143.9024 | 0 | 0 | 0 | 75.8465 | 89.7845 | 73.3173 | 336.0501 | 87.2771 | 0 | 64.8751 | 43.6396 | 11.7017 | 58.9391 | 23.9642 | 0 | 0 | 0 | 84.1139 | 0 | 0 | 132.5066 | 0 | 29.2605 | 0 | 0 | 196.1826 | 86.1751 | 23.9642 | 28.3967 | 28.3967 | 62.6942 | 130.5776 | 173.8159 | 129.549 | 282.4832 | 178.2854 | 106.0859 | 250.1006 | 219.6835 | 138.9936 | 138.3737 | 344.7424 | 173.5397 | 166.4841 | 87.0215 | 81.728 | 175.672 | 186.4033 | 69.1733 | 81.728 | 81.728 | 132.7862 | 87.0215 | 87.0215 | 87.0215 | 151.5082 | 160.759 | 149.0585 | 122.9411 | 122.9411 | 95.2852 | 153.2727 | 415.871 | 154.5412 | 93.2725 | 511.8477 | 167.1801 | 93.2725 | 331.6489 | 818.3382 | 127.1977 | 483.7287 | 364.4492 | 167.1801 | 97.1223 | 58.5256 | 191.7239 | 51.6948 | 51.6948 | 51.6948 | 149.4796 | 172.1739 | 65.1381 | 127.4678 | 210.6716 | 205.784 | 115.2993 | 115.2993 | 116.907 | 368.7301 | 51.6948 | 374.5697 | 215.6501 | 362.1485 | 136.8228 | 111.9234 | 287.7051 | 89.3198 | 179.5247 | 89.3198 | 222.9666 | 74.3906 | 105.8286 | 63.855 | 63.855 | 74.3906 | 322.1716 | 271.07 | 139.3383 | 187.2277 | 115.4729 | 74.3906 | 782.5876 | 180.6473 | 183.5747 | 422.7465 | 660.3349 | 87.0329 | 95.979 | 145.5558 | 313.1021 | 95.979 | 54.7504 | 123.2191 | 101.5103 | 89.3392 | 102.2875 | 53.5733 | 53.5733 | 88.3808 | 50.0831 | 144.3359 | 226.8302 | 102.4698 | 179.5247 | 95.5556 | 199.7413 | 174.8423 | 102.4698 | 95.5556 | 75.2119 | 223.3157 | 172.4616 | 52.0899 | 27.1637 | 354.0434 | 73.0378 | 243.8982 | 73.307 | 350.8783 | 837.7965 | 41.505 | 257.1521 | 223.3157 | 324.7501 | 73.307 | 29.2605 | 368.5818 | 246.604 | 193.6529 | 210.4912 | 0 | 81.728 | 145.2608 | 389.0342 | 0 | 87.0329 | 113.4682 | 175.672 | 76.0372 | 110.3636 | 180.0971 | 72.1429 | 0 | 0 | 0 | 0 | 0 | 0 | 0 | 0 | 86.1751 | 0 | 153.9954 | 215.5198 | 209.8912 | 141.4979 | 0 | 150.1453 | 43.9001 | 40.154 | 21.2015 | 628.4859 | 37.1047 | 103.9504 | 44.9693 | 44.9693 | 79.13 | 29.1605 | 43.9001 | 37.1047 | 32.1443 | 32.1443 | 54.6703 | 0 | 0 | 0 | 0 | 29.1605 | 29.1605 | 29.1605 | 48.8611 | 32.1443 | 104.9917 | 0 | 0 | 20.7936 | 0 | 0 | 0 | 91.4395 | 44.1759 | 115.1967 | 57.7348 | 51.073 | 20.7936 | 119.149 | 141.547 | 32.7187 | 154.293 | 122.8736 | 530.732 | 108.5399 | 105.3231 | 127.6072 | 20.6005 | 25.2129 | 25.2129 | 20.6005 | 42.2866 | 73.2649 | 166.2035 | 1526.5981 | 117.1635 | 73.2649 | 69.7132 | 136.0095 | 93.2873 | 80.2602 | 77.3357 | 69.7132 | 141.669 | 62.8127 | 44.1759 | 44.1759 | 140.265 | 92.5892 | 0 | 0 | 0 | 25.2129 | 25.2129 | 26.9013 | 0 | 0 | 0 | 0 | 0 | 0 | 20.6005 | 44.1759 | 135.3473 | 25.2129 | 31.7575 | 61.1957 | 0 | 0 | 0 | 0 | 0 | 0 | 0 | 0 | 0 | 0 | 0 | 0 | 0 | 0 | 0 | 0 | 0 | 0 | 0 | 0 | 0 | 0 | 0 | 0 | 0 | 0 | 0 | 0 | 0 | 0 | 0 | 0 | 0 | 0 | 0 | 0 | 0 | 0 | 0 | 0 | 0 | 0 | 0 | 0 | 0 | 0 | 0 | 0 | 0 | 0 | 0 | 0 | 0 | 0 | 0 | 0 | 0 | 0 | 0 | 0 | 0 | 0 | 0 | 0 | 0 | 0 | 0 | 0 | 0 | 0 | 0 | 0 | 0 | 0 | 0 | 0 | 0 | 0 | 0 | 0 | 0 | 0 | 0 | 0 | 0 | 0 | 0 | 0 | 0 | 0 | 0 | 0 | 0 | 0 | 0 | 0 | 0 | 0 | 0 | 0 | 0 | 0 | 0 | 0 | 0 | 0 | 0 | 0 | 0 | 2017-01-25
t0578 | 0 | 127.5711 | 313.8149 | 149.5268 | 34.6629 | 243.6542 | 34.6629 | 671.8617 | 57.3253 | 57.3253 | 1856.9757 | 58.6372 | 82.3252 | 353.3475 | 420.9136 | 62.5459 | 73.1738 | 347.1077 | 213.9547 | 384.5126 | 0 | 0 | 392.4668 | 36.0189 | 36.0189 | 36.0189 | 86.6772 | 163.6166 | 295.8048 | 117.1798 | 329.3944 | 83.7118 | 256.8073 | 235.8428 | 275.1693 | 260.3598 | 144.4973 | 666.3818 | 388.4446 | 99.3121 | 240.342 | 272.213 | 114.1066 | 241.8144 | 459.8636 | 114.1066 | 45.7079 | 296.3627 | 811.9606 | 175.048 | 178.7395 | 94.0746 | 190.7644 | 45.7079 | 174.7221 | 308.6306 | 102.7154 | 334.7231 | 34.0532 | 195.2851 | 34.0532 | 114.1066 | 163.6166 | 63.6377 | 459.8636 | 0 | 0 | 0 | 0 | 0 | 0 | 0 | 0 | 163.6045 | 0 | 0 | 0 | 0 | 253.8376 | 279.6832 | 27.0979 | 29.2126 | 208.2488 | 148.811 | 11.249 | 76.6157 | 86.8958 | 255.5944 | 151.5047 | 207.2228 | 84.7658 | 27.0979 | 242.141 | 41.6256 | 242.3567 | 115.7559 | 152.4499 | 44.9899 | 84.9453 | 444.6727 | 19.7122 | 146.1271 | 139.2806 | 11.249 | 11.249 | 56.9357 | 117.8884 | 60.4608 | 119.368 | 149.4186 | 70.0844 | 59.7137 | 519.3911 | 96.0318 | 76.6157 | 73.616 | 73.616 | 30.7258 | 40.2915 | 519.3911 | 325.4323 | 142.3039 | 0 | 0 | 0 | 74.5014 | 86.8958 | 72.0344 | 325.0415 | 84.9453 | 0 | 63.722 | 40.2915 | 11.249 | 55.6766 | 22.5573 | 0 | 0 | 0 | 82.7597 | 0 | 0 | 129.3938 | 0 | 27.6312 | 0 | 0 | 193.6694 | 87.6626 | 22.5573 | 27.7509 | 27.7509 | 58.8981 | 125.2497 | 165.4585 | 125.5376 | 278.3034 | 177.4988 | 103.71 | 246.2286 | 212.3074 | 132.5501 | 135.2168 | 328.8703 | 171.2921 | 156.8403 | 86.6749 | 80.9708 | 171.2348 | 177.2952 | 66.4217 | 80.9708 | 80.9708 | 125.565 | 86.6749 | 86.6749 | 86.6749 | 144.4901 | 159.2353 | 140.6323 | 118.2711 | 118.2711 | 91.4683 | 144.1657 | 410.0313 | 156.9384 | 87.4722 | 488.4649 | 164.5192 | 87.4722 | 302.3898 | 792.305 | 119.2471 | 461.122 | 354.5068 | 164.5192 | 93.4761 | 56.5915 | 180.1969 | 50.9638 | 50.9638 | 50.9638 | 142.1108 | 160.0558 | 60.3461 | 130.5022 | 207.2149 | 206.0895 | 116.2293 | 116.2293 | 114.0016 | 375.6863 | 50.9638 | 358.1595 | 214.6987 | 359.8278 | 136.539 | 110.3619 | 268.8195 | 87.2665 | 183.3445 | 87.2665 | 217.9117 | 71.2706 | 105.3163 | 63.6377 | 63.6377 | 71.2706 | 330.8542 | 275.066 | 135.6639 | 179.7137 | 116.6863 | 71.2706 | 809.1879 | 179.1304 | 176.3179 | 408.4629 | 634.5623 | 86.3115 | 95.7339 | 137.394 | 304.7615 | 95.7339 | 53.3494 | 119.8185 | 101.7898 | 87.7443 | 97.8977 | 52.8805 | 52.8805 | 87.8151 | 48.2954 | 140.6249 | 224.4185 | 99.8553 | 183.3445 | 93.3545 | 191.9648 | 173.7207 | 99.8553 | 93.3545 | 71.557 | 212.4009 | 171.9019 | 52.8485 | 25.9226 | 347.946 | 70.5757 | 233.3852 | 70.5103 | 345.4067 | 835.015 | 40.5809 | 246.4981 | 212.4009 | 310.8886 | 70.5103 | 27.6312 | 394.2697 | 236.3487 | 194.7849 | 216.217 | 0 | 80.9708 | 143.0727 | 380.5086 | 0 | 86.3115 | 110.7735 | 171.2348 | 73.9801 | 103.0263 | 178.105 | 68.7323 | 0 | 0 | 0 | 0 | 0 | 0 | 0 | 0 | 87.6626 | 0 | 153.9496 | 224.6978 | 201.1738 | 137.4955 | 0 | 142.803 | 39.5231 | 38.5273 | 19.7122 | 579.5714 | 36.4042 | 97.2624 | 41.7516 | 41.7516 | 70.4235 | 27.1967 | 39.5231 | 36.4042 | 30.4045 | 30.4045 | 51.9375 | 0 | 0 | 0 | 0 | 27.1967 | 27.1967 | 27.1967 | 46.5372 | 30.4045 | 100.4743 | 0 | 0 | 19.6366 | 0 | 0 | 0 | 86.6666 | 44.5553 | 109.7231 | 59.1964 | 49.0488 | 19.6366 | 118.9913 | 131.6373 | 31.4831 | 154.8434 | 119.4901 | 522.0694 | 106.5079 | 103.4858 | 124.0998 | 20.1927 | 24.7944 | 24.7944 | 20.1927 | 39.5378 | 70.4088 | 160.3002 | 1463.497 | 107.7631 | 70.4088 | 67.4522 | 126.7289 | 87.0551 | 74.6441 | 71.5752 | 67.4522 | 132.018 | 60.2219 | 44.5553 | 44.5553 | 133.8744 | 86.8525 | 0 | 0 | 0 | 24.7944 | 24.7944 | 25.3794 | 0 | 0 | 0 | 0 | 0 | 0 | 20.1927 | 44.5553 | 128.3247 | 24.7944 | 30.9714 | 57.2895 | 0 | 0 | 0 | 0 | 0 | 0 | 0 | 0 | 0 | 0 | 0 | 0 | 0 | 0 | 0 | 0 | 0 | 0 | 0 | 0 | 0 | 0 | 0 | 0 | 0 | 0 | 0 | 0 | 0 | 0 | 0 | 0 | 0 | 0 | 0 | 0 | 0 | 0 | 0 | 0 | 0 | 0 | 0 | 0 | 0 | 0 | 0 | 0 | 0 | 0 | 0 | 0 | 0 | 0 | 0 | 0 | 0 | 0 | 0 | 0 | 0 | 0 | 0 | 0 | 0 | 0 | 0 | 0 | 0 | 0 | 0 | 0 | 0 | 0 | 0 | 0 | 0 | 0 | 0 | 0 | 0 | 0 | 0 | 0 | 0 | 0 | 0 | 0 | 0 | 0 | 0 | 0 | 0 | 0 | 0 | 0 | 0 | 0 | 0 | 0 | 0 | 0 | 0 | 0 | 0 | 0 | 0 | 0 | 0 | 2017-01-25 01:00
t0579 | 0 | 130.2469 | 310.9419 | 152.621 | 33.9136 | 240.092 | 33.9136 | 712.262 | 56.8116 | 56.8116 | 1865.5975 | 56.5639 | 83.5791 | 363.8843 | 431.2661 | 64.1634 | 73.363 | 350.1717 | 214.5488 | 398.3592 | 0 | 0 | 390.3091 | 36.3325 | 36.3325 | 36.3325 | 88.6159 | 166.522 | 306.15 | 115.6212 | 331.7094 | 83.4678 | 264.4045 | 243.4801 | 278.7117 | 261.117 | 147.5302 | 700.8621 | 401.7678 | 101.1482 | 249.5869 | 275.6439 | 116.8517 | 247.4539 | 474.2503 | 116.8517 | 46.6005 | 301.8371 | 830.7132 | 180.46 | 180.1349 | 94.4882 | 195.7972 | 46.6005 | 177.8967 | 318.9131 | 104.9834 | 336.4121 | 33.939 | 201.9149 | 33.939 | 116.8517 | 166.522 | 64.5086 | 474.2503 | 0 | 0 | 0 | 0 | 0 | 0 | 0 | 0 | 166.0714 | 0 | 0 | 0 | 0 | 257.5871 | 282.2019 | 27.4473 | 28.5024 | 203.4277 | 149.2463 | 11.1188 | 75.8924 | 86.3975 | 256.3519 | 153.4288 | 210.1025 | 82.396 | 27.4473 | 236.3304 | 41.2333 | 241.694 | 114.6921 | 153.333 | 44.8226 | 84.7399 | 440.327 | 18.9974 | 146.6003 | 137.5622 | 11.1188 | 11.1188 | 55.6665 | 119.6914 | 60.2329 | 118.7101 | 151.0002 | 66.676 | 54.2017 | 494.9455 | 92.5075 | 75.8924 | 73.7693 | 73.7693 | 30.5127 | 38.5319 | 494.9455 | 317.6814 | 143.671 | 0 | 0 | 0 | 74.8537 | 86.3975 | 72.3603 | 322.4638 | 84.7399 | 0 | 64.006 | 38.5319 | 11.1188 | 54.1672 | 21.9111 | 0 | 0 | 0 | 83.1555 | 0 | 0 | 129.2676 | 0 | 26.9504 | 0 | 0 | 195.0792 | 90.2156 | 21.9111 | 27.758 | 27.758 | 57.2412 | 123.4871 | 162.0362 | 124.788 | 279.3757 | 179.8441 | 103.6779 | 247.51 | 209.8092 | 130.0356 | 135.1828 | 320.6098 | 172.4308 | 152.4248 | 87.7411 | 81.7095 | 170.6097 | 173.6954 | 65.5238 | 81.7095 | 81.7095 | 122.1922 | 87.7411 | 87.7411 | 87.7411 | 141.7511 | 160.6165 | 136.7652 | 116.8506 | 116.8506 | 90.188 | 139.5125 | 412.3049 | 161.1332 | 84.6286 | 475.1296 | 165.0781 | 84.6286 | 283.888 | 782.0419 | 115.4706 | 450.9928 | 352.791 | 165.0781 | 92.2395 | 56.1235 | 174.9237 | 51.2926 | 51.2926 | 51.2926 | 139.1836 | 153.5385 | 57.8923 | 134.9242 | 208.116 | 209.709 | 118.7859 | 118.7859 | 113.68 | 387.0908 | 51.2926 | 351.7117 | 217.5223 | 364.0338 | 138.5903 | 111.1165 | 258.215 | 87.2035 | 189.0268 | 87.2035 | 217.4982 | 70.096 | 106.5452 | 64.5086 | 64.5086 | 70.096 | 342.3027 | 282.3833 | 135.0351 | 176.9316 | 119.4126 | 70.096 | 841.0372 | 180.9774 | 173.3415 | 403.5252 | 621.7431 | 87.2045 | 97.1274 | 133.6687 | 303.4062 | 97.1274 | 53.2627 | 119.2538 | 103.6549 | 88.0388 | 96.3281 | 53.2185 | 53.2185 | 88.7823 | 47.778 | 139.7144 | 226.077 | 99.6157 | 189.0268 | 93.2172 | 189.0117 | 175.7838 | 99.6157 | 93.2172 | 70.1456 | 207.2109 | 174.2237 | 54.3081 | 25.4907 | 349.3489 | 69.9815 | 229.4261 | 69.662 | 347.4087 | 844.7661 | 40.6269 | 243.2141 | 207.2109 | 305.194 | 69.662 | 26.9504 | 419.165 | 232.6687 | 198.6001 | 223.8614 | 0 | 81.7095 | 143.9595 | 377.524 | 0 | 87.2045 | 110.5793 | 170.6097 | 73.5068 | 99.5828 | 179.6661 | 67.3894 | 0 | 0 | 0 | 0 | 0 | 0 | 0 | 0 | 90.2156 | 0 | 156.4514 | 235.0775 | 197.5849 | 136.5211 | 0 | 139.8058 | 37.0063 | 38.0048 | 18.9974 | 551.7773 | 36.5094 | 93.731 | 40.1328 | 40.1328 | 65.2628 | 26.2169 | 37.0063 | 36.5094 | 29.6908 | 29.6908 | 50.8615 | 0 | 0 | 0 | 0 | 26.2169 | 26.2169 | 26.2169 | 45.6392 | 29.6908 | 98.8952 | 0 | 0 | 19.0583 | 0 | 0 | 0 | 84.6489 | 45.5526 | 107.4611 | 61.1478 | 48.3997 | 19.0583 | 120.8606 | 126.1544 | 31.1427 | 157.6917 | 118.8955 | 523.1798 | 106.7896 | 103.8529 | 123.5635 | 20.225 | 24.9028 | 24.9028 | 20.225 | 38.1833 | 69.4515 | 158.6911 | 1433.5238 | 102.5533 | 69.4515 | 66.8652 | 121.3756 | 83.926 | 71.8895 | 68.5422 | 66.8652 | 127.0286 | 59.2014 | 45.5526 | 45.5526 | 131.4837 | 83.9085 | 0 | 0 | 0 | 24.9028 | 24.9028 | 24.6962 | 0 | 0 | 0 | 0 | 0 | 0 | 20.225 | 45.5526 | 125.1665 | 24.9028 | 30.9111 | 55.4539 | 0 | 0 | 0 | 0 | 0 | 0 | 0 | 0 | 0 | 0 | 0 | 0 | 0 | 0 | 0 | 0 | 0 | 0 | 0 | 0 | 0 | 0 | 0 | 0 | 0 | 0 | 0 | 0 | 0 | 0 | 0 | 0 | 0 | 0 | 0 | 0 | 0 | 0 | 0 | 0 | 0 | 0 | 0 | 0 | 0 | 0 | 0 | 0 | 0 | 0 | 0 | 0 | 0 | 0 | 0 | 0 | 0 | 0 | 0 | 0 | 0 | 0 | 0 | 0 | 0 | 0 | 0 | 0 | 0 | 0 | 0 | 0 | 0 | 0 | 0 | 0 | 0 | 0 | 0 | 0 | 0 | 0 | 0 | 0 | 0 | 0 | 0 | 0 | 0 | 0 | 0 | 0 | 0 | 0 | 0 | 0 | 0 | 0 | 0 | 0 | 0 | 0 | 0 | 0 | 0 | 0 | 0 | 0 | 0 | 2017-01-25 02:00
t0580 | 0 | 133.7249 | 314.4846 | 156.8453 | 34.1218 | 242.2228 | 34.1218 | 745.2116 | 57.322 | 57.322 | 1890.5293 | 56.4008 | 85.7257 | 375.1316 | 444.0508 | 66.1514 | 74.7314 | 357.6887 | 218.5303 | 412.3822 | 0 | 0 | 395.3262 | 37.1393 | 37.1393 | 37.1393 | 91.1271 | 170.8344 | 316.7111 | 116.0482 | 337.918 | 84.7226 | 272.8758 | 251.6299 | 285.3938 | 265.9427 | 151.7078 | 730.3349 | 414.8988 | 103.841 | 258.6199 | 281.8776 | 120.2297 | 254.527 | 488.1366 | 120.2297 | 47.9185 | 309.8293 | 854.3971 | 186.3615 | 183.7029 | 96.3632 | 201.7583 | 47.9185 | 182.6511 | 329.736 | 108.006 | 342.5763 | 34.4836 | 208.8123 | 34.4836 | 120.2297 | 170.8344 | 66.0506 | 488.1366 | 0 | 0 | 0 | 0 | 0 | 0 | 0 | 0 | 170.2226 | 0 | 0 | 0 | 0 | 263.8375 | 288.4242 | 28.1342 | 28.7073 | 204.3046 | 152.239 | 11.2594 | 76.9336 | 87.8257 | 260.9431 | 157.0238 | 215.2204 | 82.661 | 28.1342 | 236.812 | 41.8184 | 245.4209 | 116.2951 | 156.6218 | 45.5849 | 86.2012 | 445.2364 | 19.0067 | 149.5085 | 139.2065 | 11.2594 | 11.2594 | 55.9981 | 122.7102 | 61.229 | 120.5628 | 154.4229 | 65.8355 | 51.8367 | 488.8817 | 92.4718 | 76.9336 | 75.223 | 75.223 | 30.9732 | 38.3056 | 488.8817 | 318.5315 | 147.0651 | 0 | 0 | 0 | 76.4443 | 87.8257 | 73.8597 | 326.7957 | 86.2012 | 0 | 65.3402 | 38.3056 | 11.2594 | 54.2672 | 21.9634 | 0 | 0 | 0 | 84.8161 | 0 | 0 | 131.4447 | 0 | 27.1207 | 0 | 0 | 199.2303 | 93.1195 | 21.9634 | 28.2634 | 28.2634 | 57.5274 | 124.7701 | 162.9993 | 126.6714 | 284.2312 | 184.1531 | 105.44 | 252.495 | 211.4478 | 130.9769 | 137.5413 | 319.523 | 175.9442 | 152.8046 | 89.6846 | 83.4527 | 172.9942 | 174.962 | 66.2049 | 83.4527 | 83.4527 | 122.3583 | 89.6846 | 89.6846 | 89.6846 | 142.7758 | 163.9551 | 137.0782 | 118.1708 | 118.1708 | 91.0763 | 139.0793 | 420.3429 | 165.9284 | 84.555 | 471.6044 | 167.979 | 84.555 | 276.8196 | 785.398 | 115.5702 | 452.1473 | 357.6459 | 167.979 | 93.0591 | 56.8602 | 175.3927 | 52.372 | 52.372 | 52.372 | 140.1854 | 152.4598 | 57.672 | 139.6051 | 212.1798 | 215.1999 | 122.1167 | 122.1167 | 115.3837 | 399.8267 | 52.372 | 354.0147 | 222.7127 | 372.4547 | 142.0514 | 113.5066 | 255.7763 | 88.6707 | 195.0896 | 88.6707 | 220.6816 | 70.6149 | 108.871 | 66.0506 | 66.0506 | 70.6149 | 353.7594 | 290.8969 | 136.8331 | 178.2495 | 122.7927 | 70.6149 | 871.046 | 185.0562 | 174.1348 | 406.5366 | 620.8486 | 89.1672 | 99.518 | 134.0041 | 307.6095 | 99.518 | 54.1986 | 120.9523 | 106.3901 | 89.7226 | 97.1975 | 54.2799 | 54.2799 | 90.7393 | 48.3235 | 141.0728 | 230.5222 | 101.2337 | 195.0896 | 94.6754 | 190.2477 | 179.9038 | 101.2337 | 94.6754 | 70.708 | 207.2862 | 178.3159 | 56.0398 | 25.758 | 356.2289 | 70.9233 | 231.1798 | 70.4569 | 354.7705 | 862.1809 | 41.4084 | 246.1798 | 207.2862 | 306.7218 | 70.4569 | 27.1207 | 438.9084 | 234.6697 | 203.7554 | 231.5743 | 0 | 83.4527 | 147.0401 | 379.113 | 0 | 89.1672 | 112.3253 | 172.9942 | 74.3157 | 99.7507 | 183.6604 | 67.8697 | 0 | 0 | 0 | 0 | 0 | 0 | 0 | 0 | 93.1195 | 0 | 160.4429 | 244.4865 | 198.527 | 138.014 | 0 | 140.6699 | 36.3682 | 38.422 | 19.0067 | 545.0462 | 37.2116 | 93.234 | 40.0312 | 40.0312 | 63.7484 | 26.1665 | 36.3682 | 37.2116 | 29.8934 | 29.8934 | 51.2496 | 0 | 0 | 0 | 0 | 26.1665 | 26.1665 | 26.1665 | 45.9947 | 29.8934 | 99.8496 | 0 | 0 | 19.0229 | 0 | 0 | 0 | 85.1033 | 46.8393 | 108.0566 | 63.1124 | 48.9194 | 19.0229 | 123.9388 | 125.0189 | 31.5502 | 161.7691 | 120.5313 | 531.471 | 108.7866 | 105.8359 | 125.3908 | 20.587 | 25.3938 | 25.3938 | 20.587 | 38.139 | 70.1153 | 160.6557 | 1433.7573 | 101.4804 | 70.1153 | 67.6593 | 119.949 | 83.7329 | 71.827 | 68.1414 | 67.6593 | 126.4958 | 59.5568 | 46.8393 | 46.8393 | 132.5847 | 83.6186 | 0 | 0 | 0 | 25.3938 | 25.3938 | 24.7779 | 0 | 0 | 0 | 0 | 0 | 0 | 20.587 | 46.8393 | 125.5222 | 25.3938 | 31.416 | 55.5367 | 0 | 0 | 0 | 0 | 0 | 0 | 0 | 0 | 0 | 0 | 0 | 0 | 0 | 0 | 0 | 0 | 0 | 0 | 0 | 0 | 0 | 0 | 0 | 0 | 0 | 0 | 0 | 0 | 0 | 0 | 0 | 0 | 0 | 0 | 0 | 0 | 0 | 0 | 0 | 0 | 0 | 0 | 0 | 0 | 0 | 0 | 0 | 0 | 0 | 0 | 0 | 0 | 0 | 0 | 0 | 0 | 0 | 0 | 0 | 0 | 0 | 0 | 0 | 0 | 0 | 0 | 0 | 0 | 0 | 0 | 0 | 0 | 0 | 0 | 0 | 0 | 0 | 0 | 0 | 0 | 0 | 0 | 0 | 0 | 0 | 0 | 0 | 0 | 0 | 0 | 0 | 0 | 0 | 0 | 0 | 0 | 0 | 0 | 0 | 0 | 0 | 0 | 0 | 0 | 0 | 0 | 0 | 0 | 0 | 2017-01-25 03:00
t0581 | 0 | 141.6215 | 329.5292 | 166.1392 | 35.599 | 253.3163 | 35.599 | 799.2203 | 60.0269 | 60.0269 | 1988.1544 | 58.4965 | 90.6546 | 398.4369 | 470.9817 | 70.2057 | 78.667 | 377.3195 | 230.0425 | 439.0233 | 0 | 0 | 414.747 | 39.1843 | 39.1843 | 39.1843 | 96.5769 | 180.7628 | 337.042 | 121.2238 | 356.0648 | 88.989 | 289.8975 | 267.5747 | 301.517 | 279.955 | 160.7337 | 781.2301 | 441.2719 | 109.9135 | 275.53 | 297.6787 | 127.4832 | 269.8192 | 518.4023 | 127.4832 | 50.7535 | 327.9343 | 905.6705 | 198.0733 | 193.657 | 101.5105 | 214.117 | 50.7535 | 193.3245 | 350.7371 | 114.4718 | 360.7796 | 36.2265 | 222.1524 | 36.2265 | 127.4832 | 180.7628 | 69.7929 | 518.4023 | 0 | 0 | 0 | 0 | 0 | 0 | 0 | 0 | 179.9715 | 0 | 0 | 0 | 0 | 278.8765 | 304.3121 | 29.7319 | 29.94 | 212.9623 | 160.3283 | 11.7956 | 80.6604 | 92.2278 | 274.6532 | 165.865 | 227.4515 | 86.0385 | 29.7319 | 246.6377 | 43.85 | 257.8171 | 121.9442 | 165.1084 | 47.8976 | 90.6064 | 466.4392 | 19.7281 | 157.4545 | 145.7827 | 11.7956 | 11.7956 | 58.4101 | 129.7516 | 64.3263 | 126.5803 | 163.0112 | 67.8576 | 52.2608 | 504.1537 | 95.9463 | 80.6604 | 79.198 | 79.198 | 32.5042 | 39.612 | 504.1537 | 331.8225 | 155.2508 | 0 | 0 | 0 | 80.5635 | 92.2278 | 77.8253 | 342.7165 | 90.6064 | 0 | 68.8496 | 39.612 | 11.7956 | 56.4737 | 22.8516 | 0 | 0 | 0 | 89.3571 | 0 | 0 | 138.1911 | 0 | 28.2762 | 0 | 0 | 210.0839 | 98.9227 | 22.8516 | 29.7331 | 29.7331 | 59.906 | 130.5559 | 170.084 | 132.9615 | 299.1806 | 194.5701 | 110.8726 | 266.0499 | 221.2112 | 136.7745 | 144.6473 | 332.1717 | 185.4593 | 159.0076 | 94.6943 | 88.0354 | 181.6236 | 182.6525 | 69.2838 | 88.0354 | 88.0354 | 127.3233 | 94.6943 | 94.6943 | 94.6943 | 149.0958 | 172.9165 | 142.6568 | 123.7402 | 123.7402 | 95.2869 | 144.3467 | 442.8652 | 176.074 | 87.8096 | 489.4396 | 176.8055 | 87.8096 | 283.2995 | 820.6297 | 120.1034 | 471.2046 | 375.3642 | 176.8055 | 97.3525 | 59.6207 | 182.4738 | 55.2117 | 55.2117 | 55.2117 | 146.3333 | 157.7222 | 59.7205 | 148.5418 | 223.4922 | 227.7144 | 129.4 | 129.4 | 121.1951 | 424.9268 | 55.2117 | 369.6967 | 235.3017 | 393.3099 | 150.1843 | 119.6861 | 264.498 | 93.2265 | 207.3203 | 93.2265 | 231.822 | 73.7868 | 114.9272 | 69.7929 | 69.7929 | 73.7868 | 376.3436 | 308.7064 | 143.6011 | 186.3017 | 130.1621 | 73.7868 | 928.047 | 195.3301 | 181.795 | 425.2356 | 646.546 | 94.1175 | 105.1954 | 139.4793 | 322.8856 | 105.1954 | 56.9834 | 126.9647 | 112.6009 | 94.4756 | 101.6201 | 57.2057 | 57.2057 | 95.7788 | 50.6177 | 147.8432 | 242.9819 | 106.3786 | 207.3203 | 99.4914 | 198.7957 | 190.0002 | 106.3786 | 99.4914 | 73.8411 | 215.7607 | 188.3912 | 59.5094 | 26.937 | 375.2122 | 74.3708 | 241.5532 | 73.7795 | 373.9685 | 909.8515 | 43.582 | 257.7687 | 215.7607 | 320.1461 | 73.7795 | 28.2762 | 471.0769 | 245.3446 | 215.6832 | 246.4562 | 0 | 88.0354 | 155.0192 | 396.5757 | 0 | 94.1175 | 118.0365 | 181.6236 | 77.9112 | 103.6439 | 193.7767 | 70.8623 | 0 | 0 | 0 | 0 | 0 | 0 | 0 | 0 | 98.9227 | 0 | 169.6966 | 261.1152 | 207.2251 | 144.666 | 0 | 146.7835 | 37.2844 | 40.2149 | 19.7281 | 561.9537 | 39.18 | 96.6071 | 41.4881 | 41.4881 | 65.0613 | 27.142 | 37.2844 | 39.18 | 31.1801 | 31.1801 | 53.5021 | 0 | 0 | 0 | 0 | 27.142 | 27.142 | 27.142 | 48.0344 | 31.1801 | 104.4188 | 0 | 0 | 19.7641 | 0 | 0 | 0 | 88.7335 | 49.6395 | 112.7422 | 67.0968 | 51.2026 | 19.7641 | 131.0706 | 129.2277 | 33.0624 | 171.1918 | 126.4987 | 558.9816 | 114.5186 | 111.4462 | 131.655 | 21.6621 | 26.7491 | 26.7491 | 21.6621 | 39.5868 | 73.3578 | 168.3533 | 1493.6892 | 104.673 | 73.3578 | 70.9128 | 123.8663 | 86.8466 | 74.5115 | 70.4889 | 70.9128 | 131.067 | 62.2009 | 49.6395 | 49.6395 | 138.5336 | 86.7422 | 0 | 0 | 0 | 26.7491 | 26.7491 | 25.7974 | 0 | 0 | 0 | 0 | 0 | 0 | 21.6621 | 49.6395 | 130.7413 | 26.7491 | 33.0168 | 57.7204 | 0 | 0 | 0 | 0 | 0 | 0 | 0 | 0 | 0 | 0 | 0 | 0 | 0 | 0 | 0 | 0 | 0 | 0 | 0 | 0 | 0 | 0 | 0 | 0 | 0 | 0 | 0 | 0 | 0 | 0 | 0 | 0 | 0 | 0 | 0 | 0 | 0 | 0 | 0 | 0 | 0 | 0 | 0 | 0 | 0 | 0 | 0 | 0 | 0 | 0 | 0 | 0 | 0 | 0 | 0 | 0 | 0 | 0 | 0 | 0 | 0 | 0 | 0 | 0 | 0 | 0 | 0 | 0 | 0 | 0 | 0 | 0 | 0 | 0 | 0 | 0 | 0 | 0 | 0 | 0 | 0 | 0 | 0 | 0 | 0 | 0 | 0 | 0 | 0 | 0 | 0 | 0 | 0 | 0 | 0 | 0 | 0 | 0 | 0 | 0 | 0 | 0 | 0 | 0 | 0 | 0 | 0 | 0 | 0 | 2017-01-25 04:00
t0582 | 0 | 160.0111 | 368.3443 | 187.7639 | 39.6197 | 282.5991 | 39.6197 | 914.3355 | 67.042 | 67.042 | 2229.6547 | 64.6996 | 102.2895 | 451.4701 | 532.9832 | 79.4995 | 88.3518 | 424.6599 | 258.3635 | 498.6538 | 0 | 0 | 464.164 | 44.1107 | 44.1107 | 44.1107 | 109.2024 | 204.0668 | 382.67 | 135.0167 | 400.2321 | 99.717 | 328.5912 | 303.5696 | 339.8793 | 314.4201 | 181.7023 | 891.4677 | 500.6638 | 124.1292 | 313.177 | 335.3828 | 144.2176 | 305.1668 | 587.2355 | 144.2176 | 57.3596 | 370.3292 | 1024.2538 | 224.6087 | 217.7908 | 114.0919 | 242.4405 | 57.3596 | 218.3237 | 398.0398 | 129.4496 | 405.3309 | 40.6049 | 252.1574 | 40.6049 | 144.2176 | 204.0668 | 78.6821 | 587.2355 | 0 | 0 | 0 | 0 | 0 | 0 | 0 | 0 | 203.0177 | 0 | 0 | 0 | 0 | 314.4938 | 342.5713 | 33.5266 | 33.3164 | 236.7821 | 180.1643 | 13.1848 | 90.2311 | 103.346 | 308.4078 | 186.9282 | 256.4697 | 95.5294 | 33.5266 | 273.9455 | 49.0614 | 288.947 | 136.4324 | 185.7212 | 53.7009 | 101.6174 | 521.2737 | 21.8441 | 176.932 | 162.8874 | 13.1848 | 13.1848 | 64.994 | 146.3834 | 72.1076 | 141.7996 | 183.5957 | 74.5513 | 56.0381 | 554.1585 | 106.192 | 90.2311 | 88.9722 | 88.9722 | 36.3959 | 43.6837 | 554.1585 | 368.6631 | 174.8816 | 0 | 0 | 0 | 90.5979 | 103.346 | 87.4995 | 383.453 | 101.6174 | 0 | 77.4104 | 43.6837 | 13.1848 | 62.6821 | 25.361 | 0 | 0 | 0 | 100.4436 | 0 | 0 | 155.0046 | 0 | 31.4528 | 0 | 0 | 236.3613 | 112.1231 | 25.361 | 33.3741 | 33.3741 | 66.5561 | 145.7431 | 189.3156 | 148.9082 | 335.9426 | 219.3374 | 124.3843 | 299.0989 | 246.8248 | 152.364 | 162.3023 | 368.1121 | 208.5684 | 176.493 | 106.6659 | 99.0815 | 203.4155 | 203.4213 | 77.3518 | 99.0815 | 99.0815 | 141.3019 | 106.6659 | 106.6659 | 106.6659 | 166.0895 | 194.561 | 158.3534 | 138.235 | 138.235 | 106.3522 | 159.7438 | 497.7989 | 199.3321 | 97.2542 | 541.3152 | 198.5274 | 97.2542 | 308.7721 | 914.2645 | 133.1322 | 523.6936 | 420.2757 | 198.5274 | 108.6362 | 66.6958 | 202.5078 | 62.1034 | 62.1034 | 62.1034 | 162.9571 | 173.9677 | 65.9551 | 168.6316 | 251.1627 | 257.0873 | 146.2928 | 146.2928 | 135.8059 | 481.8394 | 62.1034 | 411.8096 | 265.2422 | 443.1324 | 169.4131 | 134.6564 | 291.5454 | 104.5735 | 235.0496 | 104.5735 | 259.7823 | 82.2424 | 129.428 | 78.6821 | 78.6821 | 82.2424 | 427.1258 | 349.5214 | 160.7635 | 207.6952 | 147.2016 | 82.2424 | 1054.8315 | 219.9754 | 202.4023 | 474.3834 | 717.7503 | 105.9921 | 118.6401 | 154.8512 | 361.5567 | 118.6401 | 63.925 | 142.1833 | 127.1507 | 106.1387 | 113.342 | 64.3213 | 64.3213 | 107.8589 | 56.5635 | 165.2435 | 273.2286 | 119.265 | 235.0496 | 111.5394 | 221.5547 | 214.0976 | 119.265 | 111.5394 | 82.2685 | 239.4782 | 212.3493 | 67.427 | 30.0564 | 421.667 | 83.2038 | 269.2319 | 82.4249 | 420.6195 | 1024.2302 | 48.9442 | 287.9826 | 239.4782 | 356.3907 | 82.4249 | 31.4528 | 539.3075 | 273.6278 | 243.5712 | 279.8345 | 0 | 99.0815 | 174.3823 | 442.2526 | 0 | 105.9921 | 132.33 | 203.4155 | 87.1221 | 114.8809 | 218.1432 | 78.927 | 0 | 0 | 0 | 0 | 0 | 0 | 0 | 0 | 112.1231 | 0 | 191.4992 | 297.5162 | 230.6873 | 161.7436 | 0 | 163.3847 | 40.7432 | 44.907 | 21.8441 | 617.5814 | 44.0147 | 106.7305 | 45.8604 | 45.8604 | 70.7541 | 30.027 | 40.7432 | 44.0147 | 34.6975 | 34.6975 | 59.5881 | 0 | 0 | 0 | 0 | 30.027 | 30.027 | 30.027 | 53.5167 | 34.6975 | 116.4971 | 0 | 0 | 21.8956 | 0 | 0 | 0 | 98.6943 | 56.1273 | 125.4733 | 76.0972 | 57.1753 | 21.8956 | 147.8945 | 142.3989 | 36.9674 | 193.2806 | 141.6302 | 627.1343 | 128.6204 | 125.2074 | 147.4749 | 24.3182 | 30.063 | 30.063 | 24.3182 | 43.8237 | 81.8743 | 188.2179 | 1659.0912 | 115.1044 | 81.8743 | 79.2861 | 136.3249 | 96.0655 | 82.4495 | 77.7571 | 79.2861 | 144.8174 | 69.287 | 56.1273 | 56.1273 | 154.4215 | 95.9492 | 0 | 0 | 0 | 30.063 | 30.063 | 28.6502 | 0 | 0 | 0 | 0 | 0 | 0 | 24.3182 | 56.1273 | 145.2424 | 30.063 | 37.0207 | 63.9921 | 0 | 0 | 0 | 0 | 0 | 0 | 0 | 0 | 0 | 0 | 0 | 0 | 0 | 0 | 0 | 0 | 0 | 0 | 0 | 0 | 0 | 0 | 0 | 0 | 0 | 0 | 0 | 0 | 0 | 0 | 0 | 0 | 0 | 0 | 0 | 0 | 0 | 0 | 0 | 0 | 0 | 0 | 0 | 0 | 0 | 0 | 0 | 0 | 0 | 0 | 0 | 0 | 0 | 0 | 0 | 0 | 0 | 0 | 0 | 0 | 0 | 0 | 0 | 0 | 0 | 0 | 0 | 0 | 0 | 0 | 0 | 0 | 0 | 0 | 0 | 0 | 0 | 0 | 0 | 0 | 0 | 0 | 0 | 0 | 0 | 0 | 0 | 0 | 0 | 0 | 0 | 0 | 0 | 0 | 0 | 0 | 0 | 0 | 0 | 0 | 0 | 0 | 0 | 0 | 0 | 0 | 0 | 0 | 0 | 2017-01-25 05:00
t0583 | 0 | 176.7743 | 406.1301 | 207.3404 | 43.6205 | 311.4225 | 43.6205 | 1011.9938 | 73.9958 | 73.9958 | 2465.7919 | 71.2028 | 112.884 | 499.056 | 588.6824 | 87.7896 | 97.4471 | 468.6362 | 284.9864 | 551.1322 | 0 | 0 | 512.0018 | 48.6628 | 48.6628 | 48.6628 | 120.6082 | 225.3311 | 422.9508 | 149.1607 | 441.9507 | 109.9763 | 363.0444 | 335.4446 | 375.1038 | 346.8422 | 200.6118 | 986.3703 | 553.6629 | 137.0505 | 346.2093 | 370.3141 | 159.3132 | 337.0894 | 649.7799 | 159.3132 | 63.3062 | 408.9001 | 1131.3659 | 248.1772 | 240.4378 | 125.8389 | 267.8132 | 63.3062 | 241.0206 | 439.8556 | 142.9344 | 447.4136 | 44.7589 | 278.6669 | 44.7589 | 159.3132 | 225.3311 | 86.8575 | 649.7799 | 0 | 0 | 0 | 0 | 0 | 0 | 0 | 0 | 224.0967 | 0 | 0 | 0 | 0 | 347.2195 | 377.9775 | 36.9862 | 36.6358 | 260.7696 | 198.619 | 14.52 | 99.3859 | 113.8212 | 340.2927 | 206.336 | 283.0825 | 105.1035 | 36.9862 | 301.9047 | 54.0291 | 318.6414 | 150.2699 | 204.7897 | 59.1659 | 111.9883 | 574.704 | 23.9993 | 195.0886 | 179.3942 | 14.52 | 14.52 | 71.5482 | 161.5769 | 79.4596 | 156.24 | 202.6061 | 82.035 | 61.5512 | 610.0054 | 116.6959 | 99.3859 | 98.077 | 98.077 | 40.0947 | 48.0089 | 610.0054 | 406.2041 | 192.8669 | 0 | 0 | 0 | 99.8791 | 113.8212 | 96.4783 | 422.586 | 111.9883 | 0 | 85.3481 | 48.0089 | 14.52 | 69.0208 | 27.9064 | 0 | 0 | 0 | 110.7913 | 0 | 0 | 170.9194 | 0 | 34.5953 | 0 | 0 | 260.7501 | 123.8581 | 27.9064 | 36.793 | 36.793 | 73.169 | 160.5345 | 208.5067 | 164.0854 | 370.8419 | 242.0921 | 137.1718 | 329.9273 | 272.34 | 167.8046 | 178.9585 | 406.4642 | 230.1332 | 194.2278 | 117.7878 | 109.3563 | 224.3935 | 223.9438 | 85.2156 | 109.3563 | 109.3563 | 155.6338 | 117.7878 | 117.7878 | 117.7878 | 182.9226 | 214.7583 | 174.3144 | 152.298 | 152.298 | 117.1741 | 175.9835 | 549.2987 | 220.2713 | 107.0338 | 598.3365 | 219.1074 | 107.0338 | 340.1512 | 1009.8914 | 146.452 | 577.3656 | 463.5055 | 219.1074 | 119.7637 | 73.5045 | 222.7645 | 68.5028 | 68.5028 | 68.5028 | 179.3888 | 191.4648 | 72.492 | 186.3185 | 277.0541 | 283.8301 | 161.5761 | 161.5761 | 149.7849 | 532.2846 | 68.5028 | 453.7984 | 292.7659 | 489.0687 | 187.002 | 148.5198 | 321.3253 | 115.3191 | 259.7819 | 115.3191 | 286.636 | 90.6364 | 142.9178 | 86.8575 | 86.8575 | 90.6364 | 472.2312 | 386.1665 | 177.3417 | 228.9552 | 162.6193 | 90.6364 | 1166.5704 | 242.7476 | 223.293 | 523.4484 | 793.0398 | 116.9671 | 130.9603 | 170.4633 | 398.7753 | 130.9603 | 70.4552 | 156.7835 | 140.3934 | 117.0676 | 124.8437 | 70.9791 | 70.9791 | 119.07 | 62.3379 | 182.4558 | 301.6243 | 131.4903 | 259.7819 | 123.0338 | 244.3311 | 236.2746 | 131.4903 | 123.0338 | 90.5569 | 264.0684 | 234.4406 | 74.4648 | 33.0809 | 465.0645 | 91.6815 | 296.64 | 90.8055 | 463.8533 | 1131.5307 | 53.949 | 317.0465 | 264.0684 | 392.9413 | 90.8055 | 34.5953 | 597.1233 | 301.4873 | 269.0718 | 309.3244 | 0 | 109.3563 | 192.3111 | 489.2372 | 0 | 116.9671 | 145.9471 | 224.3935 | 96.149 | 126.2639 | 240.6564 | 86.915 | 0 | 0 | 0 | 0 | 0 | 0 | 0 | 0 | 123.8581 | 0 | 211.4036 | 329.0177 | 254.4063 | 178.4727 | 0 | 179.9136 | 44.6963 | 49.46 | 23.9993 | 679.6083 | 48.5386 | 117.5426 | 50.409 | 50.409 | 77.5575 | 33.0251 | 44.6963 | 48.5386 | 38.1696 | 38.1696 | 65.5828 | 0 | 0 | 0 | 0 | 33.0251 | 33.0251 | 33.0251 | 58.9212 | 38.1696 | 128.2981 | 0 | 0 | 24.1298 | 0 | 0 | 0 | 108.6414 | 61.9921 | 138.2181 | 84.1433 | 62.9843 | 24.1298 | 163.2465 | 156.8053 | 40.7127 | 213.4593 | 156.1926 | 692.3858 | 141.8609 | 138.1085 | 162.6005 | 26.8225 | 33.1598 | 33.1598 | 26.8225 | 48.2104 | 90.2265 | 207.3914 | 1831.749 | 126.5555 | 90.2265 | 87.4135 | 150.2644 | 105.6765 | 90.6174 | 85.4904 | 87.4135 | 159.3399 | 76.3921 | 61.9921 | 61.9921 | 170.0471 | 105.6663 | 0 | 0 | 0 | 33.1598 | 33.1598 | 31.5302 | 0 | 0 | 0 | 0 | 0 | 0 | 26.8225 | 61.9921 | 159.9838 | 33.1598 | 40.8192 | 70.3682 | 0 | 0 | 0 | 0 | 0 | 0 | 0 | 0 | 0 | 0 | 0 | 0 | 0 | 0 | 0 | 0 | 0 | 0 | 0 | 0 | 0 | 0 | 0 | 0 | 0 | 0 | 0 | 0 | 0 | 0 | 0 | 0 | 0 | 0 | 0 | 0 | 0 | 0 | 0 | 0 | 0 | 0 | 0 | 0 | 0 | 0 | 0 | 0 | 0 | 0 | 0 | 0 | 0 | 0 | 0 | 0 | 0 | 0 | 0 | 0 | 0 | 0 | 0 | 0 | 0 | 0 | 0 | 0 | 0 | 0 | 0 | 0 | 0 | 0 | 0 | 0 | 0 | 0 | 0 | 0 | 0 | 0 | 0 | 0 | 0 | 0 | 0 | 0 | 0 | 0 | 0 | 0 | 0 | 0 | 0 | 0 | 0 | 0 | 0 | 0 | 0 | 0 | 0 | 0 | 0 | 0 | 0 | 0 | 0 | 2017-01-25 06:00
t0584 | 0 | 181.338 | 419.4477 | 212.7222 | 45.1934 | 322.0689 | 45.1934 | 1030.3038 | 76.4065 | 76.4065 | 2537.607 | 74.0296 | 115.9547 | 510.9992 | 603.4718 | 89.9761 | 100.3744 | 482.0259 | 293.5307 | 563.6741 | 0 | 0 | 528.3157 | 50.0572 | 50.0572 | 50.0572 | 123.6938 | 231.3186 | 432.6583 | 154.1531 | 454.7041 | 113.4178 | 371.7833 | 343.3268 | 385.4904 | 357.227 | 205.8132 | 1005.7339 | 566.3862 | 140.6738 | 353.9119 | 380.559 | 163.3285 | 345.6392 | 665.0219 | 163.3285 | 64.9706 | 419.7081 | 1160.1189 | 254.0827 | 247.3446 | 129.5681 | 274.4387 | 64.9706 | 247.4139 | 450.1075 | 146.606 | 460.5485 | 46.168 | 285.1241 | 46.168 | 163.3285 | 231.3186 | 89.2439 | 665.0219 | 0 | 0 | 0 | 0 | 0 | 0 | 0 | 0 | 230.1906 | 0 | 0 | 0 | 0 | 356.6711 | 388.7743 | 38.0128 | 37.9885 | 270.2617 | 204.586 | 15.0073 | 102.668 | 117.483 | 350.4632 | 212.0509 | 290.8539 | 109.0744 | 38.0128 | 312.9278 | 55.8148 | 328.6051 | 155.2242 | 210.8048 | 61.0382 | 115.4939 | 593.6404 | 24.9637 | 200.9305 | 185.4452 | 15.0073 | 15.0073 | 74.1416 | 165.9643 | 81.9728 | 161.2473 | 208.3184 | 85.5985 | 65.1275 | 636.1977 | 121.3952 | 102.668 | 101.0434 | 101.0434 | 41.3942 | 50.0341 | 636.1977 | 421.0296 | 198.3666 | 0 | 0 | 0 | 102.8397 | 117.483 | 99.3398 | 436.354 | 115.4939 | 0 | 87.8818 | 50.0341 | 15.0073 | 71.6048 | 28.9651 | 0 | 0 | 0 | 114.0642 | 0 | 0 | 176.1978 | 0 | 35.8743 | 0 | 0 | 268.3032 | 126.8547 | 28.9651 | 37.9203 | 37.9203 | 75.9452 | 166.0129 | 215.9649 | 169.3595 | 381.8234 | 248.7741 | 141.3845 | 339.6401 | 281.4086 | 173.736 | 184.4572 | 421.3044 | 236.8236 | 201.5688 | 121.0519 | 112.4713 | 231.4452 | 231.9481 | 88.1102 | 112.4713 | 112.4713 | 161.4442 | 121.0519 | 121.0519 | 121.0519 | 189.3875 | 220.8929 | 180.8659 | 157.4144 | 157.4144 | 121.1662 | 182.7984 | 565.3956 | 225.691 | 111.2007 | 620.429 | 225.6254 | 111.2007 | 356.1693 | 1043.6312 | 152.1307 | 598.1147 | 478.2173 | 225.6254 | 123.8102 | 75.9049 | 231.262 | 70.501 | 70.501 | 70.501 | 185.815 | 199.3461 | 75.4882 | 190.6461 | 285.2621 | 291.3919 | 165.7214 | 165.7214 | 154.4678 | 545.0306 | 70.501 | 469.6905 | 300.8492 | 502.7326 | 192.0895 | 152.8416 | 334.3755 | 118.8724 | 265.947 | 118.8724 | 295.518 | 93.7752 | 146.8985 | 89.2439 | 89.2439 | 93.7752 | 483.0761 | 395.6909 | 182.9553 | 236.8184 | 166.739 | 93.7752 | 1192.2356 | 249.6068 | 231.0114 | 540.9149 | 820.9221 | 120.2708 | 134.5356 | 176.8525 | 411.3916 | 134.5356 | 72.647 | 161.7594 | 144.1087 | 120.5637 | 129.1638 | 73.0453 | 73.0453 | 122.4086 | 64.4096 | 188.2812 | 310.319 | 135.5971 | 265.947 | 126.8402 | 252.7012 | 242.8693 | 135.5971 | 126.8402 | 93.7823 | 273.7172 | 240.8859 | 76.2921 | 34.2347 | 478.8871 | 94.6813 | 306.9591 | 93.8573 | 477.469 | 1162.9492 | 55.5928 | 327.8347 | 273.7172 | 406.6998 | 93.8573 | 35.8743 | 607.5751 | 311.8716 | 276.0981 | 316.3949 | 0 | 112.4713 | 197.9383 | 504.8659 | 0 | 120.2708 | 150.475 | 231.4452 | 99.2249 | 131.2346 | 247.549 | 90.0011 | 0 | 0 | 0 | 0 | 0 | 0 | 0 | 0 | 126.8547 | 0 | 217.0965 | 335.8409 | 263.2747 | 184.2158 | 0 | 186.3679 | 46.8583 | 51.1425 | 24.9637 | 708.992 | 49.9946 | 122.2275 | 52.4657 | 52.4657 | 81.5566 | 34.345 | 46.8583 | 49.9946 | 39.5686 | 39.5686 | 67.9363 | 0 | 0 | 0 | 0 | 34.345 | 34.345 | 34.345 | 61.0116 | 39.5686 | 132.7312 | 0 | 0 | 25.045 | 0 | 0 | 0 | 112.6073 | 63.5775 | 143.1559 | 86.1004 | 65.12 | 25.045 | 167.6646 | 163.2892 | 42.0713 | 219.0962 | 161.1561 | 713.1386 | 146.1205 | 142.2257 | 167.7492 | 27.634 | 34.1424 | 34.1424 | 27.634 | 50.1127 | 93.2884 | 214.2571 | 1896.4903 | 132.0559 | 93.2884 | 90.2716 | 156.4826 | 109.8951 | 94.2698 | 89.0609 | 90.2716 | 165.7761 | 79.0411 | 63.5775 | 63.5775 | 176.0146 | 109.8093 | 0 | 0 | 0 | 34.1424 | 34.1424 | 32.7116 | 0 | 0 | 0 | 0 | 0 | 0 | 27.634 | 63.5775 | 165.8625 | 34.1424 | 42.0892 | 73.1075 | 0 | 0 | 0 | 0 | 0 | 0 | 0 | 0 | 0 | 0 | 0 | 0 | 0 | 0 | 0 | 0 | 0 | 0 | 0 | 0 | 0 | 0 | 0 | 0 | 0 | 0 | 0 | 0 | 0 | 0 | 0 | 0 | 0 | 0 | 0 | 0 | 0 | 0 | 0 | 0 | 0 | 0 | 0 | 0 | 0 | 0 | 0 | 0 | 0 | 0 | 0 | 0 | 0 | 0 | 0 | 0 | 0 | 0 | 0 | 0 | 0 | 0 | 0 | 0 | 0 | 0 | 0 | 0 | 0 | 0 | 0 | 0 | 0 | 0 | 0 | 0 | 0 | 0 | 0 | 0 | 0 | 0 | 0 | 0 | 0 | 0 | 0 | 0 | 0 | 0 | 0 | 0 | 0 | 0 | 0 | 0 | 0 | 0 | 0 | 0 | 0 | 0 | 0 | 0 | 0 | 0 | 0 | 0 | 0 | 2017-01-25 07:00
t0585 | 0 | 179.5071 | 427.6061 | 211.5205 | 46.9122 | 330.6358 | 46.9122 | 989.0033 | 77.1375 | 77.1375 | 2501.3679 | 77.557 | 116.2044 | 501.5169 | 598.0069 | 89.2998 | 101.5801 | 484.201 | 296.7837 | 552.8913 | 0 | 0 | 535.6851 | 50.4403 | 50.4403 | 50.4403 | 122.7271 | 230.3582 | 424.4402 | 154.5175 | 454.3742 | 115.0663 | 366.6918 | 337.8708 | 386.4159 | 360.9442 | 204.9739 | 970.9827 | 552.8186 | 140.1857 | 346.1467 | 379.8108 | 161.6408 | 342.3466 | 645.9924 | 161.6408 | 64.9612 | 418.0432 | 1149.4709 | 250.317 | 247.6329 | 131.0223 | 271.4332 | 64.9612 | 246.8719 | 442.6092 | 145.8258 | 462.1818 | 47.0783 | 280.1282 | 47.0783 | 161.6408 | 230.3582 | 89.2283 | 645.9924 | 0 | 0 | 0 | 0 | 0 | 0 | 0 | 0 | 230.1901 | 0 | 0 | 0 | 0 | 355.997 | 391.1854 | 38.252 | 39.9144 | 279.9506 | 207.9249 | 15.4825 | 105.6696 | 120.8564 | 353.2911 | 212.2294 | 291.1283 | 114.211 | 38.252 | 322.2263 | 57.5446 | 333.6883 | 159.7961 | 213.5929 | 62.5315 | 117.974 | 605.7512 | 26.5576 | 203.8623 | 191.2621 | 15.4825 | 15.4825 | 77.0692 | 166.0036 | 83.8441 | 165.2017 | 209.1518 | 90.2658 | 71.2062 | 668.3029 | 128.9089 | 105.6696 | 102.8102 | 102.8102 | 42.5064 | 53.2376 | 668.3029 | 434.3448 | 200.4338 | 0 | 0 | 0 | 104.4416 | 120.8564 | 100.748 | 446.6277 | 117.974 | 0 | 89.1857 | 53.2376 | 15.4825 | 74.3982 | 30.3012 | 0 | 0 | 0 | 115.2708 | 0 | 0 | 178.9543 | 0 | 37.6105 | 0 | 0 | 270.5231 | 125.3455 | 30.3012 | 38.5725 | 38.5725 | 80.0894 | 171.1145 | 223.3766 | 173.4147 | 383.1372 | 249.1171 | 143.3998 | 343.0332 | 285.2474 | 179.6275 | 187.3709 | 426.3591 | 238.4059 | 210.6227 | 120.7054 | 112.8269 | 234.382 | 240.8389 | 90.6681 | 112.8269 | 112.8269 | 167.3059 | 120.7054 | 120.7054 | 120.7054 | 195.7941 | 221.4181 | 188.462 | 161.7981 | 161.7981 | 124.6093 | 189.4781 | 569.0982 | 222.4263 | 116.3247 | 622.3385 | 226.8699 | 116.3247 | 373.9256 | 1047.4151 | 159.7491 | 613.2156 | 485.6034 | 226.8699 | 126.5742 | 77.6808 | 242.6569 | 71.1908 | 71.1908 | 71.1908 | 193.0426 | 209.1916 | 80.1597 | 187.717 | 288.1603 | 290.6555 | 164.412 | 164.412 | 156.6415 | 538.1805 | 71.1908 | 482.9307 | 301.2048 | 504.0388 | 192.1028 | 154.4354 | 346.2352 | 120.6354 | 261.3283 | 120.6354 | 298.4643 | 96.2811 | 146.5644 | 89.2283 | 89.2283 | 96.2811 | 472.5296 | 390.6824 | 185.3548 | 242.4481 | 164.9576 | 96.2811 | 1161.0145 | 250.6794 | 234.9394 | 548.103 | 824.1397 | 120.7613 | 134.5396 | 184.2122 | 417.4041 | 134.5396 | 74.1256 | 164.494 | 143.5482 | 121.9554 | 133.2434 | 73.4682 | 73.4682 | 122.4588 | 65.9761 | 189.1928 | 310.8842 | 137.9842 | 261.3283 | 128.4318 | 257.7414 | 243.6509 | 137.9842 | 128.4318 | 97.4674 | 280.4431 | 240.5885 | 75.6101 | 35.5751 | 484.4996 | 97.0605 | 315.912 | 96.5177 | 483.3153 | 1154.9165 | 56.6209 | 339.417 | 280.4431 | 416.1337 | 96.5177 | 37.6105 | 580.5904 | 320.7607 | 273.6029 | 310.014 | 0 | 112.8269 | 200.2869 | 498.5788 | 0 | 120.7613 | 152.5741 | 234.382 | 100.1736 | 138.9865 | 249.4271 | 93.1751 | 0 | 0 | 0 | 0 | 0 | 0 | 0 | 0 | 125.3455 | 0 | 216.8 | 326.4822 | 268.7423 | 186.3126 | 0 | 193.1157 | 51.0759 | 52.7487 | 26.5576 | 747.1206 | 50.6603 | 127.2755 | 55.6384 | 55.6384 | 89.8777 | 36.1876 | 51.0759 | 50.6603 | 41.4132 | 41.4132 | 70.7179 | 0 | 0 | 0 | 0 | 36.1876 | 36.1876 | 36.1876 | 63.2731 | 41.4132 | 137.112 | 0 | 0 | 25.8504 | 0 | 0 | 0 | 117.1523 | 63.056 | 147.8145 | 84.1667 | 67.0388 | 25.8504 | 167.6639 | 170.5948 | 43.3755 | 217.7627 | 163.7093 | 715.0369 | 147.876 | 143.7706 | 170.7373 | 27.9671 | 34.512 | 34.512 | 27.9671 | 52.6558 | 95.7189 | 219.8142 | 1917.5769 | 140.2499 | 95.7189 | 92.0701 | 162.0816 | 115.5973 | 99.991 | 94.3767 | 92.0701 | 174.1736 | 80.8402 | 63.056 | 63.056 | 182.1378 | 114.2605 | 0 | 0 | 0 | 34.512 | 34.512 | 34.1537 | 0 | 0 | 0 | 0 | 0 | 0 | 27.9671 | 63.056 | 171.6379 | 34.512 | 42.788 | 77.0377 | 0 | 0 | 0 | 0 | 0 | 0 | 0 | 0 | 0 | 0 | 0 | 0 | 0 | 0 | 0 | 0 | 0 | 0 | 0 | 0 | 0 | 0 | 0 | 0 | 0 | 0 | 0 | 0 | 0 | 0 | 0 | 0 | 0 | 0 | 0 | 0 | 0 | 0 | 0 | 0 | 0 | 0 | 0 | 0 | 0 | 0 | 0 | 0 | 0 | 0 | 0 | 0 | 0 | 0 | 0 | 0 | 0 | 0 | 0 | 0 | 0 | 0 | 0 | 0 | 0 | 0 | 0 | 0 | 0 | 0 | 0 | 0 | 0 | 0 | 0 | 0 | 0 | 0 | 0 | 0 | 0 | 0 | 0 | 0 | 0 | 0 | 0 | 0 | 0 | 0 | 0 | 0 | 0 | 0 | 0 | 0 | 0 | 0 | 0 | 0 | 0 | 0 | 0 | 0 | 0 | 0 | 0 | 0 | 0 | 2017-01-25 08:00
t0586 | 0 | 175.4659 | 442.2506 | 208.0468 | 49.9636 | 346.0521 | 49.9636 | 903.9566 | 78.8167 | 78.8167 | 2456.1798 | 84.2174 | 115.8627 | 481.9037 | 584.1105 | 87.3431 | 103.3506 | 486.1311 | 301.5715 | 528.8974 | 0 | 0 | 549.0834 | 50.8488 | 50.8488 | 50.8488 | 120.2379 | 227.431 | 406.3461 | 156.9194 | 453.6053 | 117.8377 | 354.8285 | 325.3942 | 385.9502 | 366.4272 | 201.9987 | 899.5104 | 525.6767 | 138.4697 | 329.3093 | 377.2519 | 157.6585 | 334.4293 | 611.1979 | 157.6585 | 64.4102 | 412.656 | 1123.5744 | 241.6462 | 247.7032 | 133.0273 | 264.155 | 64.4102 | 244.3124 | 425.5686 | 143.3759 | 464.5288 | 48.53 | 268.9127 | 48.53 | 157.6585 | 227.431 | 88.7777 | 611.1979 | 0 | 0 | 0 | 0 | 0 | 0 | 0 | 0 | 228.8873 | 0 | 0 | 0 | 0 | 353.1679 | 393.5532 | 38.398 | 43.1739 | 297.7301 | 212.6342 | 16.2683 | 110.5755 | 126.1035 | 357.5949 | 211.5654 | 290.0463 | 123.3483 | 38.398 | 340.5199 | 60.3382 | 342.0776 | 167.2313 | 217.2197 | 64.841 | 121.7987 | 627.4537 | 29.3422 | 207.9969 | 200.9961 | 16.2683 | 16.2683 | 82.25 | 165.0945 | 86.7745 | 171.5037 | 209.623 | 99.6133 | 84.145 | 733.6495 | 142.184 | 110.5755 | 105.3428 | 105.3428 | 44.2886 | 59.1156 | 733.6495 | 459.9439 | 202.6567 | 0 | 0 | 0 | 106.5933 | 126.1035 | 102.6583 | 463.8224 | 121.7987 | 0 | 90.9548 | 59.1156 | 16.2683 | 79.6049 | 32.7061 | 0 | 0 | 0 | 116.9128 | 0 | 0 | 183.2928 | 0 | 40.5904 | 0 | 0 | 273.1653 | 121.6278 | 32.7061 | 39.5529 | 39.5529 | 87.1944 | 179.8867 | 236.7796 | 179.9575 | 385.3169 | 248.435 | 146.5657 | 347.5734 | 293.4485 | 190.1095 | 191.8635 | 441.6819 | 240.3407 | 226.9705 | 119.7725 | 113.0592 | 239.5937 | 256.3758 | 95.0968 | 113.0592 | 113.0592 | 178.4527 | 119.7725 | 119.7725 | 119.7725 | 207.1984 | 221.7105 | 202.3629 | 169.3083 | 169.3083 | 130.6427 | 202.8823 | 574.0083 | 215.3627 | 125.8668 | 638.7416 | 228.8306 | 125.8668 | 414.4286 | 1065.1336 | 173.4936 | 643.8611 | 498.4529 | 228.8306 | 131.6978 | 80.6744 | 262.9012 | 72.0597 | 72.0597 | 72.0597 | 205.6635 | 228.3924 | 88.6426 | 180.7615 | 292.1892 | 287.6179 | 161.094 | 161.094 | 160.3137 | 521.3526 | 72.0597 | 507.4754 | 300.3138 | 503.9213 | 191.0398 | 156.4103 | 372.1146 | 123.4177 | 251.3583 | 123.4177 | 303.7403 | 100.9047 | 145.601 | 88.7777 | 88.7777 | 100.9047 | 450.6368 | 379.2592 | 189.6933 | 253.0567 | 160.8827 | 100.9047 | 1097.1081 | 251.3818 | 243.4874 | 563.7378 | 842.5307 | 121.063 | 133.8258 | 197.6678 | 427.9096 | 133.8258 | 76.3886 | 169.1335 | 141.7256 | 123.95 | 140.3848 | 73.9921 | 73.9921 | 122.1321 | 68.6986 | 191.8655 | 311.3168 | 141.7923 | 251.3583 | 131.0857 | 267.7928 | 243.7623 | 141.7923 | 131.0857 | 103.8279 | 294.7115 | 239.0665 | 73.7332 | 37.8181 | 492.3286 | 101.0166 | 332.1199 | 101.0574 | 490.9202 | 1140.2778 | 58.1204 | 358.5258 | 294.7115 | 434.848 | 101.0574 | 40.5904 | 526.0903 | 336.6602 | 268.0553 | 296.2312 | 0 | 113.0592 | 203.2925 | 494.8864 | 0 | 121.063 | 156.0236 | 239.5937 | 102.1843 | 152.5368 | 251.417 | 98.7987 | 0 | 0 | 0 | 0 | 0 | 0 | 0 | 0 | 121.6278 | 0 | 215.0341 | 306.5199 | 279.9421 | 190.5643 | 0 | 205.1769 | 58.9189 | 55.478 | 29.3422 | 823.475 | 51.6171 | 137.3597 | 61.3624 | 61.3624 | 105.4814 | 39.5607 | 58.9189 | 51.6171 | 44.5761 | 44.5761 | 75.518 | 0 | 0 | 0 | 0 | 39.5607 | 39.5607 | 39.5607 | 67.2171 | 44.5761 | 144.6658 | 0 | 0 | 27.4927 | 0 | 0 | 0 | 125.2276 | 61.744 | 156.3631 | 80.2725 | 70.336 | 27.4927 | 166.6513 | 185.4634 | 45.5206 | 214.3561 | 168.137 | 719.1654 | 150.4482 | 145.9808 | 175.703 | 28.4734 | 35.0233 | 35.0233 | 28.4734 | 57.3235 | 100.0531 | 229.2219 | 1978.0977 | 155.918 | 100.0531 | 95.25 | 174.5969 | 126.134 | 110.168 | 104.2511 | 95.25 | 190.038 | 84.3574 | 61.744 | 61.744 | 192.821 | 123.0117 | 0 | 0 | 0 | 35.0233 | 35.0233 | 36.7423 | 0 | 0 | 0 | 0 | 0 | 0 | 28.4734 | 61.744 | 182.5017 | 35.0233 | 43.9029 | 84.0104 | 0 | 0 | 0 | 0 | 0 | 0 | 0 | 0 | 0 | 0 | 0 | 0 | 0 | 0 | 0 | 0 | 0 | 0 | 0 | 0 | 0 | 0 | 0 | 0 | 0 | 0 | 0 | 0 | 0 | 0 | 0 | 0 | 0 | 0 | 0 | 0 | 0 | 0 | 0 | 0 | 0 | 0 | 0 | 0 | 0 | 0 | 0 | 0 | 0 | 0 | 0 | 0 | 0 | 0 | 0 | 0 | 0 | 0 | 0 | 0 | 0 | 0 | 0 | 0 | 0 | 0 | 0 | 0 | 0 | 0 | 0 | 0 | 0 | 0 | 0 | 0 | 0 | 0 | 0 | 0 | 0 | 0 | 0 | 0 | 0 | 0 | 0 | 0 | 0 | 0 | 0 | 0 | 0 | 0 | 0 | 0 | 0 | 0 | 0 | 0 | 0 | 0 | 0 | 0 | 0 | 0 | 0 | 0 | 0 | 2017-01-25 09:00
t0587 | 0 | 170.7606 | 452.8539 | 203.0498 | 52.2609 | 357.6202 | 52.2609 | 819.1553 | 80.3761 | 80.3761 | 2435.1166 | 89.7768 | 114.3121 | 461.4333 | 566.2469 | 84.6171 | 104.0222 | 483.9318 | 303.3364 | 502.3244 | 0 | 0 | 558.5469 | 50.7023 | 50.7023 | 50.7023 | 116.9651 | 222.9534 | 386.4659 | 160.4443 | 451.403 | 119.5221 | 340.9052 | 311.1079 | 381.9219 | 368.4024 | 197.2485 | 827.912 | 498.7081 | 135.6724 | 311.2047 | 372.6071 | 152.8236 | 324.6222 | 580.2444 | 152.8236 | 63.1428 | 404.218 | 1091.1509 | 231.6162 | 246.4903 | 133.5536 | 255.2253 | 63.1428 | 239.636 | 406.2105 | 139.7205 | 464.3571 | 49.354 | 256.3334 | 49.354 | 152.8236 | 222.9534 | 87.6491 | 580.2444 | 0 | 0 | 0 | 0 | 0 | 0 | 0 | 0 | 225.6141 | 0 | 0 | 0 | 0 | 347.9051 | 392.0066 | 38.0702 | 45.4704 | 311.7784 | 214.3323 | 16.7812 | 113.6785 | 129.0566 | 359.1218 | 209.2361 | 286.45 | 130.3278 | 38.0702 | 356.2766 | 62.0698 | 347.0256 | 171.8871 | 217.9117 | 66.0949 | 123.8166 | 643.2089 | 31.4343 | 209.4224 | 207.4986 | 16.7812 | 16.7812 | 86.1386 | 162.7111 | 88.4009 | 175.1937 | 208.1777 | 108.0651 | 96.8064 | 793.7168 | 152.3295 | 113.6785 | 106.3435 | 106.3435 | 45.358 | 63.8778 | 793.7168 | 481.4067 | 202.1201 | 0 | 0 | 0 | 107.1804 | 129.0566 | 103.1847 | 474.984 | 123.8166 | 0 | 91.4553 | 63.8778 | 16.7812 | 83.8343 | 34.5755 | 0 | 0 | 0 | 117.2869 | 0 | 0 | 185.5646 | 0 | 42.7377 | 0 | 0 | 272.9269 | 117.052 | 34.5755 | 40.0105 | 40.0105 | 92.3332 | 186.0452 | 247.1067 | 183.8881 | 385.7221 | 245.6134 | 148.1768 | 348.4152 | 300.7783 | 197.9718 | 194.0855 | 460.137 | 240.1352 | 239.7245 | 118.2873 | 112.4335 | 243.0491 | 267.7745 | 98.23 | 112.4335 | 112.4335 | 187.7307 | 118.2873 | 118.2873 | 118.2873 | 215.7582 | 220.5203 | 213.3945 | 174.5011 | 174.5011 | 134.995 | 214.8484 | 574.2511 | 207.5491 | 133.6678 | 665.3353 | 229.4195 | 133.6678 | 456.2726 | 1089.1199 | 184.2558 | 671.0322 | 506.9462 | 229.4195 | 135.6663 | 82.6446 | 278.3663 | 72.1191 | 72.1191 | 72.1191 | 214.9195 | 245.1397 | 95.4041 | 172.5632 | 293.2215 | 282.2702 | 156.7731 | 156.7731 | 162.5554 | 500.769 | 72.1191 | 526.8612 | 296.8954 | 499.4292 | 188.3276 | 156.5132 | 397.449 | 124.8668 | 240.5108 | 124.8668 | 307.1099 | 104.5157 | 143.9515 | 87.6491 | 87.6491 | 104.5157 | 427.971 | 365.9611 | 192.6942 | 261.5287 | 156.0508 | 104.5157 | 1032.5162 | 249.7679 | 251.4688 | 577.9716 | 869.7092 | 120.2677 | 131.9982 | 208.3261 | 434.8466 | 131.9982 | 77.5461 | 172.0906 | 138.8589 | 124.6139 | 145.5708 | 73.9209 | 73.9209 | 121.0106 | 70.6062 | 194.6753 | 310.0502 | 143.9119 | 240.5108 | 132.6166 | 276.3508 | 241.6093 | 143.9119 | 132.6166 | 108.403 | 308.0167 | 235.9501 | 71.2185 | 39.3421 | 494.6031 | 103.5694 | 344.4904 | 104.1778 | 492.2641 | 1124.6449 | 58.7636 | 371.0577 | 308.0167 | 450.8703 | 104.1778 | 42.7377 | 472.9946 | 348.5397 | 261.4759 | 281.3818 | 0 | 112.4335 | 203.716 | 499.2478 | 0 | 120.2677 | 157.993 | 243.0491 | 103.8742 | 162.6973 | 250.6674 | 102.9986 | 0 | 0 | 0 | 0 | 0 | 0 | 0 | 0 | 117.052 | 0 | 211.505 | 285.6276 | 289.8448 | 194.0249 | 0 | 214.3303 | 65.4527 | 57.3561 | 31.4343 | 892.474 | 51.9633 | 146.3602 | 65.8773 | 65.8773 | 118.6624 | 42.2679 | 65.4527 | 51.9633 | 46.847 | 46.847 | 78.9776 | 0 | 0 | 0 | 0 | 42.2679 | 42.2679 | 42.2679 | 70.0947 | 46.847 | 150.0254 | 0 | 0 | 28.9783 | 0 | 0 | 0 | 131.3355 | 60.0489 | 163.0775 | 76.3612 | 72.64 | 28.9783 | 164.1418 | 199.0737 | 46.9031 | 209.7491 | 171.0576 | 721.2016 | 151.4152 | 146.6845 | 178.756 | 28.6931 | 35.1567 | 35.1567 | 28.6931 | 61.0754 | 103.251 | 235.5369 | 2047.9326 | 169.3407 | 103.251 | 97.4981 | 187.1504 | 134.6948 | 118.0238 | 112.3745 | 97.4981 | 203.3205 | 87.3062 | 60.0489 | 60.0489 | 200.5883 | 130.6634 | 0 | 0 | 0 | 35.1567 | 35.1567 | 38.7416 | 0 | 0 | 0 | 0 | 0 | 0 | 28.6931 | 60.0489 | 191.3872 | 35.1567 | 44.5166 | 89.345 | 0 | 0 | 0 | 0 | 0 | 0 | 0 | 0 | 0 | 0 | 0 | 0 | 0 | 0 | 0 | 0 | 0 | 0 | 0 | 0 | 0 | 0 | 0 | 0 | 0 | 0 | 0 | 0 | 0 | 0 | 0 | 0 | 0 | 0 | 0 | 0 | 0 | 0 | 0 | 0 | 0 | 0 | 0 | 0 | 0 | 0 | 0 | 0 | 0 | 0 | 0 | 0 | 0 | 0 | 0 | 0 | 0 | 0 | 0 | 0 | 0 | 0 | 0 | 0 | 0 | 0 | 0 | 0 | 0 | 0 | 0 | 0 | 0 | 0 | 0 | 0 | 0 | 0 | 0 | 0 | 0 | 0 | 0 | 0 | 0 | 0 | 0 | 0 | 0 | 0 | 0 | 0 | 0 | 0 | 0 | 0 | 0 | 0 | 0 | 0 | 0 | 0 | 0 | 0 | 0 | 0 | 0 | 0 | 0 | 2017-01-25 10:00
t0588 | 0 | 165.0179 | 456.4282 | 196.7374 | 53.5558 | 363.0599 | 53.5558 | 741.0279 | 80.7235 | 80.7235 | 2389.0948 | 93.3001 | 111.7966 | 439.5899 | 545.4475 | 81.4707 | 103.421 | 476.778 | 301.4185 | 475.1401 | 0 | 0 | 559.9811 | 50.026 | 50.026 | 50.026 | 113.0053 | 216.8348 | 366 | 161.4135 | 444.5041 | 119.5634 | 325.8011 | 296.0405 | 374.4311 | 365.9295 | 191.2133 | 760.4 | 471.1269 | 131.8961 | 293.0184 | 364.6603 | 147.1896 | 313.0333 | 548.3418 | 147.1896 | 61.4225 | 392.8759 | 1052.6435 | 220.8904 | 242.7363 | 132.5123 | 245.1329 | 61.4225 | 233.1893 | 385.9642 | 135.2078 | 459.002 | 49.4828 | 243.2582 | 49.4828 | 147.1896 | 216.8348 | 85.7586 | 548.3418 | 0 | 0 | 0 | 0 | 0 | 0 | 0 | 0 | 220.4591 | 0 | 0 | 0 | 0 | 339.7554 | 386.4265 | 37.3884 | 46.8514 | 319.7487 | 213.3801 | 17.0163 | 114.9671 | 130.0685 | 356.3609 | 205.0208 | 280.3589 | 134.5823 | 37.3884 | 365.0702 | 62.807 | 347.2044 | 173.8087 | 216.0997 | 66.3985 | 124.1099 | 648.8576 | 32.799 | 208.2926 | 210.5278 | 17.0163 | 17.0163 | 88.3578 | 158.9772 | 88.7614 | 176.2876 | 204.7017 | 113.714 | 105.9695 | 833.5233 | 158.9393 | 114.9671 | 106.0009 | 106.0009 | 45.7352 | 67.0526 | 833.5233 | 493.4586 | 199.4861 | 0 | 0 | 0 | 106.4944 | 130.0685 | 102.4876 | 478.8424 | 124.1099 | 0 | 90.8667 | 67.0526 | 17.0163 | 86.3425 | 35.7171 | 0 | 0 | 0 | 116.2997 | 0 | 0 | 185.3668 | 0 | 44.0235 | 0 | 0 | 269.7279 | 112.0385 | 35.7171 | 39.945 | 39.945 | 95.5234 | 189.0152 | 252.7747 | 185.0772 | 381.7041 | 240.6023 | 147.8501 | 345.2612 | 303.3075 | 202.1862 | 193.7584 | 469.6839 | 237.3071 | 247.4661 | 115.7512 | 110.6741 | 243.1381 | 274.1195 | 99.6986 | 110.6741 | 110.6741 | 193.1775 | 115.7512 | 115.7512 | 115.7512 | 220.3435 | 217.0908 | 220.0111 | 176.8081 | 176.8081 | 137.0464 | 222.1444 | 568.0639 | 198.8692 | 138.532 | 678.8233 | 227.3252 | 138.532 | 484.8957 | 1095.804 | 190.993 | 685.5079 | 508.2038 | 227.3252 | 137.3765 | 83.3376 | 287.9128 | 71.3751 | 71.3751 | 71.3751 | 220.1009 | 256.0068 | 99.8638 | 163.9938 | 290.8247 | 274.799 | 151.5168 | 151.5168 | 162.5697 | 478.507 | 71.3751 | 536.7524 | 290.8293 | 490.2501 | 184.0409 | 154.8824 | 413.4473 | 124.6667 | 228.9999 | 124.6667 | 306.4013 | 106.2873 | 140.9937 | 85.7586 | 85.7586 | 106.2873 | 404.7284 | 351.0685 | 192.9743 | 265.4878 | 150.3782 | 106.2873 | 968.3606 | 245.6955 | 255.0783 | 582.9406 | 881.388 | 118.2913 | 129.0513 | 214.6952 | 435.6359 | 129.0513 | 77.6426 | 172.5862 | 134.9882 | 123.7803 | 148.1884 | 73.0412 | 73.0412 | 118.7483 | 71.3775 | 194.7147 | 305.5417 | 144.0521 | 228.9999 | 132.3849 | 280.182 | 237.1913 | 144.0521 | 132.3849 | 110.9445 | 315.3094 | 230.7877 | 68.3913 | 40.1569 | 491.0136 | 104.5109 | 350.7305 | 105.5731 | 487.9775 | 1099.1241 | 58.6477 | 377.2415 | 315.3094 | 458.8013 | 105.5731 | 44.0235 | 424.4813 | 354.3434 | 253.1901 | 266.167 | 0 | 110.6741 | 201.8342 | 496.7137 | 0 | 118.2913 | 157.8411 | 243.1381 | 104.0667 | 169.2114 | 247.3033 | 105.2825 | 0 | 0 | 0 | 0 | 0 | 0 | 0 | 0 | 112.0385 | 0 | 206.2955 | 265.461 | 294.6026 | 194.6389 | 0 | 219.4157 | 70.0536 | 58.257 | 32.799 | 938.4755 | 51.6742 | 152.0228 | 68.8327 | 68.8327 | 128.0879 | 44.0058 | 70.0536 | 51.6742 | 48.1886 | 48.1886 | 80.9333 | 0 | 0 | 0 | 0 | 44.0058 | 44.0058 | 44.0058 | 71.6688 | 48.1886 | 152.7428 | 0 | 0 | 29.8567 | 0 | 0 | 0 | 134.864 | 58.003 | 166.7279 | 72.3166 | 73.7169 | 29.8567 | 160.2903 | 207.8754 | 47.5184 | 203.6621 | 171.528 | 714.6729 | 150.5317 | 145.6375 | 179.2627 | 28.5545 | 34.878 | 34.878 | 28.5545 | 63.455 | 104.7076 | 238.0867 | 2080.6506 | 178.3736 | 104.7076 | 98.242 | 195.1769 | 140.173 | 123.1366 | 117.7446 | 98.242 | 211.8645 | 88.7193 | 58.003 | 58.003 | 204.7082 | 135.4136 | 0 | 0 | 0 | 34.878 | 34.878 | 39.9429 | 0 | 0 | 0 | 0 | 0 | 0 | 28.5545 | 58.003 | 196.4787 | 34.878 | 44.525 | 92.7141 | 0 | 0 | 0 | 0 | 0 | 0 | 0 | 0 | 0 | 0 | 0 | 0 | 0 | 0 | 0 | 0 | 0 | 0 | 0 | 0 | 0 | 0 | 0 | 0 | 0 | 0 | 0 | 0 | 0 | 0 | 0 | 0 | 0 | 0 | 0 | 0 | 0 | 0 | 0 | 0 | 0 | 0 | 0 | 0 | 0 | 0 | 0 | 0 | 0 | 0 | 0 | 0 | 0 | 0 | 0 | 0 | 0 | 0 | 0 | 0 | 0 | 0 | 0 | 0 | 0 | 0 | 0 | 0 | 0 | 0 | 0 | 0 | 0 | 0 | 0 | 0 | 0 | 0 | 0 | 0 | 0 | 0 | 0 | 0 | 0 | 0 | 0 | 0 | 0 | 0 | 0 | 0 | 0 | 0 | 0 | 0 | 0 | 0 | 0 | 0 | 0 | 0 | 0 | 0 | 0 | 0 | 0 | 0 | 0 | 2017-01-25 11:00
t0589 | 0 | 160.1236 | 453.5688 | 191.0659 | 53.6659 | 362.1448 | 53.6659 | 689.806 | 80.1701 | 80.1701 | 2345.9273 | 94.2561 | 109.119 | 422.9928 | 527.8907 | 78.7916 | 101.9325 | 467.5962 | 297.0206 | 454.8423 | 0 | 0 | 554.9865 | 49.0816 | 49.0816 | 49.0816 | 109.5746 | 211.0873 | 350.6739 | 160.7265 | 436.2793 | 118.2982 | 313.8446 | 284.4218 | 366.09 | 360.5391 | 185.7014 | 714.9891 | 451.17 | 128.3423 | 279.7519 | 356.4321 | 142.4819 | 303.2307 | 525.9298 | 142.4819 | 59.7483 | 382.2695 | 1019.9108 | 212.5142 | 238.156 | 130.4369 | 236.843 | 59.7483 | 226.9977 | 370.4807 | 131.1799 | 451.3177 | 48.9886 | 233.3387 | 48.9886 | 142.4819 | 211.0873 | 83.775 | 525.9298 | 0 | 0 | 0 | 0 | 0 | 0 | 0 | 0 | 215.1477 | 0 | 0 | 0 | 0 | 331.5691 | 378.9996 | 36.5705 | 47.0307 | 320.6911 | 210.33 | 16.9442 | 114.3169 | 129.0294 | 351.0335 | 200.4438 | 273.8679 | 135.3792 | 36.5705 | 366.3038 | 62.4559 | 343.5089 | 172.8003 | 212.5493 | 65.7688 | 122.8085 | 645.0775 | 33.1482 | 205.2454 | 209.7328 | 16.9442 | 16.9442 | 88.5773 | 155.1273 | 87.9143 | 174.8168 | 200.5011 | 115.7383 | 110.1884 | 847.6967 | 160.6726 | 114.3169 | 104.5532 | 104.5532 | 45.4 | 68.0439 | 847.6967 | 495.0842 | 195.6503 | 0 | 0 | 0 | 104.84 | 129.0294 | 100.8978 | 475.5584 | 122.8085 | 0 | 89.4659 | 68.0439 | 16.9442 | 86.806 | 35.9429 | 0 | 0 | 0 | 114.4421 | 0 | 0 | 183.1822 | 0 | 44.1993 | 0 | 0 | 264.9124 | 108.0009 | 35.9429 | 39.4462 | 39.4462 | 96.1023 | 188.4997 | 253.1343 | 183.5814 | 375.6242 | 235.1587 | 146.0294 | 339.6319 | 301.8453 | 202.2608 | 191.3849 | 471.4971 | 233.1388 | 248.9568 | 113.1529 | 108.5057 | 240.6558 | 274.4677 | 99.3868 | 108.5057 | 108.5057 | 194.1816 | 113.1529 | 113.1529 | 113.1529 | 220.4225 | 212.8886 | 221.2475 | 176.0817 | 176.0817 | 136.6559 | 224.0254 | 558.5061 | 191.9768 | 139.7215 | 682.3599 | 223.8138 | 139.7215 | 497.1113 | 1090.938 | 192.5383 | 686.9111 | 503.4943 | 223.8138 | 136.8897 | 82.7834 | 289.8397 | 70.1502 | 70.1502 | 70.1502 | 220.4219 | 259.424 | 101.1752 | 157.3841 | 286.2542 | 267.61 | 146.9566 | 146.9566 | 160.8346 | 460.7605 | 70.1502 | 536.557 | 284.2555 | 479.7438 | 179.6157 | 152.1928 | 418.7398 | 123.1702 | 220.1954 | 123.1702 | 302.8638 | 106.1436 | 137.9011 | 83.775 | 83.775 | 106.1436 | 387.6638 | 339.0403 | 191.1344 | 264.9386 | 145.6381 | 106.1436 | 922.8802 | 240.7074 | 254.7266 | 580.2448 | 881.7934 | 115.8842 | 125.9901 | 215.8523 | 431.4662 | 125.9901 | 76.7836 | 170.9868 | 131.3598 | 121.9308 | 147.9674 | 71.7652 | 71.7652 | 116.2323 | 71.0163 | 193.0063 | 299.8837 | 142.5062 | 220.1954 | 130.8412 | 279.5515 | 232.0927 | 142.5062 | 130.8412 | 111.0489 | 316.4394 | 225.4514 | 66.0377 | 40.1207 | 483.4622 | 103.8342 | 350.3856 | 105.1427 | 479.9194 | 1074.45 | 57.8871 | 376.0965 | 316.4394 | 458.6668 | 105.1427 | 44.1993 | 393.2385 | 353.6814 | 245.9779 | 254.8771 | 0 | 108.5057 | 198.4407 | 492.3389 | 0 | 115.8842 | 156.0443 | 240.6558 | 103.1754 | 170.7474 | 242.6232 | 105.3608 | 0 | 0 | 0 | 0 | 0 | 0 | 0 | 0 | 108.0009 | 0 | 201.1208 | 251.3782 | 294.4086 | 193.08 | 0 | 219.7763 | 71.7941 | 58.0811 | 33.1482 | 954.8362 | 50.9251 | 153.673 | 69.6646 | 69.6646 | 131.8429 | 44.4718 | 71.7941 | 50.9251 | 48.3471 | 48.3471 | 81.0603 | 0 | 0 | 0 | 0 | 44.4718 | 44.4718 | 44.4718 | 71.7144 | 48.3471 | 152.4916 | 0 | 0 | 30.0583 | 0 | 0 | 0 | 135.2808 | 56.2382 | 166.9524 | 69.3528 | 73.4745 | 30.0583 | 156.3572 | 210.779 | 47.2935 | 198.1191 | 169.9575 | 704.0939 | 148.3592 | 143.435 | 177.565 | 28.1624 | 34.3313 | 34.3313 | 28.1624 | 64.0635 | 104.3746 | 236.7962 | 2082.3398 | 181.4849 | 104.3746 | 97.6001 | 198.003 | 141.6527 | 124.4949 | 119.4084 | 97.6001 | 214.3297 | 88.6153 | 56.2382 | 56.2382 | 204.6491 | 136.6899 | 0 | 0 | 0 | 34.3313 | 34.3313 | 40.1543 | 0 | 0 | 0 | 0 | 0 | 0 | 28.1624 | 56.2382 | 197.2292 | 34.3313 | 44.0313 | 93.4839 | 0 | 0 | 0 | 0 | 0 | 0 | 0 | 0 | 0 | 0 | 0 | 0 | 0 | 0 | 0 | 0 | 0 | 0 | 0 | 0 | 0 | 0 | 0 | 0 | 0 | 0 | 0 | 0 | 0 | 0 | 0 | 0 | 0 | 0 | 0 | 0 | 0 | 0 | 0 | 0 | 0 | 0 | 0 | 0 | 0 | 0 | 0 | 0 | 0 | 0 | 0 | 0 | 0 | 0 | 0 | 0 | 0 | 0 | 0 | 0 | 0 | 0 | 0 | 0 | 0 | 0 | 0 | 0 | 0 | 0 | 0 | 0 | 0 | 0 | 0 | 0 | 0 | 0 | 0 | 0 | 0 | 0 | 0 | 0 | 0 | 0 | 0 | 0 | 0 | 0 | 0 | 0 | 0 | 0 | 0 | 0 | 0 | 0 | 0 | 0 | 0 | 0 | 0 | 0 | 0 | 0 | 0 | 0 | 0 | 2017-01-25 12:00
t0590 | 0 | 160.5207 | 444.5333 | 190.611 | 51.9745 | 353.2762 | 51.9745 | 716.2313 | 79.2656 | 79.2656 | 2369.1132 | 90.9948 | 108.0875 | 427.625 | 528.2335 | 78.688 | 100.2877 | 462.7222 | 292.4692 | 459.7171 | 0 | 0 | 546.1055 | 48.4217 | 48.4217 | 48.4217 | 109.5393 | 210.3657 | 354.4285 | 160.1254 | 434.1708 | 116.2717 | 315.4514 | 286.494 | 362.7223 | 355.2298 | 184.9329 | 736.5359 | 458.907 | 127.7917 | 283.6557 | 354.761 | 142.7943 | 303.6593 | 538.3796 | 142.7943 | 59.2701 | 380.8332 | 1020.9958 | 213.8394 | 236.5144 | 128.3723 | 237.4306 | 59.2701 | 225.7313 | 373.4704 | 130.7854 | 447.4073 | 47.9316 | 235.446 | 47.9316 | 142.7943 | 210.3657 | 83.2091 | 538.3796 | 0 | 0 | 0 | 0 | 0 | 0 | 0 | 0 | 213.5942 | 0 | 0 | 0 | 0 | 329.8435 | 374.4097 | 36.0927 | 45.1551 | 311.2421 | 206.097 | 16.4471 | 111.1207 | 125.3504 | 346.6276 | 198.9231 | 271.6931 | 130.4631 | 36.0927 | 357.3111 | 60.6215 | 337.3241 | 167.9272 | 208.7219 | 64.0901 | 119.9447 | 631.8032 | 31.6539 | 201.4188 | 203.6726 | 16.4471 | 16.4471 | 85.7064 | 153.9621 | 85.7928 | 170.4264 | 198.4357 | 111.6389 | 105.3055 | 819.5525 | 153.6519 | 111.1207 | 102.3619 | 102.3619 | 44.1884 | 65.1215 | 819.5525 | 482.1758 | 192.4636 | 0 | 0 | 0 | 102.7542 | 125.3504 | 99.0238 | 464.2967 | 119.9447 | 0 | 87.7519 | 65.1215 | 16.4471 | 84.1373 | 34.6692 | 0 | 0 | 0 | 112.6891 | 0 | 0 | 179.7784 | 0 | 42.5118 | 0 | 0 | 261.2789 | 108.3343 | 34.6692 | 38.6471 | 38.6471 | 92.1219 | 183.2346 | 245.8023 | 179.0813 | 372.5034 | 233.2211 | 143.4746 | 334.5833 | 297.5356 | 196.373 | 187.7696 | 466.8514 | 230.3294 | 240.313 | 112.7345 | 107.5122 | 236.9728 | 265.6575 | 96.7305 | 107.5122 | 107.5122 | 188.5868 | 112.7345 | 112.7345 | 112.7345 | 214.0192 | 211.1253 | 213.9879 | 171.4738 | 171.4738 | 133.0876 | 217.8562 | 551.9834 | 193.2274 | 134.927 | 681.2611 | 221.5272 | 134.927 | 482.7673 | 1085.4997 | 185.3516 | 672.1117 | 494.6917 | 221.5272 | 133.9687 | 80.8403 | 278.982 | 69.1009 | 69.1009 | 69.1009 | 213.2712 | 250.5323 | 96.8755 | 158.3907 | 282.0098 | 266.2447 | 146.9335 | 146.9335 | 158.1424 | 462.4449 | 69.1009 | 523.1995 | 281.9738 | 475.3571 | 178.3076 | 149.8106 | 408.3289 | 120.9635 | 222.2452 | 120.9635 | 298.8571 | 103.5841 | 137.3245 | 83.2091 | 83.2091 | 103.5841 | 393.2316 | 340.5373 | 188.1797 | 259.1176 | 146.0335 | 103.5841 | 940.842 | 238.1717 | 250.6538 | 572.1824 | 878.4586 | 114.6876 | 125.0899 | 208.8066 | 424.1999 | 125.0899 | 75.0519 | 167.7726 | 130.8593 | 119.9941 | 143.8115 | 70.9661 | 70.9661 | 115.4422 | 69.3387 | 191.5656 | 297.6466 | 139.6604 | 222.2452 | 128.7894 | 274.2887 | 229.8174 | 139.6604 | 128.7894 | 107.3869 | 309.9866 | 224.1827 | 66.0348 | 38.7678 | 475.6282 | 101.2516 | 341.2972 | 102.3497 | 471.7118 | 1075.1863 | 56.6358 | 364.1647 | 309.9866 | 449.1288 | 102.3497 | 42.5118 | 411.1456 | 344.5665 | 246.3589 | 257.9687 | 0 | 107.5122 | 195.098 | 497.2117 | 0 | 114.6876 | 153.4102 | 236.9728 | 101.9532 | 163.4317 | 239.3735 | 102.2006 | 0 | 0 | 0 | 0 | 0 | 0 | 0 | 0 | 108.3343 | 0 | 199.9038 | 256.6433 | 288.8398 | 190.5044 | 0 | 213.1135 | 68.0741 | 56.42 | 31.6539 | 921.2942 | 50.0389 | 149.0794 | 66.7276 | 66.7276 | 124.5965 | 42.7602 | 68.0741 | 50.0389 | 46.546 | 46.546 | 78.3103 | 0 | 0 | 0 | 0 | 42.7602 | 42.7602 | 42.7602 | 69.4608 | 46.546 | 148.0267 | 0 | 0 | 29.3064 | 0 | 0 | 0 | 130.8455 | 56.2441 | 162.3411 | 70.4205 | 71.4797 | 29.3064 | 155.2079 | 204.2793 | 45.9216 | 197.8292 | 166.932 | 699.0342 | 145.963 | 141.2408 | 174.0696 | 27.7133 | 33.8008 | 33.8008 | 27.7133 | 61.6906 | 101.8374 | 230.8471 | 2061.2756 | 174.1697 | 101.8374 | 95.6057 | 193.1798 | 136.365 | 119.1591 | 114.5627 | 95.6057 | 206.6215 | 86.7741 | 56.2441 | 56.2441 | 198.4929 | 132.5889 | 0 | 0 | 0 | 33.8008 | 33.8008 | 38.77 | 0 | 0 | 0 | 0 | 0 | 0 | 27.7133 | 56.2441 | 191.648 | 33.8008 | 43.186 | 89.7703 | 0 | 0 | 0 | 0 | 0 | 0 | 0 | 0 | 0 | 0 | 0 | 0 | 0 | 0 | 0 | 0 | 0 | 0 | 0 | 0 | 0 | 0 | 0 | 0 | 0 | 0 | 0 | 0 | 0 | 0 | 0 | 0 | 0 | 0 | 0 | 0 | 0 | 0 | 0 | 0 | 0 | 0 | 0 | 0 | 0 | 0 | 0 | 0 | 0 | 0 | 0 | 0 | 0 | 0 | 0 | 0 | 0 | 0 | 0 | 0 | 0 | 0 | 0 | 0 | 0 | 0 | 0 | 0 | 0 | 0 | 0 | 0 | 0 | 0 | 0 | 0 | 0 | 0 | 0 | 0 | 0 | 0 | 0 | 0 | 0 | 0 | 0 | 0 | 0 | 0 | 0 | 0 | 0 | 0 | 0 | 0 | 0 | 0 | 0 | 0 | 0 | 0 | 0 | 0 | 0 | 0 | 0 | 0 | 0 | 2017-01-25 13:00
t0591 | 0 | 162.9179 | 431.2533 | 192.4768 | 49.4003 | 339.8303 | 49.4003 | 778.7586 | 77.582 | 77.582 | 2391.0408 | 85.45 | 107.9039 | 440.8219 | 536.7034 | 79.8734 | 98.4947 | 459.2326 | 287.5201 | 476.2721 | 0 | 0 | 533.2898 | 47.9042 | 47.9042 | 47.9042 | 110.9883 | 211.7123 | 366.8645 | 157.4038 | 432.7397 | 113.6225 | 323.2574 | 294.9013 | 361.5449 | 349.4657 | 186.4559 | 788.4468 | 477.7299 | 128.5706 | 295.4277 | 355.151 | 145.2448 | 308.4473 | 562.5161 | 145.2448 | 59.4553 | 383.3554 | 1036.5439 | 219.6169 | 235.388 | 126.2848 | 242.0304 | 59.4553 | 226.7544 | 385.0302 | 132.1278 | 443.563 | 46.6112 | 243.0942 | 46.6112 | 145.2448 | 211.7123 | 83.1968 | 562.5161 | 0 | 0 | 0 | 0 | 0 | 0 | 0 | 0 | 213.6912 | 0 | 0 | 0 | 0 | 330.5879 | 370.9978 | 35.834 | 42.4664 | 296.1586 | 201.6301 | 15.7744 | 106.8861 | 120.8135 | 341.7734 | 198.5757 | 271.3704 | 122.8713 | 35.834 | 341.5249 | 58.2254 | 329.3863 | 161.5149 | 205.0778 | 62.0526 | 116.5069 | 612.252 | 29.3822 | 197.4013 | 195.3301 | 15.7744 | 15.7744 | 81.349 | 154.0123 | 83.1834 | 164.8709 | 197.2257 | 103.893 | 94.7611 | 765.1472 | 142.7973 | 106.8861 | 99.9954 | 99.9954 | 42.6352 | 60.3118 | 765.1472 | 460.211 | 189.9777 | 0 | 0 | 0 | 100.6837 | 120.8135 | 97.1471 | 449.0704 | 116.5069 | 0 | 86.0324 | 60.3118 | 15.7744 | 79.7468 | 32.6674 | 0 | 0 | 0 | 110.9463 | 0 | 0 | 175.6662 | 0 | 40.0445 | 0 | 0 | 258.139 | 110.7481 | 32.6674 | 37.7312 | 37.7312 | 86.2832 | 175.6983 | 234.3944 | 173.2965 | 369.1064 | 232.7513 | 140.4168 | 329.6648 | 289.7698 | 187.4452 | 183.512 | 452.4646 | 227.8416 | 226.6791 | 112.9441 | 106.8626 | 231.8825 | 252.5652 | 92.9035 | 106.8626 | 106.8626 | 179.1315 | 112.9441 | 112.9441 | 112.9441 | 204.3036 | 209.9635 | 202.3353 | 164.9555 | 164.9555 | 127.8622 | 206.4764 | 545.7787 | 197.8174 | 126.9718 | 664.5241 | 219.0117 | 126.9718 | 448.8663 | 1066.0227 | 173.9679 | 645.2563 | 482.5811 | 219.0117 | 129.4109 | 78.1876 | 262.211 | 68.1415 | 68.1415 | 68.1415 | 202.6486 | 234.558 | 89.9274 | 163.0994 | 277.6993 | 267.4538 | 148.8577 | 148.8577 | 154.6115 | 473.4989 | 68.1415 | 501.9202 | 281.4533 | 473.4119 | 178.3698 | 147.6676 | 386.2717 | 118.2991 | 228.9588 | 118.2991 | 293.4242 | 99.5537 | 137.4464 | 83.1968 | 83.1968 | 99.5537 | 408.3613 | 347.8667 | 183.9785 | 249.7529 | 148.5338 | 99.5537 | 985.9156 | 236.6141 | 242.8277 | 557.3361 | 859.3061 | 113.9647 | 125.1059 | 197.5205 | 414.2025 | 125.1059 | 73.0002 | 163.4601 | 131.7035 | 117.9459 | 137.6912 | 70.2515 | 70.2515 | 115.1837 | 66.9391 | 188.5447 | 295.9673 | 136.1313 | 228.9588 | 126.1726 | 265.2404 | 228.7562 | 136.1313 | 126.1726 | 102.0398 | 297.4543 | 224.3735 | 67.2114 | 36.8837 | 467.5882 | 97.7767 | 327.2944 | 98.4172 | 463.9114 | 1081.3639 | 55.2507 | 347.9772 | 297.4543 | 432.5773 | 98.4172 | 40.0445 | 451.3665 | 330.799 | 249.5305 | 267.4809 | 0 | 106.8626 | 191.9798 | 497.1201 | 0 | 113.9647 | 150.0787 | 231.8825 | 99.9145 | 152.3327 | 236.838 | 97.4274 | 0 | 0 | 0 | 0 | 0 | 0 | 0 | 0 | 110.7481 | 0 | 200.4137 | 270.9518 | 278.8157 | 186.3234 | 0 | 202.8964 | 61.7367 | 54.0805 | 29.3822 | 857.9794 | 49.0914 | 140.5908 | 62.0357 | 62.0357 | 112.0292 | 39.9754 | 61.7367 | 49.0914 | 43.9208 | 43.9208 | 74.2879 | 0 | 0 | 0 | 0 | 39.9754 | 39.9754 | 39.9754 | 66.1285 | 43.9208 | 141.5812 | 0 | 0 | 27.8981 | 0 | 0 | 0 | 124.0641 | 57.0132 | 155.0295 | 73.1015 | 68.635 | 27.8981 | 155.3339 | 191.8169 | 44.0814 | 199.5864 | 162.7765 | 692.5486 | 143.3573 | 138.933 | 169.4881 | 27.2035 | 33.2633 | 33.2633 | 27.2035 | 57.8244 | 98.0484 | 222.616 | 2003.5903 | 161.2984 | 98.0484 | 92.7301 | 182.5141 | 127.6457 | 110.8259 | 106.4496 | 92.7301 | 193.4613 | 83.6559 | 57.0132 | 57.0132 | 189.4179 | 125.2171 | 0 | 0 | 0 | 33.2633 | 33.2633 | 36.609 | 0 | 0 | 0 | 0 | 0 | 0 | 27.2035 | 57.0132 | 182.4046 | 33.2633 | 42.142 | 84.0243 | 0 | 0 | 0 | 0 | 0 | 0 | 0 | 0 | 0 | 0 | 0 | 0 | 0 | 0 | 0 | 0 | 0 | 0 | 0 | 0 | 0 | 0 | 0 | 0 | 0 | 0 | 0 | 0 | 0 | 0 | 0 | 0 | 0 | 0 | 0 | 0 | 0 | 0 | 0 | 0 | 0 | 0 | 0 | 0 | 0 | 0 | 0 | 0 | 0 | 0 | 0 | 0 | 0 | 0 | 0 | 0 | 0 | 0 | 0 | 0 | 0 | 0 | 0 | 0 | 0 | 0 | 0 | 0 | 0 | 0 | 0 | 0 | 0 | 0 | 0 | 0 | 0 | 0 | 0 | 0 | 0 | 0 | 0 | 0 | 0 | 0 | 0 | 0 | 0 | 0 | 0 | 0 | 0 | 0 | 0 | 0 | 0 | 0 | 0 | 0 | 0 | 0 | 0 | 0 | 0 | 0 | 0 | 0 | 0 | 2017-01-25 14:00
t0592 | 0 | 165.0137 | 422.6926 | 194.7264 | 47.7889 | 331.1783 | 47.7889 | 827.373 | 76.1565 | 76.1565 | 2385.7919 | 81.6305 | 108.4395 | 451.1977 | 545.3994 | 81.2407 | 97.6703 | 458.5704 | 285.2048 | 490.5691 | 0 | 0 | 524.8154 | 47.8043 | 47.8043 | 47.8043 | 112.5153 | 213.5246 | 377.4726 | 154.0495 | 431.7749 | 112.0685 | 330.428 | 302.4273 | 362.5216 | 346.7301 | 188.6297 | 828.7641 | 491.7935 | 129.7444 | 305.2586 | 356.2998 | 147.5605 | 313.0891 | 577.9462 | 147.5605 | 60.0188 | 386.8864 | 1051.8373 | 224.8405 | 234.9591 | 125.4504 | 246.4779 | 60.0188 | 228.6988 | 395.2923 | 133.8411 | 441.4428 | 45.9213 | 249.781 | 45.9213 | 147.5605 | 213.5246 | 83.524 | 577.9462 | 0 | 0 | 0 | 0 | 0 | 0 | 0 | 0 | 214.8063 | 0 | 0 | 0 | 0 | 332.3326 | 370.4176 | 35.9066 | 40.933 | 286.1888 | 199.8703 | 15.4041 | 104.6035 | 118.626 | 339.2401 | 199.1355 | 272.4361 | 118.116 | 35.9066 | 330.0031 | 56.9698 | 324.8901 | 158.0958 | 203.9169 | 61.0733 | 114.8495 | 599.6933 | 28.0093 | 195.7863 | 190.6247 | 15.4041 | 15.4041 | 78.6377 | 154.8406 | 81.8857 | 162.0102 | 197.2808 | 98.1087 | 86.2779 | 723.6896 | 136.0985 | 104.6035 | 99.0295 | 99.0295 | 41.8295 | 57.147 | 723.6896 | 444.6637 | 189.6499 | 0 | 0 | 0 | 99.9795 | 118.626 | 96.4712 | 440.3943 | 114.8495 | 0 | 85.4196 | 57.147 | 15.4041 | 76.7767 | 31.3878 | 0 | 0 | 0 | 110.2635 | 0 | 0 | 173.5389 | 0 | 38.5971 | 0 | 0 | 257.2355 | 113.1087 | 31.3878 | 37.3069 | 37.3069 | 82.872 | 171.2207 | 227.0226 | 170.2341 | 366.9421 | 233.4971 | 138.8286 | 327.7935 | 283.5715 | 181.8266 | 181.404 | 437.6053 | 226.9718 | 217.9165 | 113.2954 | 106.7625 | 228.6203 | 244.5932 | 90.5985 | 106.7625 | 106.7625 | 172.5434 | 113.2954 | 113.2954 | 113.2954 | 198.1839 | 209.7073 | 194.6772 | 161.0987 | 161.0987 | 124.6471 | 197.9598 | 543.154 | 201.6733 | 121.6035 | 642.0604 | 217.5633 | 121.6035 | 419.6279 | 1043.4645 | 166.6689 | 624.8951 | 475.0936 | 217.5633 | 126.3374 | 76.6555 | 251.7341 | 67.8345 | 67.8345 | 67.8345 | 196.1906 | 223.0407 | 85.4317 | 167.4902 | 275.8992 | 269.6094 | 150.8544 | 150.8544 | 152.5201 | 484.2483 | 67.8345 | 487.6047 | 282.349 | 474.1487 | 179.2889 | 147.0388 | 368.1158 | 116.9073 | 234.5576 | 116.9073 | 289.8726 | 96.8597 | 137.777 | 83.524 | 83.524 | 96.8597 | 420.298 | 354.4647 | 181.2175 | 243.2941 | 150.8114 | 96.8597 | 1020.7381 | 236.6077 | 236.4489 | 545.2818 | 835.5472 | 113.9698 | 125.6962 | 190.1137 | 407.9684 | 125.6962 | 72.0243 | 160.909 | 132.8958 | 117.0496 | 133.94 | 69.9771 | 69.9771 | 115.3347 | 65.478 | 185.6228 | 295.2803 | 134.2719 | 234.5576 | 124.646 | 258.5239 | 229.1271 | 134.2719 | 124.646 | 98.8574 | 287.468 | 225.2613 | 68.4992 | 35.8277 | 464.3076 | 95.8259 | 318.2111 | 96.1084 | 461.3596 | 1084.8778 | 54.662 | 339.1394 | 287.468 | 420.3688 | 96.1084 | 38.5971 | 481.8072 | 322.0349 | 252.3484 | 275.3979 | 0 | 106.7625 | 191.0056 | 490.0096 | 0 | 113.9698 | 148.1943 | 228.6203 | 98.3074 | 145.612 | 236.3595 | 94.4464 | 0 | 0 | 0 | 0 | 0 | 0 | 0 | 0 | 113.1087 | 0 | 201.7338 | 282.6247 | 271.1384 | 183.1652 | 0 | 196.4227 | 57.4825 | 52.7214 | 28.0093 | 810.7051 | 48.6842 | 134.2735 | 59.0322 | 59.0322 | 103.4846 | 38.1476 | 57.4825 | 48.6842 | 42.3825 | 42.3825 | 71.897 | 0 | 0 | 0 | 0 | 38.1476 | 38.1476 | 38.1476 | 64.1055 | 42.3825 | 137.7386 | 0 | 0 | 26.8234 | 0 | 0 | 0 | 119.8169 | 57.803 | 150.1922 | 75.1255 | 66.9451 | 26.8234 | 156.2374 | 182.3233 | 43.0786 | 201.4925 | 160.2224 | 687.4727 | 142.1651 | 137.9159 | 166.8802 | 26.9514 | 33.0448 | 33.0448 | 26.9514 | 55.2755 | 95.6444 | 217.8409 | 1946.0498 | 152.2756 | 95.6444 | 90.9203 | 173.5179 | 121.836 | 105.6199 | 101.0034 | 90.9203 | 184.3915 | 81.3973 | 57.803 | 57.803 | 183.8982 | 119.843 | 0 | 0 | 0 | 33.0448 | 33.0448 | 35.2334 | 0 | 0 | 0 | 0 | 0 | 0 | 26.9514 | 57.803 | 176.0626 | 33.0448 | 41.5894 | 80.4471 | 0 | 0 | 0 | 0 | 0 | 0 | 0 | 0 | 0 | 0 | 0 | 0 | 0 | 0 | 0 | 0 | 0 | 0 | 0 | 0 | 0 | 0 | 0 | 0 | 0 | 0 | 0 | 0 | 0 | 0 | 0 | 0 | 0 | 0 | 0 | 0 | 0 | 0 | 0 | 0 | 0 | 0 | 0 | 0 | 0 | 0 | 0 | 0 | 0 | 0 | 0 | 0 | 0 | 0 | 0 | 0 | 0 | 0 | 0 | 0 | 0 | 0 | 0 | 0 | 0 | 0 | 0 | 0 | 0 | 0 | 0 | 0 | 0 | 0 | 0 | 0 | 0 | 0 | 0 | 0 | 0 | 0 | 0 | 0 | 0 | 0 | 0 | 0 | 0 | 0 | 0 | 0 | 0 | 0 | 0 | 0 | 0 | 0 | 0 | 0 | 0 | 0 | 0 | 0 | 0 | 0 | 0 | 0 | 0 | 2017-01-25 15:00
t0593 | 0 | 174.3574 | 434.8679 | 205.7001 | 48.6588 | 339.1447 | 48.6588 | 906.9408 | 78.3344 | 78.3344 | 2483.1671 | 82.1446 | 113.9917 | 480.6333 | 578.1773 | 86.2209 | 101.5273 | 479.2924 | 296.512 | 525.5373 | 0 | 0 | 541.6113 | 49.9617 | 49.9617 | 49.9617 | 119.0365 | 224.9605 | 403.9963 | 157.7773 | 450.5102 | 115.927 | 351.8875 | 322.8981 | 380.2765 | 360.5134 | 199.3132 | 901.191 | 526.0776 | 136.7839 | 327.7717 | 373.6408 | 156.3534 | 331.5231 | 616.5682 | 156.3534 | 63.3351 | 407.8709 | 1113.5378 | 239.7363 | 245.3362 | 130.6142 | 261.7174 | 63.3351 | 241.039 | 422.4124 | 141.5609 | 459.808 | 47.4912 | 267.0758 | 47.4912 | 156.3534 | 224.9605 | 87.6766 | 616.5682 | 0 | 0 | 0 | 0 | 0 | 0 | 0 | 0 | 225.7698 | 0 | 0 | 0 | 0 | 349.1921 | 387.2287 | 37.6675 | 41.6055 | 290.9657 | 207.8472 | 15.821 | 107.6284 | 122.4566 | 352.7239 | 208.8522 | 286.0383 | 119.6457 | 37.6675 | 335.1462 | 58.6218 | 336.1403 | 162.7053 | 212.5851 | 63.1499 | 118.8815 | 616.646 | 28.1922 | 203.6491 | 195.6481 | 15.821 | 15.821 | 80.0268 | 162.7754 | 84.6618 | 167.2518 | 206.5208 | 97.5967 | 82.7506 | 720.7165 | 136.9168 | 107.6284 | 102.9072 | 102.9072 | 43.1314 | 57.1434 | 720.7165 | 451.7136 | 198.3766 | 0 | 0 | 0 | 104.1353 | 122.4566 | 100.46 | 453.6464 | 118.8815 | 0 | 88.9474 | 57.1434 | 15.821 | 77.7946 | 31.7729 | 0 | 0 | 0 | 114.8403 | 0 | 0 | 179.8331 | 0 | 39.2152 | 0 | 0 | 268.5024 | 120.4018 | 31.7729 | 38.7043 | 38.7043 | 83.9675 | 175.4565 | 231.3052 | 175.6664 | 381.7936 | 245.0052 | 143.9443 | 341.525 | 290.9832 | 185.5373 | 188.1064 | 443.5321 | 236.7717 | 220.673 | 118.7756 | 111.6143 | 236.3215 | 249.3411 | 92.8792 | 111.6143 | 111.6143 | 174.8434 | 118.7756 | 118.7756 | 118.7756 | 202.2302 | 219.1457 | 197.2227 | 165.3689 | 165.3689 | 127.7268 | 199.6213 | 566.041 | 214.2159 | 122.6709 | 649.0897 | 226.286 | 122.6709 | 412.4906 | 1069.1177 | 168.299 | 635.653 | 490.6137 | 226.286 | 129.5148 | 78.9378 | 254.7294 | 70.755 | 70.755 | 70.755 | 199.9521 | 223.3895 | 85.6432 | 179.0694 | 287.237 | 284.0011 | 159.5439 | 159.5439 | 157.7827 | 516.0517 | 70.755 | 497.8529 | 296.2478 | 496.8413 | 188.4302 | 153.4243 | 368.759 | 121.1722 | 250.1234 | 121.1722 | 300.0876 | 99.0243 | 144.3596 | 87.6766 | 87.6766 | 99.0243 | 449.7045 | 376.4609 | 187.1578 | 248.9223 | 159.6977 | 99.0243 | 1097.0381 | 247.6296 | 241.5366 | 559.3618 | 850.3634 | 119.2823 | 132.0494 | 192.6615 | 421.4336 | 132.0494 | 74.6032 | 166.1923 | 140.0851 | 121.7547 | 137.0183 | 72.9803 | 72.9803 | 120.7775 | 67.2823 | 191.3328 | 308.2086 | 138.9721 | 250.1234 | 129.0979 | 264.4823 | 240.1353 | 138.9721 | 129.0979 | 100.8331 | 291.7503 | 236.4197 | 72.8147 | 36.643 | 483.2667 | 98.6719 | 325.2174 | 98.656 | 480.963 | 1136.6528 | 56.7558 | 347.8284 | 291.7503 | 428.9798 | 98.656 | 39.2152 | 529.7659 | 329.5276 | 266.3011 | 294.8589 | 0 | 111.6143 | 199.1918 | 504.1183 | 0 | 119.2823 | 153.4544 | 236.3215 | 101.3555 | 146.8869 | 247.0385 | 96.3313 | 0 | 0 | 0 | 0 | 0 | 0 | 0 | 0 | 120.4018 | 0 | 212.2523 | 305.6754 | 276.7801 | 188.7382 | 0 | 200.0922 | 56.5762 | 54.0518 | 28.1922 | 806.9249 | 50.6221 | 134.9475 | 59.2725 | 59.2725 | 101.089 | 38.3797 | 56.5762 | 50.6221 | 43.1016 | 43.1016 | 73.2751 | 0 | 0 | 0 | 0 | 38.3797 | 38.3797 | 38.3797 | 65.4046 | 43.1016 | 140.953 | 0 | 0 | 27.1108 | 0 | 0 | 0 | 121.8313 | 61.1541 | 153.0213 | 80.2621 | 68.6491 | 27.1108 | 164.305 | 182.3942 | 44.2733 | 212.4049 | 165.4383 | 714.1624 | 147.7871 | 143.4823 | 172.4253 | 27.9909 | 34.4038 | 34.4038 | 27.9909 | 55.6894 | 98.033 | 223.9931 | 1980.7896 | 151.6076 | 98.033 | 93.5789 | 173.3796 | 122.5724 | 106.2276 | 101.0833 | 93.5789 | 185.1835 | 83.1663 | 61.1541 | 61.1541 | 187.8458 | 120.7019 | 0 | 0 | 0 | 34.4038 | 34.4038 | 35.7167 | 0 | 0 | 0 | 0 | 0 | 0 | 27.9909 | 61.1541 | 178.7568 | 34.4038 | 43.0615 | 81.2248 | 0 | 0 | 0 | 0 | 0 | 0 | 0 | 0 | 0 | 0 | 0 | 0 | 0 | 0 | 0 | 0 | 0 | 0 | 0 | 0 | 0 | 0 | 0 | 0 | 0 | 0 | 0 | 0 | 0 | 0 | 0 | 0 | 0 | 0 | 0 | 0 | 0 | 0 | 0 | 0 | 0 | 0 | 0 | 0 | 0 | 0 | 0 | 0 | 0 | 0 | 0 | 0 | 0 | 0 | 0 | 0 | 0 | 0 | 0 | 0 | 0 | 0 | 0 | 0 | 0 | 0 | 0 | 0 | 0 | 0 | 0 | 0 | 0 | 0 | 0 | 0 | 0 | 0 | 0 | 0 | 0 | 0 | 0 | 0 | 0 | 0 | 0 | 0 | 0 | 0 | 0 | 0 | 0 | 0 | 0 | 0 | 0 | 0 | 0 | 0 | 0 | 0 | 0 | 0 | 0 | 0 | 0 | 0 | 0 | 2017-01-25 16:00
t0594 | 0 | 173.0058 | 440.2351 | 203.8231 | 49.5594 | 344.3683 | 49.5594 | 874.3033 | 79.5827 | 79.5827 | 2510.1167 | 84.5804 | 113.2562 | 474.1006 | 571.3397 | 85.0419 | 101.8196 | 478.9272 | 297.4101 | 515.2232 | 0 | 0 | 547.3444 | 49.8711 | 49.8711 | 49.8711 | 117.8433 | 223.4559 | 396.4686 | 161.4723 | 451.8986 | 116.8144 | 346.5538 | 317.3539 | 378.7049 | 361.6478 | 197.3183 | 874.4349 | 517.6004 | 135.7322 | 320.8702 | 372.8116 | 154.6639 | 328.0893 | 609.6077 | 154.6639 | 62.7032 | 404.8172 | 1102.1159 | 235.8795 | 245.7175 | 130.784 | 258.3321 | 62.7032 | 239.1497 | 414.8822 | 140.0524 | 461.4256 | 47.7839 | 262.2294 | 47.7839 | 154.6639 | 223.4559 | 87.3255 | 609.6077 | 0 | 0 | 0 | 0 | 0 | 0 | 0 | 0 | 224.529 | 0 | 0 | 0 | 0 | 347.6291 | 386.6178 | 37.4566 | 42.2981 | 297.0679 | 208.0388 | 15.9838 | 108.5928 | 123.1049 | 354.1241 | 208.1478 | 284.7117 | 122.2624 | 37.4566 | 343.2669 | 59.1079 | 338.5314 | 164.1073 | 212.3968 | 63.4513 | 119.4205 | 624.4355 | 28.8839 | 203.9018 | 197.8395 | 15.9838 | 15.9838 | 81.5217 | 161.8304 | 85.1219 | 168.3583 | 206.0293 | 101.66 | 89.1291 | 750.6011 | 140.4402 | 108.5928 | 103.0471 | 103.0471 | 43.4432 | 59.0015 | 750.6011 | 462.2391 | 197.6306 | 0 | 0 | 0 | 104.0666 | 123.1049 | 100.4669 | 457.9598 | 119.4205 | 0 | 88.9378 | 59.0015 | 15.9838 | 79.6631 | 32.5029 | 0 | 0 | 0 | 114.9715 | 0 | 0 | 180.7707 | 0 | 39.9149 | 0 | 0 | 268.3484 | 118.5528 | 32.5029 | 38.8342 | 38.8342 | 85.5855 | 177.7838 | 235.681 | 176.9506 | 383.6262 | 244.0008 | 144.6702 | 341.8413 | 296.0289 | 188.7379 | 188.9348 | 457.9127 | 236.9313 | 225.7263 | 118.5893 | 111.5518 | 238.4779 | 253.5802 | 94.1162 | 111.5518 | 111.5518 | 179.1766 | 118.5893 | 118.5893 | 118.5893 | 205.722 | 219.1893 | 201.8181 | 167.3823 | 167.3823 | 129.5221 | 205.7234 | 567.0967 | 211.6494 | 126.0022 | 674.0522 | 227.3012 | 126.0022 | 436.2984 | 1093.2178 | 172.462 | 650.7619 | 495.1891 | 227.3012 | 131.5294 | 79.7208 | 260.4489 | 70.7349 | 70.7349 | 70.7349 | 203.3715 | 231.1749 | 88.2155 | 175.6899 | 287.7388 | 281.9863 | 158.0101 | 158.0101 | 159.0025 | 507.6133 | 70.7349 | 507.0091 | 295.0737 | 495.3554 | 187.4004 | 153.2829 | 383.096 | 121.8091 | 246.316 | 121.8091 | 302.5851 | 100.7404 | 144.1952 | 87.3255 | 87.3255 | 100.7404 | 441.9644 | 371.7458 | 189.0287 | 253.2519 | 158.1055 | 100.7404 | 1074.671 | 247.0826 | 246.7303 | 569.3294 | 876.1234 | 119.0241 | 131.3927 | 197.0993 | 425.3229 | 131.3927 | 74.9112 | 167.6283 | 139.0536 | 122.0294 | 139.0755 | 73.0733 | 73.0733 | 120.5993 | 68.099 | 194.2277 | 308.7443 | 139.8005 | 246.316 | 129.9884 | 269.444 | 239.3155 | 139.8005 | 129.9884 | 102.4491 | 299.5397 | 235.6105 | 71.7278 | 37.1137 | 483.9873 | 99.6021 | 330.7184 | 99.8409 | 480.7109 | 1137.3489 | 56.8673 | 351.5705 | 299.5397 | 437.835 | 99.8409 | 39.9149 | 509.9544 | 334.6972 | 264.509 | 289.3789 | 0 | 111.5518 | 199.033 | 515.9588 | 0 | 119.0241 | 154.4768 | 238.4779 | 102.6951 | 150.3035 | 246.5823 | 98.0018 | 0 | 0 | 0 | 0 | 0 | 0 | 0 | 0 | 118.5528 | 0 | 210.9391 | 297.5423 | 282.6118 | 191.238 | 0 | 203.7998 | 59.1197 | 54.726 | 28.8839 | 840.1445 | 50.7271 | 139.4186 | 60.9623 | 60.9623 | 106.2797 | 39.4581 | 59.1197 | 50.7271 | 43.846 | 43.846 | 74.4812 | 0 | 0 | 0 | 0 | 39.4581 | 39.4581 | 39.4581 | 66.4777 | 43.846 | 142.9467 | 0 | 0 | 27.9022 | 0 | 0 | 0 | 124.1954 | 60.5489 | 156.0082 | 79.0324 | 69.5316 | 27.9022 | 163.2962 | 189.2673 | 44.7044 | 210.9996 | 166.9798 | 719.0905 | 148.2033 | 143.8142 | 173.7854 | 28.0997 | 34.4547 | 34.4547 | 28.0997 | 57.2086 | 99.4569 | 226.4168 | 2035.6771 | 157.4314 | 99.4569 | 94.6725 | 180.6379 | 126.0872 | 109.0323 | 104.3923 | 94.6725 | 190.9536 | 84.775 | 60.5489 | 60.5489 | 190.8023 | 124.4184 | 0 | 0 | 0 | 34.4547 | 34.4547 | 36.4986 | 0 | 0 | 0 | 0 | 0 | 0 | 28.0997 | 60.5489 | 182.8557 | 34.4547 | 43.314 | 83.1543 | 0 | 0 | 0 | 0 | 0 | 0 | 0 | 0 | 0 | 0 | 0 | 0 | 0 | 0 | 0 | 0 | 0 | 0 | 0 | 0 | 0 | 0 | 0 | 0 | 0 | 0 | 0 | 0 | 0 | 0 | 0 | 0 | 0 | 0 | 0 | 0 | 0 | 0 | 0 | 0 | 0 | 0 | 0 | 0 | 0 | 0 | 0 | 0 | 0 | 0 | 0 | 0 | 0 | 0 | 0 | 0 | 0 | 0 | 0 | 0 | 0 | 0 | 0 | 0 | 0 | 0 | 0 | 0 | 0 | 0 | 0 | 0 | 0 | 0 | 0 | 0 | 0 | 0 | 0 | 0 | 0 | 0 | 0 | 0 | 0 | 0 | 0 | 0 | 0 | 0 | 0 | 0 | 0 | 0 | 0 | 0 | 0 | 0 | 0 | 0 | 0 | 0 | 0 | 0 | 0 | 0 | 0 | 0 | 0 | 2017-01-25 17:00
t0595 | 0 | 163.2607 | 439.6147 | 192.3243 | 50.5089 | 347.0835 | 50.5089 | 757.2797 | 79.5935 | 79.5935 | 2453.3848 | 88.2702 | 107.9727 | 439.4356 | 534.8901 | 79.3809 | 99.4608 | 462.5182 | 290.4562 | 471.0675 | 0 | 0 | 543.2089 | 48.1482 | 48.1482 | 48.1482 | 110.8346 | 212.1185 | 363.3259 | 163.1187 | 438.4395 | 115.3239 | 321.1602 | 292.3814 | 362.8058 | 353.1409 | 186.0232 | 772.432 | 475.3612 | 128.6323 | 291.8611 | 357.6237 | 144.993 | 308.0251 | 564.0078 | 144.993 | 59.2612 | 383.6854 | 1035.1644 | 217.9901 | 237.9373 | 127.3039 | 240.9854 | 59.2612 | 226.747 | 381.4855 | 131.7534 | 449.1675 | 47.1697 | 240.8097 | 47.1697 | 144.993 | 212.1185 | 83.5535 | 564.0078 | 0 | 0 | 0 | 0 | 0 | 0 | 0 | 0 | 214.1988 | 0 | 0 | 0 | 0 | 331.9526 | 373.1254 | 35.8593 | 43.2171 | 303.7786 | 202.9226 | 15.9989 | 108.2957 | 121.8911 | 345.9012 | 199.5334 | 272.2432 | 125.8682 | 35.8593 | 352.0321 | 58.9246 | 334.0328 | 163.5713 | 206.0852 | 62.6257 | 117.6277 | 624.1974 | 30.09 | 198.8232 | 198.3328 | 15.9989 | 15.9989 | 83.1657 | 154.3091 | 84.0484 | 166.7564 | 198.2665 | 108.5298 | 101.7059 | 799.7852 | 146.4827 | 108.2957 | 100.6629 | 100.6629 | 43.1317 | 62.2969 | 799.7852 | 473.6923 | 190.36 | 0 | 0 | 0 | 101.151 | 121.8911 | 97.7168 | 455.8541 | 117.6277 | 0 | 86.505 | 62.2969 | 15.9989 | 82.0204 | 33.5116 | 0 | 0 | 0 | 111.8372 | 0 | 0 | 177.7359 | 0 | 40.8263 | 0 | 0 | 259.81 | 109.9485 | 33.5116 | 38.0773 | 38.0773 | 88.0021 | 178.8494 | 239.9516 | 175.4449 | 374.3538 | 233.6315 | 142.0881 | 332.2709 | 297.472 | 191.5458 | 185.4882 | 472.3702 | 229.7539 | 232.5741 | 113.8472 | 107.6893 | 235.8627 | 257.7786 | 94.6104 | 107.6893 | 107.6893 | 184.4964 | 113.8472 | 113.8472 | 113.8472 | 208.7805 | 211.8248 | 207.8119 | 167.8081 | 167.8081 | 130.3389 | 213.9826 | 551.1731 | 197.3907 | 130.851 | 699.589 | 221.9301 | 130.851 | 476.8324 | 1103.3273 | 178.6688 | 665.4168 | 490.6658 | 221.9301 | 132.3209 | 79.4094 | 268.6635 | 68.5822 | 68.5822 | 68.5822 | 206.8307 | 243.5554 | 92.6788 | 161.3161 | 280.1623 | 267.7195 | 148.733 | 148.733 | 156.9577 | 469.5464 | 68.5822 | 514.1911 | 282.5795 | 475.7142 | 178.7971 | 148.4841 | 403.9048 | 119.7215 | 227.6783 | 119.7215 | 298.3708 | 101.8984 | 138.5983 | 83.5535 | 83.5535 | 101.8984 | 405.5062 | 346.705 | 187.3083 | 255.8192 | 148.4491 | 101.8984 | 976.0525 | 237.8957 | 250.2507 | 572.5061 | 896.7949 | 114.5946 | 125.4841 | 202.8232 | 421.1745 | 125.4841 | 73.6854 | 166.0093 | 131.8349 | 119.0264 | 140.4161 | 70.908 | 70.908 | 116.0231 | 68.1466 | 193.4747 | 299.1908 | 137.7957 | 227.6783 | 128.0067 | 272.3332 | 229.7132 | 137.7957 | 128.0067 | 104.0101 | 307.7746 | 225.5581 | 66.7122 | 37.4603 | 471.4154 | 99.2094 | 334.6674 | 100.0892 | 466.504 | 1094.0478 | 55.6475 | 352.8469 | 307.7746 | 444.7562 | 100.0892 | 40.8263 | 438.5851 | 337.8293 | 250.3099 | 265.0031 | 0 | 107.6893 | 193.0053 | 517.1317 | 0 | 114.5946 | 152.1682 | 235.8627 | 102.1879 | 155.9237 | 238.038 | 99.5404 | 0 | 0 | 0 | 0 | 0 | 0 | 0 | 0 | 109.9485 | 0 | 200.7839 | 266.0867 | 286.9569 | 190.487 | 0 | 207.5337 | 64.3019 | 54.9923 | 30.09 | 895.9735 | 49.5097 | 145.9557 | 63.8458 | 63.8458 | 117.2032 | 41.1773 | 64.3019 | 49.5097 | 44.7652 | 44.7652 | 75.734 | 0 | 0 | 0 | 0 | 41.1773 | 41.1773 | 41.1773 | 67.4659 | 44.7652 | 144.1959 | 0 | 0 | 28.8963 | 0 | 0 | 0 | 126.9147 | 56.9492 | 158.8719 | 72.7847 | 69.8522 | 28.8963 | 155.5771 | 199.9476 | 44.6864 | 200.0861 | 165.4868 | 704.2824 | 144.7525 | 140.2378 | 171.9436 | 27.5034 | 33.5421 | 33.5421 | 27.5034 | 59.5439 | 100.053 | 226.205 | 2081.6894 | 167.702 | 100.053 | 94.4463 | 191.4169 | 131.6104 | 113.7949 | 110.068 | 94.4463 | 200.0497 | 85.895 | 56.9492 | 56.9492 | 193.1944 | 129.6931 | 0 | 0 | 0 | 33.5421 | 33.5421 | 37.5255 | 0 | 0 | 0 | 0 | 0 | 0 | 27.5034 | 56.9492 | 187.5442 | 33.5421 | 42.6621 | 86.1398 | 0 | 0 | 0 | 0 | 0 | 0 | 0 | 0 | 0 | 0 | 0 | 0 | 0 | 0 | 0 | 0 | 0 | 0 | 0 | 0 | 0 | 0 | 0 | 0 | 0 | 0 | 0 | 0 | 0 | 0 | 0 | 0 | 0 | 0 | 0 | 0 | 0 | 0 | 0 | 0 | 0 | 0 | 0 | 0 | 0 | 0 | 0 | 0 | 0 | 0 | 0 | 0 | 0 | 0 | 0 | 0 | 0 | 0 | 0 | 0 | 0 | 0 | 0 | 0 | 0 | 0 | 0 | 0 | 0 | 0 | 0 | 0 | 0 | 0 | 0 | 0 | 0 | 0 | 0 | 0 | 0 | 0 | 0 | 0 | 0 | 0 | 0 | 0 | 0 | 0 | 0 | 0 | 0 | 0 | 0 | 0 | 0 | 0 | 0 | 0 | 0 | 0 | 0 | 0 | 0 | 0 | 0 | 0 | 0 | 2017-01-25 18:00
t0596 | 0 | 149.6424 | 421.9492 | 176.7731 | 49.3726 | 335.7696 | 49.3726 | 642.8701 | 76.0626 | 76.0626 | 2286.6994 | 87.5215 | 100.2821 | 396.3949 | 488.4081 | 72.434 | 94.0768 | 433.1044 | 274.562 | 421.2882 | 0 | 0 | 518.3626 | 45.1613 | 45.1613 | 45.1613 | 101.5479 | 195.7956 | 325.4169 | 156.0585 | 410.2973 | 109.8026 | 290.6395 | 263.2863 | 337.8886 | 333.667 | 171.0688 | 667.8294 | 424.8201 | 118.6767 | 259.668 | 332.4219 | 132.3844 | 281.6204 | 504.6469 | 132.3844 | 54.7064 | 353.902 | 946.8725 | 196.8019 | 222.684 | 120.1475 | 219.3205 | 54.7064 | 209.4179 | 342.9391 | 120.9226 | 422.0951 | 45.0329 | 216.1796 | 45.0329 | 132.3844 | 195.7956 | 77.6429 | 504.6469 | 0 | 0 | 0 | 0 | 0 | 0 | 0 | 0 | 198.754 | 0 | 0 | 0 | 0 | 307.8219 | 349.6195 | 33.4616 | 42.5339 | 297.079 | 192.2547 | 15.4673 | 104.3951 | 117.0814 | 326.4526 | 185.718 | 253.0706 | 124.0716 | 33.4616 | 343.7262 | 56.8427 | 318.116 | 157.6585 | 194.4062 | 59.933 | 112.2853 | 599.6954 | 30.0154 | 188.1617 | 191.8487 | 15.4673 | 15.4673 | 81.384 | 143.1657 | 80.3814 | 159.858 | 185.2603 | 108.8885 | 105.8459 | 800.5455 | 146.0717 | 104.3951 | 95.5018 | 95.5018 | 41.443 | 62.4704 | 800.5455 | 462.7751 | 178.6229 | 0 | 0 | 0 | 95.6275 | 117.0814 | 92.3393 | 437.793 | 112.2853 | 0 | 81.7753 | 62.4704 | 15.4673 | 80.563 | 33.0397 | 0 | 0 | 0 | 105.4767 | 0 | 0 | 168.9899 | 0 | 40.1579 | 0 | 0 | 244.1323 | 99.6645 | 33.0397 | 36.1853 | 36.1853 | 86.9861 | 173.2213 | 234.0449 | 168.2171 | 352.2133 | 217.3913 | 134.9236 | 313.1506 | 285.5204 | 186.5325 | 176.2475 | 458.6145 | 215.8672 | 229.1129 | 105.8117 | 100.7419 | 224.548 | 251.7348 | 91.5265 | 100.7419 | 100.7419 | 181.0055 | 105.8117 | 105.8117 | 105.8117 | 203.3073 | 198.1785 | 204.4014 | 162.0442 | 162.0442 | 126.1125 | 210.862 | 518.4245 | 179.2006 | 129.3917 | 678.2505 | 209.1081 | 129.3917 | 481.8752 | 1055.7769 | 176.8058 | 647.513 | 468.2315 | 209.1081 | 127.6292 | 76.2823 | 265.2999 | 64.5462 | 64.5462 | 64.5462 | 202.0736 | 242.5915 | 92.6791 | 145.0235 | 264.2939 | 247.3874 | 136.3251 | 136.3251 | 149.3987 | 424.7893 | 64.5462 | 499.2154 | 262.9282 | 443.6629 | 165.9214 | 139.7329 | 400.0968 | 113.7605 | 205.2114 | 113.7605 | 283.2251 | 98.743 | 128.9452 | 77.6429 | 77.6429 | 98.743 | 362.7284 | 315.1374 | 178.5271 | 247.3899 | 135.6281 | 98.743 | 864.8781 | 222.3884 | 241.6558 | 549.5891 | 864.1248 | 107.1089 | 116.5062 | 199.4064 | 401.6199 | 116.5062 | 70.2507 | 158.5005 | 121.6274 | 112.4712 | 136.2753 | 66.6116 | 66.6116 | 108.167 | 65.6345 | 184.069 | 280.2258 | 131.311 | 205.2114 | 121.5982 | 262.9347 | 214.2593 | 131.311 | 121.5982 | 101.5597 | 300.0486 | 209.5301 | 60.692 | 36.4825 | 445.1836 | 95.3849 | 324.7519 | 96.6726 | 439.8615 | 1015.4401 | 52.8678 | 342.147 | 300.0486 | 431.0814 | 96.6726 | 40.1579 | 369.0138 | 327.3374 | 229.9456 | 237.0544 | 0 | 100.7419 | 181.8747 | 488.931 | 0 | 107.1089 | 144.6809 | 224.548 | 97.4129 | 154.9724 | 223.2503 | 97.0317 | 0 | 0 | 0 | 0 | 0 | 0 | 0 | 0 | 99.6645 | 0 | 185.9274 | 233.1679 | 277.7524 | 181.8503 | 0 | 202.6208 | 65.8025 | 53.2524 | 30.0154 | 898.3041 | 46.8435 | 144.5133 | 63.7316 | 63.7316 | 120.9712 | 40.9303 | 65.8025 | 46.8435 | 43.9632 | 43.9632 | 74.0564 | 0 | 0 | 0 | 0 | 40.9303 | 40.9303 | 40.9303 | 65.7974 | 43.9632 | 139.9835 | 0 | 0 | 28.3668 | 0 | 0 | 0 | 124.3362 | 52.1653 | 154.8478 | 65.2257 | 67.5701 | 28.3668 | 144.2566 | 198.994 | 43.1608 | 184.3612 | 157.9684 | 663.5785 | 136.9088 | 132.4466 | 164.1697 | 26.041 | 31.6515 | 31.6515 | 26.041 | 59.0517 | 96.6825 | 217.8782 | 2012.054 | 168.6073 | 96.6825 | 90.631 | 190.036 | 130.7364 | 113.4475 | 110.1246 | 90.631 | 198.9121 | 83.1392 | 52.1653 | 52.1653 | 188.0242 | 128.1402 | 0 | 0 | 0 | 31.6515 | 31.6515 | 36.9202 | 0 | 0 | 0 | 0 | 0 | 0 | 26.041 | 52.1653 | 183.5587 | 31.6515 | 40.6185 | 85.3731 | 0 | 0 | 0 | 0 | 0 | 0 | 0 | 0 | 0 | 0 | 0 | 0 | 0 | 0 | 0 | 0 | 0 | 0 | 0 | 0 | 0 | 0 | 0 | 0 | 0 | 0 | 0 | 0 | 0 | 0 | 0 | 0 | 0 | 0 | 0 | 0 | 0 | 0 | 0 | 0 | 0 | 0 | 0 | 0 | 0 | 0 | 0 | 0 | 0 | 0 | 0 | 0 | 0 | 0 | 0 | 0 | 0 | 0 | 0 | 0 | 0 | 0 | 0 | 0 | 0 | 0 | 0 | 0 | 0 | 0 | 0 | 0 | 0 | 0 | 0 | 0 | 0 | 0 | 0 | 0 | 0 | 0 | 0 | 0 | 0 | 0 | 0 | 0 | 0 | 0 | 0 | 0 | 0 | 0 | 0 | 0 | 0 | 0 | 0 | 0 | 0 | 0 | 0 | 0 | 0 | 0 | 0 | 0 | 0 | 2017-01-25 19:00
t0597 | 0 | 134.6831 | 410.7513 | 159.0208 | 49.2156 | 330.5121 | 49.2156 | 491.5169 | 74.266 | 74.266 | 2169.8709 | 89.6098 | 91.6098 | 346.5828 | 433.9446 | 64.0361 | 88.9696 | 403.2528 | 259.5994 | 359.6174 | 0 | 0 | 500.8132 | 42.0185 | 42.0185 | 42.0185 | 90.8927 | 177.7791 | 278.93 | 154.4409 | 384.7679 | 105.3369 | 253.9577 | 227.7722 | 310.9496 | 315.4398 | 153.6555 | 533.3248 | 365.6547 | 107.4727 | 219.6109 | 306.6316 | 117.894 | 251.3772 | 440.1638 | 117.894 | 49.3165 | 320.5606 | 845.758 | 171.1597 | 208.2092 | 113.0708 | 193.7409 | 49.3165 | 189.7665 | 295.6742 | 108.2536 | 397.5446 | 43.1744 | 185.9701 | 43.1744 | 117.894 | 177.7791 | 71.3329 | 440.1638 | 0 | 0 | 0 | 0 | 0 | 0 | 0 | 0 | 181.7858 | 0 | 0 | 0 | 0 | 281.9977 | 325.1597 | 30.7515 | 42.4755 | 297.4 | 181.3739 | 15.0847 | 101.353 | 112.6093 | 308.8212 | 171.0941 | 232.2616 | 125.0628 | 30.7515 | 345.4942 | 55.1508 | 304.9302 | 152.9553 | 182.093 | 57.4213 | 107.3156 | 584.5031 | 30.6215 | 177.4605 | 187.4786 | 15.0847 | 15.0847 | 81.2105 | 130.8424 | 77.0667 | 153.8839 | 171.606 | 114.2013 | 117.9543 | 838.2352 | 149.2542 | 101.353 | 90.2752 | 90.2752 | 40.0105 | 64.6884 | 838.2352 | 464.6569 | 165.5883 | 0 | 0 | 0 | 89.775 | 112.6093 | 86.7805 | 424.2336 | 107.3156 | 0 | 76.8499 | 64.6884 | 15.0847 | 81.2802 | 33.3651 | 0 | 0 | 0 | 99.176 | 0 | 0 | 161.2034 | 0 | 40.1636 | 0 | 0 | 228.0614 | 87.1865 | 33.3651 | 34.383 | 34.383 | 87.4924 | 170.0371 | 233.0971 | 162.1579 | 332.883 | 199.9161 | 128.5339 | 294.1445 | 280.354 | 185.0619 | 167.784 | 465.0366 | 202.1433 | 231.2142 | 97.7246 | 93.7584 | 215.9801 | 250.1477 | 89.775 | 93.7584 | 93.7584 | 182.6869 | 97.7246 | 97.7246 | 97.7246 | 201.7035 | 184.7395 | 206.1856 | 158.4172 | 158.4172 | 123.8708 | 215.317 | 487.056 | 158.279 | 131.7586 | 693.308 | 197.7464 | 131.7586 | 517.8709 | 1043.463 | 179.474 | 648.8514 | 451.358 | 197.7464 | 125.3907 | 73.988 | 267.9848 | 60.4129 | 60.4129 | 60.4129 | 200.8977 | 250.9638 | 95.4654 | 124.7097 | 248.8521 | 224.6455 | 122.1806 | 122.1806 | 143.3093 | 369.9707 | 60.4129 | 495.1327 | 241.855 | 409.768 | 151.7794 | 130.6082 | 414.8142 | 108.4744 | 178.5622 | 108.4744 | 271.3925 | 97.6308 | 119.2999 | 71.3329 | 71.3329 | 97.6308 | 311.6338 | 278.3127 | 172.1406 | 244.2668 | 121.0904 | 97.6308 | 729.5937 | 206.1487 | 239.9815 | 540.1446 | 868.953 | 99.2841 | 106.7359 | 201.0036 | 386.856 | 106.7359 | 67.0234 | 152.6595 | 110.2203 | 106.1502 | 134.368 | 62.4428 | 62.4428 | 100.1858 | 64.0361 | 178.8696 | 262.2756 | 125.6612 | 178.5622 | 116.2778 | 259.9034 | 197.7344 | 125.6612 | 116.2778 | 100.7498 | 302.4339 | 192.6799 | 53.3393 | 35.9322 | 419.3285 | 92.4961 | 321.1918 | 94.4974 | 412.1368 | 940.959 | 50.0898 | 334.7095 | 302.4339 | 428.6226 | 94.4974 | 40.1636 | 277.4147 | 322.7416 | 207.86 | 202.9501 | 0 | 93.7584 | 170.2334 | 479.8135 | 0 | 99.2841 | 138.3892 | 215.9801 | 94.4836 | 157.4196 | 207.6832 | 96.3496 | 0 | 0 | 0 | 0 | 0 | 0 | 0 | 0 | 87.1865 | 0 | 169.4922 | 190.9316 | 276.092 | 176.585 | 0 | 201.8112 | 70.1131 | 52.1959 | 30.6215 | 941.1539 | 44.2423 | 148.5743 | 65.4282 | 65.4282 | 130.5195 | 41.8798 | 70.1131 | 44.2423 | 43.8806 | 43.8806 | 73.594 | 0 | 0 | 0 | 0 | 41.8798 | 41.8798 | 41.8798 | 65.2574 | 43.8806 | 137.8513 | 0 | 0 | 28.8348 | 0 | 0 | 0 | 124.3138 | 46.695 | 154.2913 | 56.4126 | 66.2207 | 28.8348 | 131.6746 | 206.5706 | 42.0228 | 167.1534 | 152.3093 | 630.4204 | 129.4545 | 124.9643 | 157.9056 | 24.6955 | 29.7937 | 29.7937 | 24.6955 | 60.2586 | 94.9487 | 212.0917 | 2019.3792 | 176.2953 | 94.9487 | 88.1093 | 198.1072 | 133.8259 | 116.0145 | 113.9071 | 88.1093 | 204.4744 | 82.4086 | 46.695 | 46.695 | 185.9959 | 131.1157 | 0 | 0 | 0 | 29.7937 | 29.7937 | 37.1684 | 0 | 0 | 0 | 0 | 0 | 0 | 24.6955 | 46.695 | 184.4307 | 29.7937 | 38.8366 | 86.6223 | 0 | 0 | 0 | 0 | 0 | 0 | 0 | 0 | 0 | 0 | 0 | 0 | 0 | 0 | 0 | 0 | 0 | 0 | 0 | 0 | 0 | 0 | 0 | 0 | 0 | 0 | 0 | 0 | 0 | 0 | 0 | 0 | 0 | 0 | 0 | 0 | 0 | 0 | 0 | 0 | 0 | 0 | 0 | 0 | 0 | 0 | 0 | 0 | 0 | 0 | 0 | 0 | 0 | 0 | 0 | 0 | 0 | 0 | 0 | 0 | 0 | 0 | 0 | 0 | 0 | 0 | 0 | 0 | 0 | 0 | 0 | 0 | 0 | 0 | 0 | 0 | 0 | 0 | 0 | 0 | 0 | 0 | 0 | 0 | 0 | 0 | 0 | 0 | 0 | 0 | 0 | 0 | 0 | 0 | 0 | 0 | 0 | 0 | 0 | 0 | 0 | 0 | 0 | 0 | 0 | 0 | 0 | 0 | 0 | 2017-01-25 20:00
t0598 | 0 | 141.4082 | 383.1416 | 166.7651 | 44.1648 | 302.8872 | 44.1648 | 650.0202 | 69.225 | 69.225 | 2122.8205 | 77.2724 | 93.7944 | 379.7896 | 463.4225 | 68.802 | 86.5735 | 401.9607 | 252.7703 | 407.0486 | 0 | 0 | 472.9263 | 41.8743 | 41.8743 | 41.8743 | 96.0546 | 183.9912 | 313.9631 | 141.6426 | 380.5637 | 100.4224 | 277.9215 | 252.87 | 315.1707 | 307.2765 | 161.3644 | 664.3453 | 410.23 | 111.5948 | 251.9977 | 310.3474 | 125.5795 | 266.8362 | 486.1426 | 125.5795 | 51.4543 | 332.8254 | 896.8204 | 188.5857 | 206.621 | 110.7944 | 208.6878 | 51.4543 | 196.7746 | 329.8647 | 114.2545 | 390.2455 | 41.1201 | 208.1759 | 41.1201 | 125.5795 | 183.9912 | 72.5399 | 486.1426 | 0 | 0 | 0 | 0 | 0 | 0 | 0 | 0 | 185.9756 | 0 | 0 | 0 | 0 | 288.0827 | 324.3995 | 31.1796 | 37.8757 | 265.4929 | 176.8001 | 13.9777 | 94.5752 | 106.4522 | 300.8204 | 173.2712 | 236.421 | 110.2157 | 31.1796 | 307.289 | 51.4779 | 290.9311 | 142.8555 | 179.4461 | 54.6484 | 102.5834 | 544.1103 | 26.4164 | 173.1636 | 173.2607 | 13.9777 | 13.9777 | 72.7381 | 133.9851 | 73.3166 | 145.5075 | 172.2926 | 95.0582 | 89.3743 | 700.0773 | 128.5512 | 94.5752 | 87.7248 | 87.7248 | 37.6523 | 54.6684 | 700.0773 | 413.6425 | 165.6641 | 0 | 0 | 0 | 88.1198 | 106.4522 | 85.1008 | 397.6513 | 102.5834 | 0 | 75.3476 | 54.6684 | 13.9777 | 71.7143 | 29.3379 | 0 | 0 | 0 | 97.3204 | 0 | 0 | 154.8154 | 0 | 35.7642 | 0 | 0 | 225.9809 | 95.1902 | 29.3379 | 33.1794 | 33.1794 | 77.1652 | 156.2092 | 209.6696 | 153.0677 | 325.2315 | 202.9087 | 123.7294 | 289.1057 | 258.9253 | 167.3712 | 161.5766 | 410.8921 | 199.7631 | 203.5671 | 98.7758 | 93.5608 | 205.2999 | 225.4272 | 82.6072 | 93.5608 | 93.5608 | 161.2328 | 98.7758 | 98.7758 | 98.7758 | 182.4279 | 183.9993 | 181.7991 | 146.4914 | 146.4914 | 113.7866 | 186.9664 | 479.2009 | 170.7819 | 114.5312 | 607.445 | 192.8974 | 114.5312 | 417.0579 | 958.3233 | 156.5069 | 580.3782 | 427.3259 | 192.8974 | 115.3767 | 69.2676 | 235.3333 | 59.6717 | 59.6717 | 59.6717 | 180.8909 | 213.2195 | 81.3142 | 139.5353 | 243.7709 | 232.3105 | 128.8961 | 128.8961 | 136.6631 | 406.4493 | 59.6717 | 448.8036 | 245.4083 | 413.2657 | 155.241 | 129.2124 | 352.7372 | 104.2647 | 196.8352 | 104.2647 | 259.5657 | 88.9192 | 120.2661 | 72.5399 | 72.5399 | 88.9192 | 350.1458 | 300.1076 | 163.0481 | 223.1096 | 128.5612 | 88.9192 | 841.7403 | 206.7434 | 217.9442 | 498.2796 | 778.8919 | 99.5834 | 108.9501 | 177.4252 | 366.7438 | 108.9501 | 64.2473 | 144.625 | 114.3614 | 103.5952 | 122.6525 | 61.6392 | 61.6392 | 100.7397 | 59.4496 | 168.1092 | 259.8502 | 120.0719 | 196.8352 | 111.4225 | 237.3282 | 199.5876 | 120.0719 | 111.4225 | 90.9763 | 268.384 | 195.7765 | 57.8012 | 32.7698 | 410.3216 | 86.5696 | 292.1776 | 87.3837 | 406.1128 | 948.2992 | 48.5045 | 308.4767 | 268.384 | 387.8069 | 87.3837 | 35.7642 | 375.8964 | 294.9144 | 216.8615 | 228.9256 | 0 | 93.5608 | 168.0072 | 447.6403 | 0 | 99.5834 | 132.4931 | 205.2999 | 88.8809 | 136.7937 | 207.0179 | 86.9988 | 0 | 0 | 0 | 0 | 0 | 0 | 0 | 0 | 95.1902 | 0 | 174.274 | 229.3341 | 250.095 | 165.7435 | 0 | 181.4074 | 56.5928 | 48.0385 | 26.4164 | 784.6851 | 43.1075 | 127.6176 | 56.0092 | 56.0092 | 103.2652 | 36.0848 | 56.5928 | 43.1075 | 39.2038 | 39.2038 | 66.2618 | 0 | 0 | 0 | 0 | 36.0848 | 36.0848 | 36.0848 | 58.987 | 39.2038 | 125.9916 | 0 | 0 | 25.2302 | 0 | 0 | 0 | 111.0154 | 49.3502 | 138.7742 | 62.8386 | 60.9961 | 25.2302 | 135.0791 | 174.8911 | 39.0369 | 173.4735 | 144.1359 | 611.7424 | 125.997 | 122.0387 | 149.8256 | 23.9394 | 29.1895 | 29.1895 | 23.9394 | 52.1574 | 87.3061 | 197.407 | 1810.632 | 147.0758 | 87.3061 | 82.323 | 167.1585 | 115.2976 | 99.8422 | 96.5244 | 82.323 | 175.1983 | 74.8933 | 49.3502 | 49.3502 | 168.849 | 113.3947 | 0 | 0 | 0 | 29.1895 | 29.1895 | 32.8421 | 0 | 0 | 0 | 0 | 0 | 0 | 23.9394 | 49.3502 | 163.8651 | 29.1895 | 37.1672 | 75.5045 | 0 | 0 | 0 | 0 | 0 | 0 | 0 | 0 | 0 | 0 | 0 | 0 | 0 | 0 | 0 | 0 | 0 | 0 | 0 | 0 | 0 | 0 | 0 | 0 | 0 | 0 | 0 | 0 | 0 | 0 | 0 | 0 | 0 | 0 | 0 | 0 | 0 | 0 | 0 | 0 | 0 | 0 | 0 | 0 | 0 | 0 | 0 | 0 | 0 | 0 | 0 | 0 | 0 | 0 | 0 | 0 | 0 | 0 | 0 | 0 | 0 | 0 | 0 | 0 | 0 | 0 | 0 | 0 | 0 | 0 | 0 | 0 | 0 | 0 | 0 | 0 | 0 | 0 | 0 | 0 | 0 | 0 | 0 | 0 | 0 | 0 | 0 | 0 | 0 | 0 | 0 | 0 | 0 | 0 | 0 | 0 | 0 | 0 | 0 | 0 | 0 | 0 | 0 | 0 | 0 | 0 | 0 | 0 | 0 | 2017-01-25 21:00
t0599 | 0 | 135.3183 | 358.5674 | 159.4026 | 40.9632 | 282.3641 | 40.9632 | 643.909 | 64.8996 | 64.8996 | 2013.6786 | 71.1329 | 89.2213 | 366.1392 | 444.3398 | 65.9972 | 81.6222 | 380.8034 | 238.3791 | 394.0519 | 0 | 0 | 443.836 | 39.6434 | 39.6434 | 39.6434 | 91.9495 | 175.5067 | 303.7216 | 132.6558 | 360.5372 | 94.3619 | 267.587 | 244.0279 | 299.3863 | 289.8387 | 154.2153 | 652.8725 | 397.1554 | 106.4792 | 244.5208 | 295.0187 | 120.403 | 255.6764 | 470.2452 | 120.403 | 49.091 | 317.5988 | 859.1289 | 181.7747 | 195.7615 | 104.5746 | 200.3998 | 49.091 | 187.6685 | 318.5802 | 109.2932 | 369.0008 | 38.5946 | 201.1788 | 38.5946 | 120.403 | 175.5067 | 68.9748 | 470.2452 | 0 | 0 | 0 | 0 | 0 | 0 | 0 | 0 | 176.9707 | 0 | 0 | 0 | 0 | 274.1914 | 307.2541 | 29.5953 | 35.0215 | 246.1521 | 166.5866 | 13.0392 | 88.3527 | 99.6395 | 283.8803 | 164.6289 | 224.7776 | 101.7973 | 29.5953 | 285.0514 | 48.0773 | 273.3541 | 133.4681 | 169.4361 | 51.2403 | 96.2997 | 508.9728 | 24.2558 | 163.2392 | 161.5761 | 13.0392 | 13.0392 | 67.4294 | 127.5071 | 68.7619 | 136.3079 | 163.4005 | 86.9387 | 80.0949 | 641.016 | 118.0454 | 88.3527 | 82.6028 | 82.6028 | 35.2325 | 50.042 | 641.016 | 383.6314 | 156.8317 | 0 | 0 | 0 | 83.1202 | 99.6395 | 80.2847 | 372.1195 | 96.2997 | 0 | 71.0721 | 50.042 | 13.0392 | 66.3386 | 27.0924 | 0 | 0 | 0 | 91.8872 | 0 | 0 | 145.591 | 0 | 33.0753 | 0 | 0 | 213.7482 | 91.5858 | 27.0924 | 31.2138 | 31.2138 | 71.1905 | 145.5673 | 194.6637 | 143.371 | 307.3309 | 192.8235 | 116.4267 | 273.058 | 242.2333 | 155.5274 | 152.0027 | 381.967 | 188.9417 | 188.0601 | 93.8978 | 88.6742 | 192.8989 | 209.2034 | 77.0211 | 88.6742 | 88.6742 | 149.222 | 93.8978 | 93.8978 | 93.8978 | 169.5219 | 174.3721 | 168.0698 | 136.7119 | 136.7119 | 106.0778 | 172.6086 | 452.9796 | 164.166 | 105.5854 | 564.8396 | 182.1642 | 105.5854 | 379.7022 | 897.4928 | 144.256 | 539.2569 | 401.0726 | 182.1642 | 107.7064 | 64.8108 | 217.1656 | 56.3998 | 56.3998 | 56.3998 | 167.835 | 195.7812 | 74.5455 | 134.7692 | 230.1259 | 221.497 | 123.3621 | 123.3621 | 128.4323 | 391.4235 | 56.3998 | 417.606 | 233.2118 | 392.2897 | 147.7174 | 122.1382 | 324.6592 | 98.0794 | 189.8497 | 98.0794 | 244.2291 | 82.8179 | 114.2718 | 68.9748 | 68.9748 | 82.8179 | 338.8774 | 288.34 | 153.1094 | 207.9987 | 123.2192 | 82.8179 | 818.142 | 196.0318 | 203.2627 | 466.1087 | 726.7282 | 94.4299 | 103.643 | 164.0636 | 344.3321 | 103.643 | 60.3484 | 135.7141 | 109.118 | 97.7191 | 114.1736 | 58.3019 | 58.3019 | 95.6316 | 55.5483 | 157.938 | 246.1045 | 112.7947 | 189.8497 | 104.8142 | 221.4003 | 189.4538 | 112.7947 | 104.8142 | 84.4393 | 249.1016 | 186.1755 | 55.5227 | 30.4593 | 387.1752 | 80.97 | 271.9614 | 81.5426 | 383.5302 | 901.8803 | 45.6414 | 287.3541 | 249.1016 | 361.076 | 81.5426 | 33.0753 | 373.7519 | 274.7217 | 207.3013 | 221.5774 | 0 | 88.6742 | 158.7107 | 421.525 | 0 | 94.4299 | 124.5857 | 192.8989 | 83.4382 | 125.8359 | 195.9976 | 80.8041 | 0 | 0 | 0 | 0 | 0 | 0 | 0 | 0 | 91.5858 | 0 | 165.9948 | 224.0594 | 232.9991 | 155.4896 | 0 | 168.3521 | 51.249 | 44.772 | 24.2558 | 717.9269 | 40.639 | 117.5298 | 51.3967 | 51.3967 | 93.0779 | 33.1814 | 51.249 | 40.639 | 36.2847 | 36.2847 | 61.457 | 0 | 0 | 0 | 0 | 33.1814 | 33.1814 | 33.1814 | 54.778 | 36.2847 | 117.2734 | 0 | 0 | 23.337 | 0 | 0 | 0 | 102.853 | 47.2455 | 128.8812 | 60.7602 | 56.8753 | 23.337 | 128.5854 | 160.6202 | 36.4334 | 165.6038 | 135.2619 | 577.6114 | 118.7947 | 115.1428 | 140.6006 | 22.5582 | 27.5525 | 27.5525 | 22.5582 | 48.0161 | 81.4382 | 184.4649 | 1687.2269 | 134.406 | 81.4382 | 77.0543 | 153.658 | 106.0496 | 91.6894 | 88.4516 | 77.0543 | 161.0441 | 69.7822 | 47.2455 | 47.2455 | 156.9618 | 104.5532 | 0 | 0 | 0 | 27.5525 | 27.5525 | 30.3607 | 0 | 0 | 0 | 0 | 0 | 0 | 22.5582 | 47.2455 | 151.8483 | 27.5525 | 34.929 | 69.5477 | 0 | 0 | 0 | 0 | 0 | 0 | 0 | 0 | 0 | 0 | 0 | 0 | 0 | 0 | 0 | 0 | 0 | 0 | 0 | 0 | 0 | 0 | 0 | 0 | 0 | 0 | 0 | 0 | 0 | 0 | 0 | 0 | 0 | 0 | 0 | 0 | 0 | 0 | 0 | 0 | 0 | 0 | 0 | 0 | 0 | 0 | 0 | 0 | 0 | 0 | 0 | 0 | 0 | 0 | 0 | 0 | 0 | 0 | 0 | 0 | 0 | 0 | 0 | 0 | 0 | 0 | 0 | 0 | 0 | 0 | 0 | 0 | 0 | 0 | 0 | 0 | 0 | 0 | 0 | 0 | 0 | 0 | 0 | 0 | 0 | 0 | 0 | 0 | 0 | 0 | 0 | 0 | 0 | 0 | 0 | 0 | 0 | 0 | 0 | 0 | 0 | 0 | 0 | 0 | 0 | 0 | 0 | 0 | 0 | 2017-01-25 22:00
t0600 | 0 | 132.4938 | 336.7824 | 155.64 | 37.7752 | 263.1651 | 37.7752 | 668.7632 | 61.2609 | 61.2609 | 1946.7888 | 64.675 | 86.3099 | 363.3184 | 436.2749 | 64.8179 | 77.6934 | 365.8456 | 227.0504 | 393.534 | 0 | 0 | 419.2396 | 38.0186 | 38.0186 | 38.0186 | 90.029 | 170.7615 | 302.9866 | 125.2071 | 346.798 | 89.2957 | 264.6946 | 242.3625 | 288.9749 | 276.1915 | 150.4817 | 669.3053 | 397.1379 | 103.6294 | 245.2252 | 285.3696 | 118.2457 | 250.8054 | 470.1453 | 118.2457 | 47.7329 | 309.1802 | 842.415 | 180.1619 | 188.2405 | 99.7335 | 197.311 | 47.7329 | 182.462 | 316.8409 | 106.8296 | 353.5288 | 36.4148 | 200.3096 | 36.4148 | 118.2457 | 170.7615 | 66.7178 | 470.1453 | 0 | 0 | 0 | 0 | 0 | 0 | 0 | 0 | 171.376 | 0 | 0 | 0 | 0 | 265.7266 | 294.9649 | 28.5062 | 32.0496 | 226.9605 | 158.2613 | 12.1521 | 82.5738 | 93.4164 | 270.8537 | 159.0144 | 217.33 | 93.065 | 28.5062 | 263.3889 | 44.8951 | 258.5951 | 124.7495 | 161.6136 | 48.218 | 90.8498 | 477.5934 | 21.8899 | 155.2597 | 150.5154 | 12.1521 | 12.1521 | 62.1096 | 123.4836 | 64.7561 | 128.0809 | 157.2657 | 78.1055 | 69.0808 | 577.4369 | 106.5874 | 82.5738 | 78.373 | 78.373 | 33.0307 | 44.935 | 577.4369 | 354.2197 | 150.2982 | 0 | 0 | 0 | 79.115 | 93.4164 | 76.4588 | 349.156 | 90.8498 | 0 | 67.6582 | 44.935 | 12.1521 | 60.9018 | 24.7666 | 0 | 0 | 0 | 87.6914 | 0 | 0 | 137.9174 | 0 | 30.2925 | 0 | 0 | 204.6693 | 90.4593 | 24.7666 | 29.5752 | 29.5752 | 64.8629 | 135.4626 | 179.943 | 134.707 | 294.1582 | 186.2774 | 110.4288 | 260.7627 | 227.6779 | 143.9788 | 144.0661 | 355.4728 | 180.9706 | 172.0683 | 90.8466 | 85.2746 | 182.6008 | 193.0837 | 71.7629 | 85.2746 | 85.2746 | 137.1818 | 90.8466 | 90.8466 | 90.8466 | 156.9417 | 167.6915 | 154.0484 | 127.5994 | 127.5994 | 98.8281 | 158.0359 | 433.4892 | 162.0228 | 96.258 | 526.8683 | 174.0999 | 96.258 | 338.8777 | 846.8262 | 131.364 | 500.0611 | 378.7684 | 174.0999 | 100.6963 | 60.7993 | 198.1632 | 53.9231 | 53.9231 | 53.9231 | 154.8291 | 177.2125 | 67.131 | 134.002 | 219.5851 | 215.2746 | 120.75 | 120.75 | 121.5746 | 387.2191 | 53.9231 | 387.907 | 225.3067 | 378.2127 | 143.0348 | 116.7736 | 295.8414 | 92.9677 | 188.4672 | 92.9677 | 231.8446 | 77.071 | 110.4609 | 66.7178 | 66.7178 | 77.071 | 338.5231 | 284.2389 | 144.7869 | 193.9846 | 120.9574 | 77.071 | 823.4337 | 188.5967 | 189.9629 | 438.0613 | 681.527 | 90.8618 | 100.318 | 150.4437 | 325.4224 | 100.318 | 57.0017 | 128.0871 | 106.2066 | 93.0983 | 106.046 | 55.8562 | 55.8562 | 92.2544 | 51.9862 | 149.7405 | 236.4808 | 106.6195 | 188.4672 | 99.4048 | 206.8721 | 182.624 | 106.6195 | 99.4048 | 77.9323 | 230.6295 | 180.1592 | 54.6661 | 28.1781 | 369.0427 | 75.8853 | 252.7068 | 76.0882 | 366.0121 | 874.0114 | 43.2482 | 266.9798 | 230.6295 | 336.0949 | 76.0882 | 30.2925 | 390.7034 | 255.625 | 202.5913 | 221.2842 | 0 | 85.2746 | 151.543 | 402.6332 | 0 | 90.8618 | 118.0446 | 182.6008 | 78.9274 | 114.0108 | 187.9805 | 74.7254 | 0 | 0 | 0 | 0 | 0 | 0 | 0 | 0 | 90.4593 | 0 | 161.0371 | 227.3443 | 217.2056 | 146.8677 | 0 | 155.4515 | 44.9915 | 41.6672 | 21.8899 | 645.4708 | 38.6667 | 107.0758 | 46.3706 | 46.3706 | 80.9105 | 30.0785 | 44.9915 | 38.6667 | 33.2861 | 33.2861 | 56.6366 | 0 | 0 | 0 | 0 | 30.0785 | 30.0785 | 30.0785 | 50.6245 | 33.2861 | 108.8791 | 0 | 0 | 21.4522 | 0 | 0 | 0 | 94.6321 | 46.2697 | 119.238 | 60.6213 | 52.9931 | 21.4522 | 124.5906 | 145.5712 | 33.9853 | 161.3949 | 127.7003 | 552.2574 | 113.0821 | 109.7544 | 132.6813 | 21.4541 | 26.2818 | 26.2818 | 21.4541 | 43.6331 | 75.9811 | 172.5933 | 1576.6376 | 120.4125 | 75.9811 | 72.3824 | 139.7195 | 96.2095 | 82.82 | 79.6341 | 72.3824 | 145.9893 | 65.037 | 46.2697 | 46.2697 | 145.3698 | 95.4494 | 0 | 0 | 0 | 26.2818 | 26.2818 | 27.8138 | 0 | 0 | 0 | 0 | 0 | 0 | 21.4541 | 46.2697 | 139.922 | 26.2818 | 33.0457 | 63.2156 | 0 | 0 | 0 | 0 | 0 | 0 | 0 | 0 | 0 | 0 | 0 | 0 | 0 | 0 | 0 | 0 | 0 | 0 | 0 | 0 | 0 | 0 | 0 | 0 | 0 | 0 | 0 | 0 | 0 | 0 | 0 | 0 | 0 | 0 | 0 | 0 | 0 | 0 | 0 | 0 | 0 | 0 | 0 | 0 | 0 | 0 | 0 | 0 | 0 | 0 | 0 | 0 | 0 | 0 | 0 | 0 | 0 | 0 | 0 | 0 | 0 | 0 | 0 | 0 | 0 | 0 | 0 | 0 | 0 | 0 | 0 | 0 | 0 | 0 | 0 | 0 | 0 | 0 | 0 | 0 | 0 | 0 | 0 | 0 | 0 | 0 | 0 | 0 | 0 | 0 | 0 | 0 | 0 | 0 | 0 | 0 | 0 | 0 | 0 | 0 | 0 | 0 | 0 | 0 | 0 | 0 | 0 | 0 | 0 | 2017-01-25 23:00
t0601 | 0 | 129.8637 | 319.7938 | 151.8089 | 35.2292 | 248.1384 | 35.2292 | 681.355 | 58.758 | 58.758 | 1914.4274 | 59.8346 | 83.4562 | 359.6886 | 427.2247 | 63.3702 | 74.3292 | 352.8054 | 217.4312 | 390.0803 | 0 | 0 | 400.3101 | 36.5408 | 36.5408 | 36.5408 | 88.0295 | 166.2631 | 300.252 | 120.956 | 336.2824 | 85.2093 | 260.6309 | 239.2829 | 279.3291 | 264.6787 | 146.5273 | 676.5819 | 395.7257 | 100.828 | 243.9087 | 277.1378 | 115.9518 | 245.7103 | 470.7423 | 115.9518 | 46.2761 | 300.9847 | 824.9742 | 177.6379 | 182.1728 | 95.4934 | 193.6455 | 46.2761 | 177.2802 | 313.1097 | 104.1698 | 341.2518 | 34.5623 | 198.154 | 34.5623 | 115.9518 | 166.2631 | 64.6713 | 470.7423 | 0 | 0 | 0 | 0 | 0 | 0 | 0 | 0 | 166.0957 | 0 | 0 | 0 | 0 | 258.0619 | 283.9402 | 27.4394 | 29.5225 | 212.1507 | 150.7218 | 11.3972 | 77.6272 | 87.848 | 260.2011 | 153.9637 | 210.4113 | 86.0722 | 27.4394 | 247.712 | 42.1294 | 246.5215 | 117.2483 | 154.4131 | 45.54 | 86.0677 | 453.0709 | 19.9393 | 148.1327 | 141.2163 | 11.3972 | 11.3972 | 57.8432 | 119.6488 | 61.2641 | 120.9701 | 151.7479 | 71.9129 | 62.0019 | 533.5505 | 97.2809 | 77.6272 | 74.5489 | 74.5489 | 31.1235 | 40.9747 | 533.5505 | 332.5068 | 144.0295 | 0 | 0 | 0 | 75.4027 | 87.848 | 72.9798 | 330.1407 | 86.0677 | 0 | 64.5344 | 40.9747 | 11.3972 | 56.77 | 22.9293 | 0 | 0 | 0 | 84.0205 | 0 | 0 | 131.4501 | 0 | 27.9692 | 0 | 0 | 196.5821 | 88.8892 | 22.9293 | 28.1418 | 28.1418 | 59.5491 | 127.1907 | 168.4248 | 127.3073 | 283.9674 | 180.2593 | 105.4022 | 250.0022 | 217.4821 | 134.8002 | 137.2868 | 340.1448 | 174.1131 | 159.4837 | 88.3096 | 82.3539 | 174.579 | 179.9954 | 67.4947 | 82.3539 | 82.3539 | 128.2112 | 88.3096 | 88.3096 | 88.3096 | 146.9487 | 162.0814 | 143.1818 | 120.1442 | 120.1442 | 93.0107 | 147.7338 | 417.1166 | 159.6361 | 89.1598 | 508.4667 | 167.7019 | 89.1598 | 313.8336 | 817.0545 | 121.1927 | 472.317 | 361.1061 | 167.7019 | 95.3513 | 57.4977 | 182.9094 | 51.7092 | 51.7092 | 51.7092 | 144.2559 | 163.7817 | 61.3093 | 132.2375 | 210.4861 | 209.2323 | 118.0768 | 118.0768 | 116.0666 | 380.8174 | 51.7092 | 365.2411 | 218.0734 | 365.5001 | 138.6168 | 111.9027 | 276.997 | 88.683 | 186.3572 | 88.683 | 222.282 | 72.6683 | 107.3061 | 64.6713 | 64.6713 | 72.6683 | 336.5281 | 279.4901 | 138.3668 | 183.4372 | 118.6511 | 72.6683 | 823.0516 | 181.9211 | 180.8618 | 418.5942 | 657.2845 | 87.6662 | 97.2221 | 139.8789 | 310.5114 | 97.2221 | 54.0631 | 121.93 | 103.382 | 89.1107 | 99.4973 | 53.7902 | 53.7902 | 89.3609 | 49.1219 | 144.3163 | 228.6968 | 101.4155 | 186.3572 | 95.0501 | 196.3757 | 176.3691 | 101.4155 | 95.0501 | 72.5757 | 218.0031 | 174.831 | 53.5352 | 26.2376 | 353.1687 | 71.6374 | 237.6934 | 71.6064 | 350.0699 | 853.2514 | 41.0953 | 249.4918 | 218.0031 | 318.0419 | 71.6064 | 27.9692 | 400.3286 | 240.5792 | 198.3234 | 219.5853 | 0 | 82.3539 | 145.0004 | 394.844 | 0 | 87.6662 | 112.7093 | 174.579 | 75.7035 | 104.2889 | 180.6868 | 69.8698 | 0 | 0 | 0 | 0 | 0 | 0 | 0 | 0 | 88.8892 | 0 | 156.3122 | 227.8663 | 206.0321 | 140.6073 | 0 | 145.2308 | 40.2142 | 39.0947 | 19.9393 | 594.6515 | 36.9416 | 99.6762 | 42.3939 | 42.3939 | 71.7246 | 27.6693 | 40.2142 | 36.9416 | 30.7837 | 30.7837 | 52.6613 | 0 | 0 | 0 | 0 | 27.6693 | 27.6693 | 27.6693 | 47.2486 | 30.7837 | 102.0066 | 0 | 0 | 20.1345 | 0 | 0 | 0 | 88.0629 | 45.2613 | 111.8027 | 60.296 | 49.8184 | 20.1345 | 120.7546 | 135.144 | 31.8944 | 157.4785 | 121.6959 | 533.5387 | 108.1854 | 105.1286 | 126.1839 | 20.5244 | 25.1751 | 25.1751 | 20.5244 | 40.2415 | 71.6784 | 162.8097 | 1509.9079 | 110.0884 | 71.6784 | 68.697 | 130.8101 | 88.6528 | 75.6794 | 72.9003 | 68.697 | 134.7137 | 61.5669 | 45.2613 | 45.2613 | 135.971 | 88.8979 | 0 | 0 | 0 | 25.1751 | 25.1751 | 25.7973 | 0 | 0 | 0 | 0 | 0 | 0 | 20.5244 | 45.2613 | 130.94 | 25.1751 | 31.4652 | 58.1144 | 0 | 0 | 0 | 0 | 0 | 0 | 0 | 0 | 0 | 0 | 0 | 0 | 0 | 0 | 0 | 0 | 0 | 0 | 0 | 0 | 0 | 0 | 0 | 0 | 0 | 0 | 0 | 0 | 0 | 0 | 0 | 0 | 0 | 0 | 0 | 0 | 0 | 0 | 0 | 0 | 0 | 0 | 0 | 0 | 0 | 0 | 0 | 0 | 0 | 0 | 0 | 0 | 0 | 0 | 0 | 0 | 0 | 0 | 0 | 0 | 0 | 0 | 0 | 0 | 0 | 0 | 0 | 0 | 0 | 0 | 0 | 0 | 0 | 0 | 0 | 0 | 0 | 0 | 0 | 0 | 0 | 0 | 0 | 0 | 0 | 0 | 0 | 0 | 0 | 0 | 0 | 0 | 0 | 0 | 0 | 0 | 0 | 0 | 0 | 0 | 0 | 0 | 0 | 0 | 0 | 0 | 0 | 0 | 0 | 2017-01-26
t0602 | 0 | 130.1324 | 310.8173 | 152.1391 | 33.8131 | 239.8411 | 33.8131 | 709.8196 | 57.0808 | 57.0808 | 1884.1378 | 56.5876 | 83.1999 | 363.6039 | 429.836 | 63.8547 | 73.1415 | 349.3376 | 213.986 | 396.9455 | 0 | 0 | 390.4872 | 36.1865 | 36.1865 | 36.1865 | 88.3638 | 166.1159 | 305.1986 | 116.8907 | 332.1788 | 83.3585 | 263.5271 | 242.6225 | 277.7603 | 260.5083 | 146.9148 | 699.0326 | 401.7498 | 100.8252 | 248.7858 | 275.3954 | 116.5782 | 246.8594 | 476.1452 | 116.5782 | 46.3415 | 300.9574 | 828.6564 | 179.8512 | 180.1307 | 94.1488 | 195.1718 | 46.3415 | 177.2343 | 317.7753 | 104.5573 | 336.4762 | 33.8085 | 201.2266 | 33.8085 | 116.5782 | 166.1159 | 64.3507 | 476.1452 | 0 | 0 | 0 | 0 | 0 | 0 | 0 | 0 | 165.5263 | 0 | 0 | 0 | 0 | 257.0479 | 281.2443 | 27.2952 | 28.2731 | 203.2475 | 148.4205 | 11.0573 | 75.4776 | 85.7644 | 256.069 | 153.0492 | 209.4369 | 82.0754 | 27.2952 | 237.0041 | 40.9687 | 241.2319 | 114.0351 | 152.4981 | 44.5451 | 84.2892 | 440.0833 | 18.8548 | 145.9007 | 136.8854 | 11.0573 | 11.0573 | 55.4814 | 119.2692 | 59.9148 | 118.0928 | 150.5391 | 67.0316 | 55.0938 | 498.1146 | 91.9345 | 75.4776 | 73.3493 | 73.3493 | 30.3406 | 38.4238 | 498.1146 | 318.234 | 142.8076 | 0 | 0 | 0 | 74.3947 | 85.7644 | 71.9797 | 321.4033 | 84.2892 | 0 | 63.6488 | 38.4238 | 11.0573 | 54.1589 | 21.8464 | 0 | 0 | 0 | 82.8681 | 0 | 0 | 128.8808 | 0 | 26.7719 | 0 | 0 | 194.3814 | 89.8482 | 21.8464 | 27.6326 | 27.6326 | 56.7983 | 123.0471 | 161.7841 | 124.2108 | 279.6263 | 179.2973 | 103.4066 | 246.6759 | 210.6852 | 129.7286 | 134.7125 | 324.6973 | 172.0219 | 152.025 | 87.7187 | 81.5615 | 170.6252 | 173.0163 | 65.3284 | 81.5615 | 81.5615 | 122.3284 | 87.7187 | 87.7187 | 87.7187 | 141.4215 | 160.4325 | 136.5616 | 116.4731 | 116.4731 | 89.9738 | 140.112 | 411.6045 | 160.9001 | 84.583 | 483.9759 | 165.0833 | 84.583 | 288.4151 | 789.9581 | 115.1057 | 452.7911 | 352.5391 | 165.0833 | 92.2778 | 55.9543 | 174.1833 | 51.0903 | 51.0903 | 51.0903 | 138.6222 | 153.9831 | 57.6815 | 134.3081 | 207.4934 | 209.0335 | 118.4765 | 118.4765 | 113.5533 | 385.415 | 51.0903 | 351.7456 | 216.8914 | 362.9831 | 138.1341 | 110.6162 | 260.6118 | 86.9683 | 188.6464 | 86.9683 | 217.6213 | 70.0945 | 106.5201 | 64.3507 | 64.3507 | 70.0945 | 341.8366 | 281.7135 | 135.0912 | 177.1008 | 119.1985 | 70.0945 | 839.9403 | 180.4224 | 174.2674 | 405.3592 | 630.5036 | 86.9458 | 96.8338 | 133.4654 | 303.2571 | 96.8338 | 52.9878 | 119.0669 | 103.3565 | 87.7578 | 96.0521 | 53.1253 | 53.1253 | 88.6634 | 47.6775 | 140.5313 | 226.0426 | 99.2923 | 188.6464 | 93.1191 | 189.5643 | 175.1997 | 99.2923 | 93.1191 | 69.8111 | 208.4137 | 173.914 | 54.0403 | 25.3243 | 348.0704 | 69.7117 | 229.1891 | 69.4192 | 345.7013 | 846.6752 | 40.395 | 241.6426 | 208.4137 | 306.0845 | 69.4192 | 26.7719 | 418.1667 | 232.3198 | 198.454 | 223.2679 | 0 | 81.5615 | 143.2498 | 383.4523 | 0 | 86.9458 | 110.3972 | 170.6252 | 73.7493 | 98.9064 | 178.945 | 67.2046 | 0 | 0 | 0 | 0 | 0 | 0 | 0 | 0 | 89.8482 | 0 | 155.9568 | 234.2108 | 198.3591 | 136.8924 | 0 | 139.4741 | 36.907 | 37.8443 | 18.8548 | 554.6894 | 36.3674 | 94.1355 | 39.9675 | 39.9675 | 65.1362 | 26.1567 | 36.907 | 36.3674 | 29.5011 | 29.5011 | 50.6047 | 0 | 0 | 0 | 0 | 26.1567 | 26.1567 | 26.1567 | 45.4638 | 29.5011 | 98.5186 | 0 | 0 | 19.1509 | 0 | 0 | 0 | 84.3788 | 45.4323 | 107.3905 | 61.1354 | 48.2361 | 19.1509 | 120.4235 | 126.8974 | 30.9679 | 157.4205 | 118.7945 | 524.3607 | 106.4637 | 103.5486 | 123.2825 | 20.1746 | 24.819 | 24.819 | 20.1746 | 38.111 | 69.3576 | 158.1588 | 1448.5862 | 102.684 | 69.3576 | 66.8042 | 122.6944 | 83.8062 | 71.4991 | 68.447 | 66.8042 | 127.0774 | 59.3402 | 45.4323 | 45.4323 | 131.025 | 84.1784 | 0 | 0 | 0 | 24.819 | 24.819 | 24.6235 | 0 | 0 | 0 | 0 | 0 | 0 | 20.1746 | 45.4323 | 125.2336 | 24.819 | 30.8195 | 55.1841 | 0 | 0 | 0 | 0 | 0 | 0 | 0 | 0 | 0 | 0 | 0 | 0 | 0 | 0 | 0 | 0 | 0 | 0 | 0 | 0 | 0 | 0 | 0 | 0 | 0 | 0 | 0 | 0 | 0 | 0 | 0 | 0 | 0 | 0 | 0 | 0 | 0 | 0 | 0 | 0 | 0 | 0 | 0 | 0 | 0 | 0 | 0 | 0 | 0 | 0 | 0 | 0 | 0 | 0 | 0 | 0 | 0 | 0 | 0 | 0 | 0 | 0 | 0 | 0 | 0 | 0 | 0 | 0 | 0 | 0 | 0 | 0 | 0 | 0 | 0 | 0 | 0 | 0 | 0 | 0 | 0 | 0 | 0 | 0 | 0 | 0 | 0 | 0 | 0 | 0 | 0 | 0 | 0 | 0 | 0 | 0 | 0 | 0 | 0 | 0 | 0 | 0 | 0 | 0 | 0 | 0 | 0 | 0 | 0 | 2017-01-26 01:00
t0603 | 0 | 131.4457 | 310.5824 | 153.8017 | 33.6663 | 239.2408 | 33.6663 | 726.9376 | 56.9256 | 56.9256 | 1884.2938 | 55.972 | 83.9988 | 368.3519 | 435.1368 | 64.7092 | 73.4725 | 351.6015 | 214.935 | 403.4104 | 0 | 0 | 390.5771 | 36.4436 | 36.4436 | 36.4436 | 89.369 | 167.7141 | 310.0073 | 116.1041 | 333.6118 | 83.5141 | 267.2242 | 246.276 | 280.0713 | 261.6451 | 148.5966 | 713.7627 | 407.48 | 101.8518 | 253.0062 | 277.3793 | 117.9477 | 249.7034 | 481.667 | 117.9477 | 46.8751 | 303.9859 | 838.1641 | 182.4595 | 181.0615 | 94.6575 | 197.6878 | 46.8751 | 179.0579 | 322.6663 | 105.7886 | 337.858 | 33.9007 | 204.3533 | 33.9007 | 117.9477 | 167.7141 | 64.879 | 481.667 | 0 | 0 | 0 | 0 | 0 | 0 | 0 | 0 | 167.022 | 0 | 0 | 0 | 0 | 259.2184 | 283.2001 | 27.5463 | 28.1786 | 202.0814 | 149.2614 | 11.0618 | 75.5654 | 86.0447 | 257.0648 | 154.2547 | 211.2333 | 81.5526 | 27.5463 | 235.2228 | 41.0323 | 241.7562 | 114.1903 | 153.5126 | 44.7028 | 84.5977 | 439.6783 | 18.7014 | 146.6985 | 136.8691 | 11.0618 | 11.0618 | 55.2343 | 120.3678 | 60.1038 | 118.3869 | 151.6488 | 65.8306 | 52.8974 | 489.2948 | 91.1236 | 75.5654 | 73.7475 | 73.7475 | 30.4058 | 37.9297 | 489.2948 | 316.0015 | 143.9832 | 0 | 0 | 0 | 74.8822 | 86.0447 | 72.4206 | 321.6741 | 84.5977 | 0 | 64.0454 | 37.9297 | 11.0618 | 53.752 | 21.6934 | 0 | 0 | 0 | 83.3226 | 0 | 0 | 129.2984 | 0 | 26.6639 | 0 | 0 | 195.6292 | 91.1228 | 21.6934 | 27.7513 | 27.7513 | 56.519 | 122.8871 | 161.0479 | 124.4707 | 280.5771 | 180.7831 | 103.7508 | 248.0573 | 209.9443 | 129.2624 | 135.2105 | 320.8821 | 173.0037 | 150.9696 | 88.3184 | 82.0797 | 170.8031 | 172.4145 | 65.2417 | 82.0797 | 82.0797 | 121.3602 | 88.3184 | 88.3184 | 88.3184 | 140.912 | 161.3832 | 135.5867 | 116.3946 | 116.3946 | 89.8168 | 138.5429 | 413.681 | 162.8775 | 83.7866 | 476.8205 | 165.6753 | 83.7866 | 280.6756 | 785.0045 | 114.1766 | 449.5307 | 352.8685 | 165.6753 | 92.0407 | 55.9884 | 173.0105 | 51.4109 | 51.4109 | 51.4109 | 138.1316 | 151.8427 | 57.0264 | 136.4566 | 208.5605 | 211.0974 | 119.7974 | 119.7974 | 113.7603 | 391.0842 | 51.4109 | 350.2668 | 218.6717 | 365.7747 | 139.3801 | 111.3506 | 256.4827 | 87.2477 | 191.2809 | 87.2477 | 217.9439 | 69.8425 | 107.2239 | 64.879 | 64.879 | 69.8425 | 346.9329 | 285.2708 | 135.1665 | 176.4613 | 120.5437 | 69.8425 | 853.7729 | 181.736 | 173.2486 | 403.8274 | 623.9171 | 87.5763 | 97.681 | 132.5337 | 303.5566 | 97.681 | 53.1935 | 119.2242 | 104.3897 | 88.1852 | 95.8309 | 53.4104 | 53.4104 | 89.2686 | 47.6467 | 140.2142 | 227.1892 | 99.5733 | 191.2809 | 93.3317 | 188.7399 | 176.5897 | 99.5733 | 93.3317 | 69.6072 | 206.5741 | 175.2835 | 54.7985 | 25.2971 | 349.9154 | 69.7738 | 228.4159 | 69.379 | 347.9266 | 851.4189 | 40.6008 | 241.6751 | 206.5741 | 304.4229 | 69.379 | 26.6639 | 428.4662 | 231.6987 | 200.3506 | 226.772 | 0 | 82.0797 | 144.1932 | 380.9264 | 0 | 87.5763 | 110.6644 | 170.8031 | 73.6591 | 98.1824 | 180.2194 | 66.959 | 0 | 0 | 0 | 0 | 0 | 0 | 0 | 0 | 91.1228 | 0 | 157.4219 | 238.8284 | 197.2396 | 136.7222 | 0 | 138.8685 | 36.1351 | 37.8121 | 18.7014 | 544.9105 | 36.5488 | 92.9358 | 39.5504 | 39.5504 | 63.4974 | 25.893 | 36.1351 | 36.5488 | 29.3923 | 29.3923 | 50.4437 | 0 | 0 | 0 | 0 | 25.893 | 25.893 | 25.893 | 45.3216 | 29.3923 | 98.3402 | 0 | 0 | 18.9527 | 0 | 0 | 0 | 83.9672 | 45.9456 | 106.8666 | 61.984 | 48.1848 | 18.9527 | 121.5545 | 124.9425 | 30.9902 | 158.9234 | 118.9061 | 525.5371 | 106.9492 | 104.0491 | 123.4978 | 20.2545 | 24.9506 | 24.9506 | 20.2545 | 37.7467 | 69.2186 | 158.1745 | 1435.2962 | 101.0142 | 69.2186 | 66.7783 | 120.5452 | 82.9356 | 70.8414 | 67.5642 | 66.7783 | 125.5775 | 59.0615 | 45.9456 | 45.9456 | 130.667 | 83.2187 | 0 | 0 | 0 | 24.9506 | 24.9506 | 24.4672 | 0 | 0 | 0 | 0 | 0 | 0 | 20.2545 | 45.9456 | 124.3767 | 24.9506 | 30.9083 | 54.7677 | 0 | 0 | 0 | 0 | 0 | 0 | 0 | 0 | 0 | 0 | 0 | 0 | 0 | 0 | 0 | 0 | 0 | 0 | 0 | 0 | 0 | 0 | 0 | 0 | 0 | 0 | 0 | 0 | 0 | 0 | 0 | 0 | 0 | 0 | 0 | 0 | 0 | 0 | 0 | 0 | 0 | 0 | 0 | 0 | 0 | 0 | 0 | 0 | 0 | 0 | 0 | 0 | 0 | 0 | 0 | 0 | 0 | 0 | 0 | 0 | 0 | 0 | 0 | 0 | 0 | 0 | 0 | 0 | 0 | 0 | 0 | 0 | 0 | 0 | 0 | 0 | 0 | 0 | 0 | 0 | 0 | 0 | 0 | 0 | 0 | 0 | 0 | 0 | 0 | 0 | 0 | 0 | 0 | 0 | 0 | 0 | 0 | 0 | 0 | 0 | 0 | 0 | 0 | 0 | 0 | 0 | 0 | 0 | 0 | 2017-01-26 02:00
t0604 | 0 | 133.4324 | 314.8105 | 156.0445 | 34.0809 | 242.389 | 34.0809 | 738.8998 | 57.7682 | 57.7682 | 1915.7831 | 56.6601 | 85.1734 | 374.0933 | 441.5536 | 65.6457 | 74.476 | 356.5722 | 217.892 | 409.5699 | 0 | 0 | 396.05 | 36.9449 | 36.9449 | 36.9449 | 90.6862 | 170.1616 | 314.7556 | 117.96 | 338.585 | 84.6623 | 271.2323 | 249.9933 | 284.0248 | 265.2642 | 150.7315 | 725.3568 | 413.9888 | 103.3246 | 256.9193 | 281.4497 | 119.7098 | 253.4211 | 489.726 | 119.7098 | 47.5302 | 308.4005 | 850.6195 | 185.2062 | 183.7088 | 95.947 | 200.6265 | 47.5302 | 181.6225 | 327.5483 | 107.3171 | 342.7646 | 34.3462 | 207.459 | 34.3462 | 119.7098 | 170.1616 | 65.8119 | 489.726 | 0 | 0 | 0 | 0 | 0 | 0 | 0 | 0 | 169.404 | 0 | 0 | 0 | 0 | 262.9814 | 287.1411 | 27.9218 | 28.4878 | 204.6495 | 151.2164 | 11.1978 | 76.5047 | 87.0951 | 260.6934 | 156.4638 | 214.2383 | 82.5091 | 27.9218 | 238.4037 | 41.5333 | 245.0492 | 115.6044 | 155.5503 | 45.2653 | 85.6852 | 445.6334 | 18.8956 | 148.6482 | 138.5653 | 11.1978 | 11.1978 | 55.9077 | 122.0792 | 60.8725 | 119.8918 | 153.7836 | 66.6624 | 53.5541 | 495.6456 | 92.0956 | 76.5047 | 74.7074 | 74.7074 | 30.7867 | 38.3483 | 495.6456 | 320.197 | 145.9053 | 0 | 0 | 0 | 75.86 | 87.0951 | 73.38 | 325.8614 | 85.6852 | 0 | 64.889 | 38.3483 | 11.1978 | 54.4318 | 21.9517 | 0 | 0 | 0 | 84.4621 | 0 | 0 | 131.04 | 0 | 26.9649 | 0 | 0 | 198.3253 | 92.4718 | 21.9517 | 28.1173 | 28.1173 | 57.1305 | 124.4365 | 163.0925 | 126.0662 | 284.6792 | 183.3537 | 105.1609 | 251.4601 | 212.9923 | 130.892 | 137.0219 | 325.9295 | 175.4298 | 152.7832 | 89.626 | 83.2521 | 173.1994 | 174.5131 | 66.0751 | 83.2521 | 83.2521 | 122.9325 | 89.626 | 89.626 | 89.626 | 142.6898 | 163.709 | 137.2565 | 117.8847 | 117.8847 | 90.9743 | 140.396 | 419.5215 | 165.366 | 84.8122 | 484.8985 | 168.0607 | 84.8122 | 284.6963 | 797.4148 | 115.5101 | 455.7798 | 357.7312 | 168.0607 | 93.2901 | 56.7197 | 175.0126 | 52.1129 | 52.1129 | 52.1129 | 139.8066 | 153.748 | 57.6551 | 138.4943 | 211.4299 | 214.1384 | 121.5674 | 121.5674 | 115.3301 | 396.8759 | 52.1129 | 354.901 | 221.7873 | 370.9591 | 141.3672 | 112.859 | 260.1003 | 88.4299 | 194.22 | 88.4299 | 221.0462 | 70.7707 | 108.8083 | 65.8119 | 65.8119 | 70.7707 | 352.377 | 289.5677 | 137.0657 | 178.8562 | 122.3554 | 70.7707 | 867.3812 | 184.2912 | 175.7607 | 409.7171 | 634.0934 | 88.8098 | 99.0772 | 134.1678 | 307.7617 | 99.0772 | 53.8815 | 120.8447 | 105.9058 | 89.3898 | 97.0439 | 54.1662 | 54.1662 | 90.5622 | 48.2725 | 142.3441 | 230.4993 | 100.9009 | 194.22 | 94.6278 | 191.3878 | 179.0769 | 100.9009 | 94.6278 | 70.4429 | 209.5029 | 177.829 | 55.5949 | 25.5949 | 354.6701 | 70.671 | 231.3919 | 70.263 | 352.5873 | 864.4828 | 41.127 | 244.5703 | 209.5029 | 308.643 | 70.263 | 26.9649 | 435.6768 | 234.7109 | 203.3708 | 230.273 | 0 | 83.2521 | 146.1274 | 387.5352 | 0 | 88.8098 | 112.1844 | 173.1994 | 74.7355 | 99.2353 | 182.6994 | 67.7951 | 0 | 0 | 0 | 0 | 0 | 0 | 0 | 0 | 92.4718 | 0 | 159.681 | 242.5866 | 200.0245 | 138.6969 | 0 | 140.6028 | 36.4891 | 38.2842 | 18.8956 | 551.8108 | 37.0412 | 94.1571 | 39.9866 | 39.9866 | 64.0903 | 26.1939 | 36.4891 | 37.0412 | 29.7277 | 29.7277 | 51.0431 | 0 | 0 | 0 | 0 | 26.1939 | 26.1939 | 26.1939 | 45.8766 | 29.7277 | 99.5653 | 0 | 0 | 19.2118 | 0 | 0 | 0 | 84.9887 | 46.6249 | 108.2459 | 62.9678 | 48.7966 | 19.2118 | 123.2829 | 126.5903 | 31.3719 | 161.2739 | 120.5401 | 533.3348 | 108.4094 | 105.4776 | 125.1589 | 20.5324 | 25.2918 | 25.2918 | 20.5324 | 38.1929 | 70.1286 | 160.2125 | 1457.5134 | 102.1965 | 70.1286 | 67.6813 | 122.2695 | 83.9166 | 71.6088 | 68.3377 | 67.6813 | 127.102 | 59.877 | 46.6249 | 46.6249 | 132.2885 | 84.3031 | 0 | 0 | 0 | 25.2918 | 25.2918 | 24.7611 | 0 | 0 | 0 | 0 | 0 | 0 | 20.5324 | 46.6249 | 125.9877 | 25.2918 | 31.3232 | 55.3843 | 0 | 0 | 0 | 0 | 0 | 0 | 0 | 0 | 0 | 0 | 0 | 0 | 0 | 0 | 0 | 0 | 0 | 0 | 0 | 0 | 0 | 0 | 0 | 0 | 0 | 0 | 0 | 0 | 0 | 0 | 0 | 0 | 0 | 0 | 0 | 0 | 0 | 0 | 0 | 0 | 0 | 0 | 0 | 0 | 0 | 0 | 0 | 0 | 0 | 0 | 0 | 0 | 0 | 0 | 0 | 0 | 0 | 0 | 0 | 0 | 0 | 0 | 0 | 0 | 0 | 0 | 0 | 0 | 0 | 0 | 0 | 0 | 0 | 0 | 0 | 0 | 0 | 0 | 0 | 0 | 0 | 0 | 0 | 0 | 0 | 0 | 0 | 0 | 0 | 0 | 0 | 0 | 0 | 0 | 0 | 0 | 0 | 0 | 0 | 0 | 0 | 0 | 0 | 0 | 0 | 0 | 0 | 0 | 0 | 2017-01-26 03:00
t0605 | 0 | 139.3136 | 330.8994 | 162.5026 | 35.8128 | 254.8852 | 35.8128 | 763.5812 | 61.0764 | 61.0764 | 2031.6202 | 59.9571 | 88.6521 | 389.9597 | 459.3926 | 68.1624 | 77.8539 | 372.5448 | 227.8703 | 425.0698 | 0 | 0 | 416.3794 | 38.5275 | 38.5275 | 38.5275 | 94.4427 | 177.4546 | 326.8988 | 125.7123 | 355.4332 | 88.779 | 281.9174 | 259.641 | 296.151 | 277.4982 | 156.7759 | 751.4307 | 431.5384 | 107.6431 | 266.6237 | 294.3367 | 124.7002 | 264.0044 | 513.1446 | 124.7002 | 49.3705 | 321.3954 | 886.1065 | 192.4408 | 192.5014 | 100.1947 | 208.689 | 49.3705 | 189.109 | 340.1105 | 111.6113 | 359.4608 | 35.9139 | 215.4293 | 35.9139 | 124.7002 | 177.4546 | 68.6874 | 513.1446 | 0 | 0 | 0 | 0 | 0 | 0 | 0 | 0 | 176.5856 | 0 | 0 | 0 | 0 | 274.525 | 299.641 | 29.0417 | 29.7756 | 215.6406 | 157.6015 | 11.7063 | 79.9477 | 90.7452 | 273.101 | 163.3275 | 223.403 | 86.7301 | 29.0417 | 252.3362 | 43.354 | 256.7757 | 120.7635 | 162.0398 | 47.2053 | 89.4245 | 468.3872 | 19.8154 | 155.0526 | 144.9832 | 11.7063 | 11.7063 | 58.7328 | 127.2129 | 63.5497 | 125.2224 | 160.4903 | 71.1587 | 58.5254 | 529.5225 | 96.7374 | 79.9477 | 77.8608 | 77.8608 | 32.1486 | 40.5062 | 529.5225 | 338.465 | 151.7746 | 0 | 0 | 0 | 78.9787 | 90.7452 | 76.4779 | 341.2828 | 89.4245 | 0 | 67.6039 | 40.5062 | 11.7063 | 57.4541 | 23.1035 | 0 | 0 | 0 | 88.2083 | 0 | 0 | 137.0885 | 0 | 28.2331 | 0 | 0 | 206.9871 | 96.039 | 23.1035 | 29.3554 | 29.3554 | 59.7853 | 130.4547 | 171.6254 | 131.7722 | 298.8618 | 191.2518 | 110.0477 | 262.6169 | 225.1802 | 137.5603 | 143.2439 | 348.9374 | 183.3716 | 160.8434 | 93.8053 | 87.0337 | 181.9426 | 183.1268 | 69.3093 | 87.0337 | 87.0337 | 129.9407 | 93.8053 | 93.8053 | 93.8053 | 149.9647 | 171.2925 | 144.6668 | 123.5791 | 123.5791 | 95.5043 | 149.1226 | 438.9539 | 172.3481 | 89.5901 | 522.757 | 176.2745 | 89.5901 | 308.4683 | 848.9423 | 121.6241 | 482.8259 | 375.5351 | 176.2745 | 98.2355 | 59.4271 | 183.9464 | 54.3749 | 54.3749 | 54.3749 | 146.6956 | 163.3591 | 60.7976 | 143.6236 | 220.9464 | 223.1222 | 126.6474 | 126.6474 | 120.9627 | 411.9653 | 54.3749 | 373.9636 | 231.3813 | 387.1259 | 147.3603 | 117.6718 | 278.287 | 92.5386 | 202.1221 | 92.5386 | 232.2467 | 74.5372 | 113.8991 | 68.6874 | 68.6874 | 74.5372 | 366.737 | 301.4788 | 144.0685 | 188.5464 | 127.5541 | 74.5372 | 901.9781 | 192.336 | 186.2702 | 433.3742 | 679.1281 | 92.6966 | 103.3193 | 141.394 | 323.1348 | 103.3193 | 56.2339 | 126.7306 | 110.3762 | 93.4105 | 101.863 | 56.662 | 56.662 | 94.6913 | 50.6567 | 150.6056 | 241.5161 | 105.5585 | 202.1221 | 99.2285 | 202.208 | 186.7795 | 105.5585 | 99.2285 | 73.8365 | 222.5154 | 185.7496 | 57.6986 | 26.7549 | 370.3704 | 73.9745 | 243.448 | 73.6357 | 367.5247 | 907.5228 | 42.8706 | 255.4906 | 222.5154 | 326.298 | 73.6357 | 28.2331 | 450.5345 | 246.7322 | 212.4279 | 239.2661 | 0 | 87.0337 | 152.3029 | 414.6902 | 0 | 92.6966 | 117.5649 | 181.9426 | 78.8431 | 104.0862 | 190.5246 | 71.2262 | 0 | 0 | 0 | 0 | 0 | 0 | 0 | 0 | 96.039 | 0 | 166.435 | 251.2486 | 211.686 | 146.2442 | 0 | 147.8289 | 38.7333 | 40.1005 | 19.8154 | 588.8976 | 38.6796 | 100.1036 | 42.1241 | 42.1241 | 68.2545 | 27.6354 | 38.7333 | 38.6796 | 31.1263 | 31.1263 | 53.4962 | 0 | 0 | 0 | 0 | 27.6354 | 27.6354 | 27.6354 | 48.1342 | 31.1263 | 104.3879 | 0 | 0 | 20.406 | 0 | 0 | 0 | 89.3167 | 48.5675 | 114.026 | 65.6418 | 51.1583 | 20.406 | 128.4434 | 134.9927 | 32.7877 | 168.3047 | 126.523 | 560.9781 | 113.3206 | 110.2512 | 131.1368 | 21.4812 | 26.4187 | 26.4187 | 21.4812 | 40.2974 | 73.7016 | 167.8568 | 1554.9072 | 108.5768 | 73.7016 | 71.0914 | 131.1362 | 88.6223 | 75.2889 | 72.28 | 71.0914 | 134.5674 | 63.2418 | 48.5675 | 48.5675 | 138.8122 | 89.4656 | 0 | 0 | 0 | 26.4187 | 26.4187 | 26.0505 | 0 | 0 | 0 | 0 | 0 | 0 | 21.4812 | 48.5675 | 133.0149 | 26.4187 | 32.7767 | 58.2048 | 0 | 0 | 0 | 0 | 0 | 0 | 0 | 0 | 0 | 0 | 0 | 0 | 0 | 0 | 0 | 0 | 0 | 0 | 0 | 0 | 0 | 0 | 0 | 0 | 0 | 0 | 0 | 0 | 0 | 0 | 0 | 0 | 0 | 0 | 0 | 0 | 0 | 0 | 0 | 0 | 0 | 0 | 0 | 0 | 0 | 0 | 0 | 0 | 0 | 0 | 0 | 0 | 0 | 0 | 0 | 0 | 0 | 0 | 0 | 0 | 0 | 0 | 0 | 0 | 0 | 0 | 0 | 0 | 0 | 0 | 0 | 0 | 0 | 0 | 0 | 0 | 0 | 0 | 0 | 0 | 0 | 0 | 0 | 0 | 0 | 0 | 0 | 0 | 0 | 0 | 0 | 0 | 0 | 0 | 0 | 0 | 0 | 0 | 0 | 0 | 0 | 0 | 0 | 0 | 0 | 0 | 0 | 0 | 0 | 2017-01-26 04:00
t0606 | 0 | 155.9441 | 371.7839 | 181.9791 | 40.3233 | 286.6173 | 40.3233 | 851.1718 | 68.5584 | 68.5584 | 2274.5262 | 67.5934 | 99.3685 | 436.0352 | 514.2206 | 76.3055 | 87.3812 | 417.7561 | 255.7315 | 475.1663 | 0 | 0 | 467.5312 | 43.2163 | 43.2163 | 43.2163 | 105.7345 | 198.7702 | 365.4432 | 141.0376 | 398.3933 | 99.6834 | 315.3731 | 290.3654 | 331.9827 | 311.4059 | 175.5905 | 838.3151 | 482.2098 | 120.578 | 297.9427 | 329.815 | 139.5687 | 295.5125 | 573.2159 | 139.5687 | 55.3189 | 359.9991 | 991.9003 | 215.2456 | 215.8014 | 112.4414 | 233.54 | 55.3189 | 211.8612 | 380.3177 | 124.9865 | 403.0946 | 40.3457 | 240.8721 | 40.3457 | 139.5687 | 198.7702 | 76.9771 | 573.2159 | 0 | 0 | 0 | 0 | 0 | 0 | 0 | 0 | 197.8918 | 0 | 0 | 0 | 0 | 307.5961 | 336.0572 | 32.5676 | 33.5699 | 242.7572 | 176.9598 | 13.1691 | 89.9116 | 102.0396 | 306.4026 | 183.0625 | 250.3899 | 97.7549 | 32.5676 | 283.906 | 48.7656 | 288.339 | 135.8162 | 181.8735 | 53.0555 | 100.4741 | 526.3161 | 22.3756 | 174.0671 | 163.0989 | 13.1691 | 13.1691 | 66.1405 | 142.5642 | 71.4142 | 140.7492 | 179.9485 | 80.2977 | 66.3302 | 597.2781 | 109.2149 | 89.9116 | 87.4365 | 87.4365 | 36.1445 | 45.7464 | 597.2781 | 380.8781 | 170.2862 | 0 | 0 | 0 | 88.6687 | 102.0396 | 85.8498 | 383.5884 | 100.4741 | 0 | 75.8935 | 45.7464 | 13.1691 | 64.705 | 26.0382 | 0 | 0 | 0 | 98.9827 | 0 | 0 | 153.9344 | 0 | 31.8237 | 0 | 0 | 232.2011 | 107.456 | 26.0382 | 32.9665 | 32.9665 | 67.4356 | 146.7524 | 193.1666 | 148.1046 | 335.1487 | 214.3684 | 123.5518 | 294.6743 | 252.8824 | 154.813 | 160.8452 | 391.9596 | 205.6815 | 181.2512 | 105.1044 | 97.5825 | 204.2586 | 206.1905 | 77.9541 | 97.5825 | 97.5825 | 146.3006 | 105.1044 | 105.1044 | 105.1044 | 168.7719 | 192.0421 | 162.9731 | 138.9714 | 138.9714 | 107.4113 | 167.9237 | 492.3696 | 192.8058 | 100.9787 | 586.7812 | 197.7187 | 100.9787 | 348.0245 | 952.5342 | 137.1361 | 542.9729 | 421.7211 | 197.7187 | 110.416 | 66.7934 | 207.3797 | 61.0089 | 61.0089 | 61.0089 | 165.1813 | 184.2177 | 68.6446 | 160.619 | 247.9275 | 249.9635 | 141.7903 | 141.7903 | 135.8138 | 460.891 | 61.0089 | 420.6227 | 259.344 | 433.9889 | 165.1417 | 132.035 | 313.3968 | 103.9012 | 226.0196 | 103.9012 | 260.6518 | 83.8219 | 127.6282 | 76.9771 | 76.9771 | 83.8219 | 409.8755 | 337.3228 | 161.7502 | 211.9671 | 142.7615 | 83.8219 | 1007.4994 | 215.6632 | 209.2824 | 486.6774 | 762.1912 | 103.9369 | 115.7877 | 159.2787 | 362.8435 | 115.7877 | 63.1741 | 142.3363 | 123.6353 | 104.8345 | 114.6041 | 63.5509 | 63.5509 | 106.1342 | 56.9447 | 168.968 | 270.769 | 118.5571 | 226.0196 | 111.3906 | 227.2425 | 209.401 | 118.5571 | 111.3906 | 83.1424 | 250.2356 | 208.1476 | 64.5791 | 30.1243 | 415.6647 | 83.1583 | 273.8411 | 82.8114 | 412.4704 | 1016.473 | 48.149 | 287.5336 | 250.2356 | 366.8382 | 82.8114 | 31.8237 | 501.9596 | 277.5073 | 237.8209 | 267.4449 | 0 | 97.5825 | 170.9201 | 464.5453 | 0 | 103.9369 | 131.9931 | 204.2586 | 88.4946 | 117.4709 | 213.7095 | 80.1711 | 0 | 0 | 0 | 0 | 0 | 0 | 0 | 0 | 107.456 | 0 | 186.4853 | 280.5295 | 237.9287 | 164.178 | 0 | 166.4152 | 43.8712 | 45.1127 | 22.3756 | 664.4733 | 43.418 | 112.7866 | 47.5525 | 47.5525 | 77.4095 | 31.1739 | 43.8712 | 43.418 | 35.0778 | 35.0778 | 60.2498 | 0 | 0 | 0 | 0 | 31.1739 | 31.1739 | 31.1739 | 54.1883 | 35.0778 | 117.4602 | 0 | 0 | 22.9676 | 0 | 0 | 0 | 100.5927 | 54.3724 | 128.3154 | 73.3631 | 57.5412 | 22.9676 | 143.938 | 152.1647 | 36.8817 | 188.483 | 142.0897 | 629.0785 | 127.1879 | 123.7259 | 147.2962 | 24.1107 | 29.6467 | 29.6467 | 24.1107 | 45.4425 | 82.8705 | 188.719 | 1746.2384 | 122.61 | 82.8705 | 79.8778 | 147.6954 | 99.9521 | 84.99 | 81.5938 | 79.8778 | 151.7588 | 71.0935 | 54.3724 | 54.3724 | 156.231 | 100.7876 | 0 | 0 | 0 | 29.6467 | 29.6467 | 29.3526 | 0 | 0 | 0 | 0 | 0 | 0 | 24.1107 | 54.3724 | 149.732 | 29.6467 | 36.8088 | 65.6528 | 0 | 0 | 0 | 0 | 0 | 0 | 0 | 0 | 0 | 0 | 0 | 0 | 0 | 0 | 0 | 0 | 0 | 0 | 0 | 0 | 0 | 0 | 0 | 0 | 0 | 0 | 0 | 0 | 0 | 0 | 0 | 0 | 0 | 0 | 0 | 0 | 0 | 0 | 0 | 0 | 0 | 0 | 0 | 0 | 0 | 0 | 0 | 0 | 0 | 0 | 0 | 0 | 0 | 0 | 0 | 0 | 0 | 0 | 0 | 0 | 0 | 0 | 0 | 0 | 0 | 0 | 0 | 0 | 0 | 0 | 0 | 0 | 0 | 0 | 0 | 0 | 0 | 0 | 0 | 0 | 0 | 0 | 0 | 0 | 0 | 0 | 0 | 0 | 0 | 0 | 0 | 0 | 0 | 0 | 0 | 0 | 0 | 0 | 0 | 0 | 0 | 0 | 0 | 0 | 0 | 0 | 0 | 0 | 0 | 2017-01-26 05:00
t0607 | 0 | 166.7585 | 417.8471 | 195.2705 | 46.4428 | 325.3902 | 46.4428 | 856.1094 | 76.5065 | 76.5065 | 2464.4516 | 79.3302 | 107.796 | 459.422 | 548.325 | 81.3544 | 96.6242 | 456.7592 | 282.5434 | 497.3395 | 0 | 0 | 521.6417 | 47.3628 | 47.3628 | 47.3628 | 113.0954 | 214.1306 | 382.9338 | 157.2518 | 434.7263 | 110.9982 | 333.5196 | 305.7335 | 361.0232 | 343.8462 | 188.5728 | 853.9593 | 503.8541 | 129.8666 | 310.4476 | 357.6448 | 148.7687 | 315.4024 | 598.8184 | 148.7687 | 59.6622 | 387.5994 | 1059.1607 | 227.1446 | 235.6199 | 124.0527 | 248.2521 | 59.6622 | 228.4617 | 399.8523 | 133.9643 | 442.0245 | 45.1101 | 252.9269 | 45.1101 | 148.7687 | 214.1306 | 83.4913 | 598.8184 | 0 | 0 | 0 | 0 | 0 | 0 | 0 | 0 | 214.3753 | 0 | 0 | 0 | 0 | 332.8678 | 367.8136 | 35.5149 | 39.1109 | 279.5451 | 196.2217 | 14.9634 | 101.7867 | 115.084 | 337.742 | 198.8876 | 271.7407 | 113.9533 | 35.5149 | 325.767 | 55.2757 | 321.2267 | 153.7434 | 200.6786 | 59.5439 | 112.3834 | 592.2612 | 26.5867 | 192.7174 | 185.4102 | 14.9634 | 14.9634 | 76.3027 | 154.4334 | 80.057 | 158.2296 | 196.3458 | 95.7671 | 84.0494 | 709.4151 | 129.6337 | 101.7867 | 97.112 | 97.112 | 40.7554 | 54.698 | 709.4151 | 437.5523 | 186.837 | 0 | 0 | 0 | 98.1013 | 115.084 | 94.9048 | 431.8842 | 112.3834 | 0 | 83.9436 | 54.698 | 14.9634 | 74.9392 | 30.3501 | 0 | 0 | 0 | 109.1139 | 0 | 0 | 171.2316 | 0 | 37.0252 | 0 | 0 | 254.9403 | 113.8375 | 30.3501 | 36.6696 | 36.6696 | 79.0464 | 167.0128 | 221.7103 | 166.4995 | 367.9089 | 232.8738 | 137.213 | 324.5686 | 283.7431 | 177.366 | 178.8172 | 444.7656 | 225.7025 | 210.993 | 113.9342 | 106.5602 | 227.3026 | 237.2568 | 88.5642 | 106.5602 | 106.5602 | 169.081 | 113.9342 | 113.9342 | 113.9342 | 193.3446 | 209.6839 | 189.2142 | 157.5372 | 157.5372 | 122.0303 | 195.0325 | 540.8144 | 204.3685 | 118.0907 | 663.2208 | 217.4581 | 118.0907 | 418.1338 | 1062.6059 | 160.7152 | 619.9579 | 470.7389 | 217.4581 | 124.8157 | 75.2186 | 242.3945 | 67.1089 | 67.1089 | 67.1089 | 190.1954 | 217.4651 | 81.7473 | 168.9296 | 273.3341 | 269.6438 | 151.7074 | 151.7074 | 151.1666 | 487.428 | 67.1089 | 479.5294 | 281.709 | 472.5584 | 178.916 | 145.2503 | 366.0202 | 115.4818 | 238.0634 | 115.4818 | 289.0247 | 95.3305 | 138.4927 | 83.4913 | 83.4913 | 95.3305 | 428.7857 | 358.0581 | 180.219 | 240.3495 | 152.2382 | 95.3305 | 1045.6645 | 235.4266 | 236.4889 | 546.099 | 856.2559 | 113.4401 | 125.4987 | 184.8126 | 404.6311 | 125.4987 | 70.5532 | 159.0265 | 133.1408 | 115.8005 | 130.7369 | 69.7097 | 69.7097 | 115.4616 | 64.3138 | 187.4993 | 295.8913 | 132.2397 | 238.0634 | 123.6918 | 256.9563 | 228.0709 | 132.2397 | 123.6918 | 95.6862 | 286.22 | 225.6308 | 68.6622 | 34.5717 | 458.9097 | 93.7767 | 312.1144 | 93.9097 | 454.7958 | 1099.3965 | 53.5635 | 328.0932 | 286.22 | 416.8666 | 93.9097 | 37.0252 | 501.7234 | 315.7458 | 254.8529 | 279.9027 | 0 | 106.5602 | 188.3359 | 510.1284 | 0 | 113.4401 | 146.7544 | 227.3026 | 98.5159 | 138.7675 | 234.1905 | 91.9858 | 0 | 0 | 0 | 0 | 0 | 0 | 0 | 0 | 113.8375 | 0 | 201.5921 | 288.7815 | 269.8012 | 183.1212 | 0 | 191.3146 | 54.2892 | 51.342 | 26.5867 | 791.626 | 48.0417 | 131.8925 | 56.4831 | 56.4831 | 97.3048 | 36.7635 | 54.2892 | 48.0417 | 40.7175 | 40.7175 | 69.4831 | 0 | 0 | 0 | 0 | 36.7635 | 36.7635 | 36.7635 | 62.2407 | 40.7175 | 134.093 | 0 | 0 | 26.5279 | 0 | 0 | 0 | 116.2225 | 58.1407 | 147.0818 | 76.8409 | 65.3764 | 26.5279 | 155.8318 | 179.1918 | 41.8581 | 202.6425 | 158.67 | 691.3312 | 140.6338 | 136.5769 | 164.6142 | 26.6867 | 32.6997 | 32.6997 | 26.6867 | 53.3997 | 93.9569 | 213.255 | 1971.838 | 146.9632 | 93.9569 | 89.7671 | 172.9544 | 117.7185 | 100.8095 | 97.1551 | 89.7671 | 178.8601 | 80.6635 | 58.1407 | 58.1407 | 178.9245 | 117.5511 | 0 | 0 | 0 | 32.6997 | 32.6997 | 34.1122 | 0 | 0 | 0 | 0 | 0 | 0 | 26.6867 | 58.1407 | 172.5208 | 32.6997 | 41.0101 | 77.1688 | 0 | 0 | 0 | 0 | 0 | 0 | 0 | 0 | 0 | 0 | 0 | 0 | 0 | 0 | 0 | 0 | 0 | 0 | 0 | 0 | 0 | 0 | 0 | 0 | 0 | 0 | 0 | 0 | 0 | 0 | 0 | 0 | 0 | 0 | 0 | 0 | 0 | 0 | 0 | 0 | 0 | 0 | 0 | 0 | 0 | 0 | 0 | 0 | 0 | 0 | 0 | 0 | 0 | 0 | 0 | 0 | 0 | 0 | 0 | 0 | 0 | 0 | 0 | 0 | 0 | 0 | 0 | 0 | 0 | 0 | 0 | 0 | 0 | 0 | 0 | 0 | 0 | 0 | 0 | 0 | 0 | 0 | 0 | 0 | 0 | 0 | 0 | 0 | 0 | 0 | 0 | 0 | 0 | 0 | 0 | 0 | 0 | 0 | 0 | 0 | 0 | 0 | 0 | 0 | 0 | 0 | 0 | 0 | 0 | 2017-01-26 06:00
t0608 | 0 | 163.1405 | 439.3369 | 190.3286 | 49.9792 | 345.9315 | 49.9792 | 749.1314 | 81.0981 | 81.0981 | 2556.5809 | 88.3355 | 106.2288 | 439.5681 | 529.0233 | 78.004 | 98.4461 | 459.0442 | 287.9438 | 465.5168 | 0 | 0 | 544.763 | 47.4709 | 47.4709 | 47.4709 | 109.8355 | 210.5388 | 359.7541 | 169.9785 | 441.8039 | 114.8901 | 317.6656 | 288.9534 | 358.6033 | 350.492 | 183.3018 | 767.0231 | 477.2033 | 127.2722 | 288.882 | 357.1481 | 144.0053 | 305.837 | 576.2694 | 144.0053 | 58.0523 | 380.0749 | 1027.4783 | 215.5711 | 238.3968 | 125.7229 | 238.4767 | 58.0523 | 223.8483 | 376.9419 | 129.8889 | 450.3312 | 46.5341 | 238.1137 | 46.5341 | 144.0053 | 210.5388 | 82.9167 | 576.2694 | 0 | 0 | 0 | 0 | 0 | 0 | 0 | 0 | 211.8408 | 0 | 0 | 0 | 0 | 329.9193 | 368.8108 | 35.1346 | 41.9939 | 302.8228 | 198.8647 | 15.6832 | 106.1794 | 118.6538 | 344.9767 | 197.985 | 269.3677 | 124.1275 | 35.1346 | 355.6047 | 57.5661 | 332.0052 | 160.2153 | 202.0249 | 61.2247 | 115.3823 | 623.4224 | 29.309 | 195.4351 | 194.8625 | 15.6832 | 15.6832 | 82.1855 | 152.4559 | 82.4573 | 163.6549 | 196.2509 | 110.2699 | 106.0983 | 815.5898 | 143.3213 | 106.1794 | 98.5889 | 98.5889 | 42.259 | 61.6506 | 815.5898 | 476.6204 | 186.1695 | 0 | 0 | 0 | 98.8888 | 118.6538 | 95.8645 | 450.6419 | 115.3823 | 0 | 84.757 | 61.6506 | 15.6832 | 81.958 | 33.1565 | 0 | 0 | 0 | 110.5089 | 0 | 0 | 175.927 | 0 | 39.8731 | 0 | 0 | 256.6084 | 108.3903 | 33.1565 | 37.4664 | 37.4664 | 85.6198 | 176.6072 | 238.6477 | 172.5605 | 376.3432 | 231.2826 | 140.8504 | 328.4388 | 302.3481 | 189.9618 | 183.2543 | 494.0796 | 228.0215 | 230.3803 | 113.9955 | 107.1292 | 236.2369 | 254.2101 | 93.6266 | 107.1292 | 107.1292 | 185.1833 | 113.9955 | 113.9955 | 113.9955 | 207.0806 | 211.2869 | 206.6778 | 165.9143 | 165.9143 | 129.2724 | 217.0625 | 548.4699 | 196.8296 | 130.5387 | 746.5148 | 222.3387 | 130.5387 | 499.9422 | 1146.1816 | 176.6402 | 675.0449 | 489.8929 | 222.3387 | 132.6068 | 78.5824 | 264.6296 | 67.637 | 67.637 | 67.637 | 203.876 | 245.6819 | 91.4665 | 158.6828 | 277.3445 | 264.8532 | 147.5418 | 147.5418 | 156.4856 | 462.371 | 67.637 | 514.5372 | 279.8991 | 471.2117 | 176.8217 | 146.109 | 416.2898 | 118.6404 | 226.5153 | 118.6404 | 299.4305 | 101.9326 | 138.7834 | 82.9167 | 82.9167 | 101.9326 | 404.6843 | 344.3285 | 187.8268 | 256.8424 | 147.7815 | 101.9326 | 974.604 | 235.4631 | 255.2785 | 582.6674 | 943.6038 | 113.4688 | 124.2352 | 201.6963 | 420.8789 | 124.2352 | 72.3219 | 165.2077 | 130.6138 | 117.7334 | 139.0086 | 70.548 | 70.548 | 115.6514 | 67.6648 | 198.0287 | 299.6049 | 136.255 | 226.5153 | 127.661 | 275.4073 | 227.1331 | 136.255 | 127.661 | 102.2519 | 314.1576 | 224.4575 | 65.5194 | 36.5896 | 465.4337 | 97.8643 | 333.5347 | 98.8661 | 458.2859 | 1106.7415 | 54.4987 | 344.6949 | 314.1576 | 449.632 | 98.8661 | 39.8731 | 436.2216 | 336.1311 | 250.256 | 262.9423 | 0 | 107.1292 | 189.5928 | 549.2012 | 0 | 113.4688 | 151.4057 | 236.2369 | 103.5876 | 152.233 | 234.6943 | 98.5794 | 0 | 0 | 0 | 0 | 0 | 0 | 0 | 0 | 108.3903 | 0 | 198.6783 | 262.8248 | 291.1741 | 192.6567 | 0 | 205.7971 | 63.6354 | 54.1705 | 29.309 | 910.2417 | 48.8362 | 147.9999 | 62.9099 | 62.9099 | 116.2245 | 40.827 | 63.6354 | 48.8362 | 43.7548 | 43.7548 | 74.3787 | 0 | 0 | 0 | 0 | 40.827 | 40.827 | 40.827 | 66.5489 | 43.7548 | 142.2573 | 0 | 0 | 29.3788 | 0 | 0 | 0 | 125.477 | 56.4849 | 158.5218 | 73.0068 | 69.024 | 29.3788 | 153.6526 | 203.6948 | 43.7897 | 199.2021 | 165.1389 | 711.7199 | 143.2569 | 138.8588 | 170.6519 | 27.2784 | 33.1559 | 33.1559 | 27.2784 | 59.122 | 99.6124 | 223.5558 | 2162.2359 | 168.1645 | 99.6124 | 94.2072 | 198.23 | 130.8778 | 111.6288 | 109.4436 | 94.2072 | 200.1442 | 86.6675 | 56.4849 | 56.4849 | 190.8162 | 131.0505 | 0 | 0 | 0 | 33.1559 | 33.1559 | 37.1309 | 0 | 0 | 0 | 0 | 0 | 0 | 27.2784 | 56.4849 | 187.887 | 33.1559 | 42.2318 | 84.6605 | 0 | 0 | 0 | 0 | 0 | 0 | 0 | 0 | 0 | 0 | 0 | 0 | 0 | 0 | 0 | 0 | 0 | 0 | 0 | 0 | 0 | 0 | 0 | 0 | 0 | 0 | 0 | 0 | 0 | 0 | 0 | 0 | 0 | 0 | 0 | 0 | 0 | 0 | 0 | 0 | 0 | 0 | 0 | 0 | 0 | 0 | 0 | 0 | 0 | 0 | 0 | 0 | 0 | 0 | 0 | 0 | 0 | 0 | 0 | 0 | 0 | 0 | 0 | 0 | 0 | 0 | 0 | 0 | 0 | 0 | 0 | 0 | 0 | 0 | 0 | 0 | 0 | 0 | 0 | 0 | 0 | 0 | 0 | 0 | 0 | 0 | 0 | 0 | 0 | 0 | 0 | 0 | 0 | 0 | 0 | 0 | 0 | 0 | 0 | 0 | 0 | 0 | 0 | 0 | 0 | 0 | 0 | 0 | 0 | 2017-01-26 07:00
t0609 | 0 | 153.8464 | 447.4735 | 175.6933 | 51.2485 | 354.6505 | 51.2485 | 598.3163 | 85.8018 | 85.8018 | 2740.1402 | 95.1322 | 98.2937 | 404.5648 | 481.9253 | 69.6896 | 95.5431 | 440.9805 | 280.2719 | 407.7184 | 0 | 0 | 554.2163 | 44.9478 | 44.9478 | 44.9478 | 101.2065 | 197.3605 | 317.7563 | 189.1742 | 440.5369 | 114.5975 | 284.9132 | 256.2551 | 337.6071 | 341.8984 | 167.3598 | 641.3359 | 436.5752 | 118.1962 | 251.8485 | 344.3203 | 132.6994 | 282.2614 | 553.7983 | 132.6994 | 52.4998 | 353.9441 | 948.2083 | 192.4039 | 234.3958 | 120.8545 | 216.3293 | 52.4998 | 207.005 | 333.0884 | 118.3361 | 446.4989 | 45.5036 | 210.3348 | 45.5036 | 132.6994 | 197.3605 | 78.5926 | 553.7983 | 0 | 0 | 0 | 0 | 0 | 0 | 0 | 0 | 198.4702 | 0 | 0 | 0 | 0 | 312.8297 | 350.9226 | 32.4149 | 41.6967 | 316.1523 | 188.6234 | 15.4244 | 103.9522 | 113.3223 | 340.0001 | 188.1119 | 253.4672 | 128.0595 | 32.4149 | 381.573 | 55.9174 | 329.4008 | 156.4238 | 190.304 | 58.7429 | 111.1707 | 635.0535 | 29.9725 | 186.4769 | 192.924 | 15.4244 | 15.4244 | 84.1659 | 142.4159 | 79.7424 | 159.0587 | 186.5269 | 124.9169 | 133.2045 | 927.5573 | 148.0373 | 103.9522 | 93.5864 | 93.5864 | 41.0637 | 65.9721 | 927.5573 | 507.4105 | 172.614 | 0 | 0 | 0 | 92.8392 | 113.3223 | 90.7643 | 447.4646 | 111.1707 | 0 | 80.0301 | 65.9721 | 15.4244 | 86.6476 | 34.4802 | 0 | 0 | 0 | 106.2522 | 0 | 0 | 172.2715 | 0 | 40.0475 | 0 | 0 | 244.8686 | 96.5778 | 34.4802 | 36.1042 | 36.1042 | 85.9324 | 177.413 | 246.7623 | 168.705 | 376.3816 | 218.2987 | 138.1383 | 315.685 | 320.2621 | 194.5908 | 178.3951 | 565.8195 | 220.2922 | 239.9047 | 110.6238 | 103.3606 | 238.6899 | 258.1431 | 94.3626 | 103.3606 | 103.3606 | 197.3883 | 110.6238 | 110.6238 | 110.6238 | 212.176 | 205.2889 | 216.659 | 166.3439 | 166.3439 | 131.0326 | 238.4254 | 534.4684 | 181.5748 | 139.0044 | 887.2712 | 221.0016 | 139.0044 | 608.2054 | 1267.6929 | 184.5004 | 727.3399 | 493.115 | 221.0016 | 137.0485 | 78.2604 | 273.0625 | 64.4711 | 64.4711 | 64.4711 | 206.968 | 271.1196 | 96.8331 | 138.4077 | 268.0437 | 246.5518 | 136.4229 | 136.4229 | 156.3005 | 409.1903 | 64.4711 | 535.5873 | 264.5739 | 447.2289 | 165.6723 | 138.4269 | 476.3317 | 116.3934 | 205.0723 | 116.3934 | 302.5223 | 105.6937 | 134.9149 | 78.5926 | 78.5926 | 105.6937 | 364.7488 | 314.7914 | 190.6721 | 267.6977 | 137.2011 | 105.6937 | 865.5025 | 223.9323 | 275.1546 | 619.1943 | 1082.1044 | 107.9999 | 116.8488 | 211.2357 | 424.0283 | 116.8488 | 69.6362 | 165.1165 | 121.728 | 113.8711 | 140.9889 | 68.5719 | 68.5719 | 111.5137 | 68.245 | 210.2275 | 294.5468 | 133.5969 | 205.0723 | 127.1824 | 291.0858 | 214.5982 | 133.5969 | 127.1824 | 103.0381 | 344.0379 | 214.1744 | 58.1284 | 36.1253 | 447.5616 | 96.8411 | 343.6165 | 98.9303 | 433.7795 | 1099.5291 | 51.8556 | 337.8531 | 344.0379 | 477.7949 | 98.9303 | 40.0475 | 348.8898 | 344.1094 | 237.222 | 233.1244 | 0 | 103.3606 | 179.2357 | 625.2236 | 0 | 107.9999 | 150.2031 | 238.6899 | 107.9027 | 155.5619 | 222.1964 | 100.815 | 0 | 0 | 0 | 0 | 0 | 0 | 0 | 0 | 96.5778 | 0 | 185.7427 | 221.5188 | 311.3058 | 200.0836 | 0 | 211.6649 | 70.3959 | 54.0774 | 29.9725 | 1029.8275 | 47.0027 | 163.6258 | 66.1612 | 66.1612 | 130.9209 | 43.2428 | 70.3959 | 47.0027 | 43.9115 | 43.9115 | 74.9529 | 0 | 0 | 0 | 0 | 43.2428 | 43.2428 | 43.2428 | 67.4688 | 43.9115 | 143.1519 | 0 | 0 | 32.2386 | 0 | 0 | 0 | 128.886 | 52.1501 | 164.9551 | 66.9513 | 69.3093 | 32.2386 | 143.2441 | 229.1984 | 42.9594 | 187.6857 | 166.0953 | 722.4941 | 138.9714 | 134.5443 | 169.4331 | 26.6578 | 31.9388 | 31.9388 | 26.6578 | 62.5881 | 101.6705 | 222.9305 | 2425.6605 | 185.9547 | 101.6705 | 95.4809 | 229.733 | 139.4001 | 115.9534 | 117.9118 | 95.4809 | 216.3895 | 91.4928 | 52.1501 | 52.1501 | 193.375 | 143.3393 | 0 | 0 | 0 | 31.9388 | 31.9388 | 38.4866 | 0 | 0 | 0 | 0 | 0 | 0 | 26.6578 | 52.1501 | 198.6633 | 31.9388 | 41.4608 | 87.451 | 0 | 0 | 0 | 0 | 0 | 0 | 0 | 0 | 0 | 0 | 0 | 0 | 0 | 0 | 0 | 0 | 0 | 0 | 0 | 0 | 0 | 0 | 0 | 0 | 0 | 0 | 0 | 0 | 0 | 0 | 0 | 0 | 0 | 0 | 0 | 0 | 0 | 0 | 0 | 0 | 0 | 0 | 0 | 0 | 0 | 0 | 0 | 0 | 0 | 0 | 0 | 0 | 0 | 0 | 0 | 0 | 0 | 0 | 0 | 0 | 0 | 0 | 0 | 0 | 0 | 0 | 0 | 0 | 0 | 0 | 0 | 0 | 0 | 0 | 0 | 0 | 0 | 0 | 0 | 0 | 0 | 0 | 0 | 0 | 0 | 0 | 0 | 0 | 0 | 0 | 0 | 0 | 0 | 0 | 0 | 0 | 0 | 0 | 0 | 0 | 0 | 0 | 0 | 0 | 0 | 0 | 0 | 0 | 0 | 2017-01-26 08:00
t0610 | 0 | 149.956 | 449.3033 | 168.7056 | 51.3035 | 356.422 | 51.3035 | 536.1332 | 88.201 | 88.201 | 2860.2346 | 97.4792 | 94.1253 | 390.6509 | 459.9462 | 65.6534 | 93.6668 | 431.2631 | 275.3437 | 382.1035 | 0 | 0 | 557.3186 | 43.5213 | 43.5213 | 43.5213 | 97.1921 | 191.0993 | 299.3534 | 199.747 | 440.9294 | 113.9765 | 270.0756 | 241.5421 | 326.6284 | 336.4059 | 159.4962 | 589.9578 | 421.4531 | 113.7723 | 235.7832 | 338.468 | 127.6203 | 271.585 | 551.0341 | 127.6203 | 49.6275 | 341.3472 | 912.1272 | 181.9597 | 232.6158 | 117.8679 | 206.1587 | 49.6275 | 198.6131 | 313.4111 | 112.705 | 444.6826 | 44.6555 | 197.9744 | 44.6555 | 127.6203 | 191.0993 | 76.4391 | 551.0341 | 0 | 0 | 0 | 0 | 0 | 0 | 0 | 0 | 191.6966 | 0 | 0 | 0 | 0 | 304.5859 | 341.0078 | 30.9177 | 40.7998 | 319.8423 | 182.0818 | 15.1142 | 101.688 | 109.2482 | 336.8307 | 183.1216 | 245.331 | 128.2454 | 30.9177 | 392.3691 | 54.4075 | 326.5189 | 152.7561 | 183.2059 | 56.8921 | 108.0774 | 637.4671 | 29.71 | 180.7956 | 189.797 | 15.1142 | 15.1142 | 84.1553 | 137.2986 | 77.6486 | 155.2281 | 181.3328 | 131.0625 | 145.4665 | 976.0095 | 147.6688 | 101.688 | 90.336 | 90.336 | 40.031 | 67.0644 | 976.0095 | 519.3464 | 164.8003 | 0 | 0 | 0 | 89.0944 | 109.2482 | 87.609 | 442.3005 | 108.0774 | 0 | 77.0977 | 67.0644 | 15.1142 | 88.1575 | 34.693 | 0 | 0 | 0 | 103.6699 | 0 | 0 | 169.4883 | 0 | 39.4822 | 0 | 0 | 238.1192 | 91.0732 | 34.693 | 35.1682 | 35.1682 | 84.5068 | 176.0362 | 248.4752 | 165.2502 | 376.6363 | 211.6281 | 136.108 | 308.0375 | 328.9341 | 194.9691 | 174.9098 | 603.4517 | 215.9219 | 241.658 | 109.1924 | 101.3994 | 239.2569 | 256.9963 | 93.8625 | 101.3994 | 101.3994 | 201.8617 | 109.1924 | 109.1924 | 109.1924 | 212.6218 | 202.2713 | 219.2335 | 165.049 | 165.049 | 130.7819 | 247.5626 | 526.4802 | 175.1502 | 141.6582 | 964.0661 | 220.2169 | 141.6582 | 660.1364 | 1334.1354 | 185.8561 | 750.5472 | 492.7281 | 220.2169 | 138.5443 | 77.4919 | 273.2956 | 62.6086 | 62.6086 | 62.6086 | 205.973 | 281.162 | 97.924 | 129.0467 | 262.3651 | 237.5424 | 131.2903 | 131.2903 | 155.6004 | 384.378 | 62.6086 | 542.3743 | 256.7361 | 434.7122 | 160.0185 | 133.9037 | 504.5643 | 114.6755 | 195.9481 | 114.6755 | 303.5641 | 106.8675 | 133.2624 | 76.4391 | 76.4391 | 106.8675 | 348.5527 | 301.7115 | 191.5787 | 271.6931 | 132.5621 | 106.8675 | 822.0105 | 217.7427 | 284.7485 | 637.0789 | 1157.5376 | 105.0759 | 113.1203 | 213.6622 | 424.0445 | 113.1203 | 67.705 | 164.2454 | 117.445 | 111.4379 | 140.6049 | 67.4727 | 67.4727 | 109.5019 | 68.0305 | 216.8457 | 292.2068 | 131.4268 | 195.9481 | 126.5122 | 297.9785 | 207.9733 | 131.4268 | 126.5122 | 102.1004 | 357.9617 | 209.2226 | 54.567 | 35.3777 | 436.4884 | 95.4763 | 345.9325 | 98.0344 | 419.0073 | 1101.4186 | 50.1028 | 329.9245 | 357.9617 | 489.9176 | 98.0344 | 39.4822 | 314.2019 | 345.3221 | 231.7805 | 220.3085 | 0 | 101.3994 | 173.0362 | 670.1454 | 0 | 105.0759 | 148.9747 | 239.2569 | 110.0465 | 154.361 | 215.1376 | 100.8714 | 0 | 0 | 0 | 0 | 0 | 0 | 0 | 0 | 91.0732 | 0 | 179.3031 | 203.773 | 320.4541 | 203.6049 | 0 | 212.379 | 72.3754 | 53.4537 | 29.71 | 1080.0143 | 45.8304 | 170.2169 | 66.6912 | 66.6912 | 135.5401 | 43.8446 | 72.3754 | 45.8304 | 43.2984 | 43.2984 | 74.2287 | 0 | 0 | 0 | 0 | 43.8446 | 43.8446 | 43.8446 | 67.1376 | 43.2984 | 142.0593 | 0 | 0 | 33.5005 | 0 | 0 | 0 | 129.0457 | 50.1516 | 166.7697 | 64.6635 | 68.7874 | 33.5005 | 137.9473 | 240.2756 | 42.0448 | 182.4581 | 165.8676 | 729.0077 | 136.2077 | 131.8457 | 167.8557 | 26.2375 | 31.1932 | 31.1932 | 26.2375 | 63.4958 | 101.9517 | 220.685 | 2563.4979 | 192.4096 | 101.9517 | 95.5978 | 244.7706 | 141.8375 | 116.0743 | 120.4401 | 95.5978 | 221.9903 | 93.512 | 50.1516 | 50.1516 | 192.5376 | 148.3476 | 0 | 0 | 0 | 31.1932 | 31.1932 | 38.6797 | 0 | 0 | 0 | 0 | 0 | 0 | 26.2375 | 50.1516 | 202.4076 | 31.1932 | 40.8344 | 87.4535 | 0 | 0 | 0 | 0 | 0 | 0 | 0 | 0 | 0 | 0 | 0 | 0 | 0 | 0 | 0 | 0 | 0 | 0 | 0 | 0 | 0 | 0 | 0 | 0 | 0 | 0 | 0 | 0 | 0 | 0 | 0 | 0 | 0 | 0 | 0 | 0 | 0 | 0 | 0 | 0 | 0 | 0 | 0 | 0 | 0 | 0 | 0 | 0 | 0 | 0 | 0 | 0 | 0 | 0 | 0 | 0 | 0 | 0 | 0 | 0 | 0 | 0 | 0 | 0 | 0 | 0 | 0 | 0 | 0 | 0 | 0 | 0 | 0 | 0 | 0 | 0 | 0 | 0 | 0 | 0 | 0 | 0 | 0 | 0 | 0 | 0 | 0 | 0 | 0 | 0 | 0 | 0 | 0 | 0 | 0 | 0 | 0 | 0 | 0 | 0 | 0 | 0 | 0 | 0 | 0 | 0 | 0 | 0 | 0 | 2017-01-26 09:00
t0611 | 0 | 150.5927 | 448.8368 | 169.0872 | 51.0632 | 355.5935 | 51.0632 | 543.7109 | 88.4164 | 88.4164 | 2883.092 | 97.0836 | 94.1149 | 393.1767 | 461.3263 | 65.7787 | 93.5609 | 431.4841 | 275.13 | 384.2728 | 0 | 0 | 557.4088 | 43.4826 | 43.4826 | 43.4826 | 97.4747 | 191.5292 | 301.09 | 200.8033 | 442.2886 | 113.8955 | 271.2097 | 242.6839 | 326.7656 | 336.2315 | 159.7221 | 596.7822 | 424.9296 | 113.9719 | 237.3602 | 339.2938 | 128.0968 | 272.5382 | 556.7841 | 128.0968 | 49.6179 | 342.0279 | 915.2234 | 182.776 | 233.1214 | 117.7155 | 206.8864 | 49.6179 | 198.8554 | 314.9563 | 112.9032 | 445.4885 | 44.5313 | 199.013 | 44.5313 | 128.0968 | 191.5292 | 76.5462 | 556.7841 | 0 | 0 | 0 | 0 | 0 | 0 | 0 | 0 | 191.8828 | 0 | 0 | 0 | 0 | 305.1696 | 340.906 | 30.8718 | 40.4315 | 318.7571 | 181.495 | 15.033 | 101.1766 | 108.577 | 336.9838 | 183.3382 | 245.5354 | 127.4568 | 30.8718 | 391.9613 | 54.0898 | 326.1461 | 151.9593 | 182.7174 | 56.617 | 107.6582 | 636.6737 | 29.4193 | 180.3435 | 188.8528 | 15.033 | 15.033 | 83.7314 | 137.4088 | 77.3341 | 154.5699 | 181.3848 | 130.708 | 145.1607 | 974.1152 | 146.3665 | 101.1766 | 90.0196 | 90.0196 | 39.8379 | 66.5879 | 974.1152 | 518.4516 | 164.3844 | 0 | 0 | 0 | 88.7853 | 108.577 | 87.3712 | 440.9588 | 107.6582 | 0 | 76.8654 | 66.5879 | 15.033 | 87.8569 | 34.5005 | 0 | 0 | 0 | 103.5546 | 0 | 0 | 169.199 | 0 | 39.1709 | 0 | 0 | 237.9358 | 91.3817 | 34.5005 | 35.0708 | 35.0708 | 83.7318 | 175.3088 | 247.5965 | 164.6179 | 377.4308 | 211.7989 | 135.9316 | 307.7399 | 329.4699 | 194.2107 | 174.5627 | 606.0502 | 215.9471 | 240.3891 | 109.5072 | 101.5041 | 239.3061 | 255.653 | 93.524 | 101.5041 | 101.5041 | 201.3492 | 109.5072 | 109.5072 | 109.5072 | 211.8006 | 202.5698 | 218.2753 | 164.4574 | 164.4574 | 130.3615 | 247.2454 | 526.7199 | 176.0487 | 141.0432 | 970.5109 | 220.5233 | 141.0432 | 660.7807 | 1340.66 | 184.7319 | 750.5136 | 492.4424 | 220.5233 | 138.394 | 77.2696 | 271.5046 | 62.5316 | 62.5316 | 62.5316 | 204.8692 | 280.2709 | 97.2026 | 129.5795 | 262.1545 | 237.9072 | 131.6886 | 131.6886 | 155.5153 | 385.7041 | 62.5316 | 541.2865 | 256.9708 | 434.9902 | 160.1709 | 133.6831 | 504.8311 | 114.5117 | 197.0688 | 114.5117 | 303.8208 | 106.6678 | 133.6315 | 76.5462 | 76.5462 | 106.6678 | 351.0772 | 303.0116 | 191.6315 | 271.4078 | 133.0976 | 106.6678 | 829.1211 | 217.7913 | 285.1869 | 638.2311 | 1164.1668 | 105.1088 | 113.2436 | 212.7338 | 423.8954 | 113.2436 | 67.4599 | 164.0485 | 117.6792 | 111.3108 | 140.0611 | 67.511 | 67.511 | 109.6964 | 67.8584 | 217.6148 | 292.7903 | 131.1452 | 197.0688 | 126.4775 | 298.0575 | 208.0366 | 131.1452 | 126.4775 | 101.5061 | 358.2068 | 209.6241 | 54.6872 | 35.1347 | 435.8714 | 95.1366 | 345.0155 | 97.6634 | 418.0888 | 1106.4987 | 49.919 | 327.8157 | 358.2068 | 489.8296 | 97.6634 | 39.1709 | 319.368 | 344.3587 | 232.7193 | 221.7011 | 0 | 101.5041 | 172.6666 | 675.9003 | 0 | 105.1088 | 148.8592 | 239.3061 | 110.2613 | 152.9793 | 214.9493 | 100.4429 | 0 | 0 | 0 | 0 | 0 | 0 | 0 | 0 | 91.3817 | 0 | 179.5389 | 205.53 | 320.6214 | 203.9011 | 0 | 211.4941 | 71.7315 | 53.2088 | 29.4193 | 1077.1437 | 45.7478 | 169.912 | 66.1905 | 66.1905 | 134.2872 | 43.5843 | 71.7315 | 45.7478 | 42.9709 | 42.9709 | 73.7711 | 0 | 0 | 0 | 0 | 43.5843 | 43.5843 | 43.5843 | 66.7989 | 42.9709 | 141.4133 | 0 | 0 | 33.4813 | 0 | 0 | 0 | 128.3923 | 50.3065 | 166.2873 | 65.165 | 68.5209 | 33.4813 | 138.0588 | 239.8995 | 41.8202 | 183.0033 | 165.7511 | 731.0145 | 136.0514 | 131.7281 | 167.5738 | 26.2146 | 31.1587 | 31.1587 | 26.2146 | 63.1491 | 101.7072 | 219.9355 | 2573.4438 | 191.4469 | 101.7072 | 95.4697 | 245.007 | 141.0802 | 115.1147 | 119.7141 | 95.4697 | 221.0204 | 93.4798 | 50.3065 | 50.3065 | 191.6545 | 148.0307 | 0 | 0 | 0 | 31.1587 | 31.1587 | 38.4735 | 0 | 0 | 0 | 0 | 0 | 0 | 26.2146 | 50.3065 | 201.8772 | 31.1587 | 40.7592 | 86.8121 | 0 | 0 | 0 | 0 | 0 | 0 | 0 | 0 | 0 | 0 | 0 | 0 | 0 | 0 | 0 | 0 | 0 | 0 | 0 | 0 | 0 | 0 | 0 | 0 | 0 | 0 | 0 | 0 | 0 | 0 | 0 | 0 | 0 | 0 | 0 | 0 | 0 | 0 | 0 | 0 | 0 | 0 | 0 | 0 | 0 | 0 | 0 | 0 | 0 | 0 | 0 | 0 | 0 | 0 | 0 | 0 | 0 | 0 | 0 | 0 | 0 | 0 | 0 | 0 | 0 | 0 | 0 | 0 | 0 | 0 | 0 | 0 | 0 | 0 | 0 | 0 | 0 | 0 | 0 | 0 | 0 | 0 | 0 | 0 | 0 | 0 | 0 | 0 | 0 | 0 | 0 | 0 | 0 | 0 | 0 | 0 | 0 | 0 | 0 | 0 | 0 | 0 | 0 | 0 | 0 | 0 | 0 | 0 | 0 | 2017-01-26 10:00
t0612 | 0 | 148.5312 | 447.7973 | 166.3636 | 51.0449 | 355.1895 | 51.0449 | 520.327 | 88.4946 | 88.4946 | 2884.4148 | 97.5645 | 92.6937 | 386.2169 | 452.9158 | 64.4066 | 92.7859 | 427.1196 | 272.9261 | 374.6859 | 0 | 0 | 555.8308 | 42.9759 | 42.9759 | 42.9759 | 95.8618 | 188.8595 | 293.9682 | 201.8436 | 439.5677 | 113.3326 | 265.5475 | 237.1642 | 322.5771 | 333.6067 | 156.9328 | 576.4398 | 416.8348 | 112.2502 | 231.2025 | 335.8275 | 125.9486 | 268.0451 | 549.5599 | 125.9486 | 48.7029 | 336.9705 | 900.155 | 178.8104 | 231.346 | 116.598 | 202.9557 | 48.7029 | 195.7612 | 307.6002 | 110.8849 | 442.6107 | 44.2281 | 194.3372 | 44.2281 | 125.9486 | 188.8595 | 75.6143 | 549.5599 | 0 | 0 | 0 | 0 | 0 | 0 | 0 | 0 | 189.2635 | 0 | 0 | 0 | 0 | 301.424 | 337.1022 | 30.4046 | 40.3134 | 319.1738 | 179.5475 | 14.9537 | 100.5728 | 107.6082 | 334.695 | 181.1775 | 242.3417 | 127.5629 | 30.4046 | 393.3547 | 53.7248 | 324.3623 | 151.0069 | 180.553 | 56.125 | 106.7523 | 635.251 | 29.4477 | 178.5163 | 187.9933 | 14.9537 | 14.9537 | 83.6983 | 135.4835 | 76.7254 | 153.4638 | 179.3029 | 131.9708 | 147.8581 | 983.6371 | 146.6358 | 100.5728 | 89.0709 | 89.0709 | 39.5588 | 66.9399 | 983.6371 | 519.9708 | 162.0626 | 0 | 0 | 0 | 87.7126 | 107.6082 | 86.3991 | 438.8488 | 106.7523 | 0 | 75.988 | 66.9399 | 14.9537 | 88.0961 | 34.5544 | 0 | 0 | 0 | 102.569 | 0 | 0 | 168.0222 | 0 | 39.0987 | 0 | 0 | 235.4067 | 89.4019 | 34.5544 | 34.7648 | 34.7648 | 83.6042 | 174.7825 | 247.6581 | 163.5453 | 375.3588 | 209.135 | 134.9963 | 304.7839 | 329.8913 | 194.0687 | 173.231 | 611.0568 | 213.9492 | 240.7786 | 108.4672 | 100.5197 | 238.4296 | 255.3095 | 93.2652 | 100.5197 | 100.5197 | 202.0205 | 108.4672 | 108.4672 | 108.4672 | 211.6496 | 200.7632 | 218.7314 | 163.8957 | 163.8957 | 130.0744 | 248.7507 | 522.3832 | 173.0555 | 141.5826 | 980.9765 | 219.1957 | 141.5826 | 670.5831 | 1346.9582 | 185.1435 | 753.2637 | 490.536 | 219.1957 | 138.3113 | 76.9245 | 271.772 | 61.866 | 61.866 | 61.866 | 204.5951 | 282.2911 | 97.6096 | 126.3126 | 259.8139 | 234.4078 | 129.5701 | 129.5701 | 154.7649 | 376.9351 | 61.866 | 541.5666 | 253.7823 | 429.8689 | 157.9868 | 132.166 | 509.6245 | 113.7331 | 193.1499 | 113.7331 | 302.645 | 106.6712 | 132.3971 | 75.6143 | 75.6143 | 106.6712 | 343.7202 | 297.5359 | 191.0329 | 271.5043 | 130.9954 | 106.6712 | 809.5865 | 215.3134 | 286.0926 | 639.2345 | 1173.3609 | 103.9217 | 111.7552 | 213.1537 | 422.2701 | 111.7552 | 66.8811 | 163.3029 | 115.9519 | 110.3393 | 139.7921 | 66.9307 | 66.9307 | 108.5994 | 67.6535 | 217.8091 | 290.5725 | 130.2723 | 193.1499 | 125.8165 | 298.5002 | 205.479 | 130.2723 | 125.8165 | 101.294 | 360.0387 | 207.2286 | 53.4831 | 34.9831 | 431.7687 | 94.6557 | 344.8565 | 97.3127 | 413.3566 | 1098.6777 | 49.4115 | 326.0452 | 360.0387 | 490.917 | 97.3127 | 39.0987 | 305.564 | 343.9607 | 229.7097 | 216.5568 | 0 | 100.5197 | 170.6804 | 680.1118 | 0 | 103.9217 | 148.0264 | 238.4296 | 110.1864 | 153.0719 | 212.4407 | 100.3614 | 0 | 0 | 0 | 0 | 0 | 0 | 0 | 0 | 89.4019 | 0 | 177.0171 | 198.9497 | 321.4705 | 203.7264 | 0 | 211.4586 | 72.4079 | 53.0154 | 29.4477 | 1087.3981 | 45.3279 | 171.0887 | 66.4214 | 66.4214 | 135.8173 | 43.7483 | 72.4079 | 45.3279 | 42.8832 | 42.8832 | 73.6253 | 0 | 0 | 0 | 0 | 43.7483 | 43.7483 | 43.7483 | 66.6922 | 42.8832 | 141.037 | 0 | 0 | 33.6737 | 0 | 0 | 0 | 128.3881 | 49.4857 | 166.4152 | 63.9548 | 68.306 | 33.6737 | 136.085 | 241.9638 | 41.5858 | 180.5419 | 165.1001 | 728.1615 | 134.9173 | 130.5995 | 166.6999 | 26.0188 | 30.8698 | 30.8698 | 26.0188 | 63.3732 | 101.5409 | 219.025 | 2590.0142 | 192.9872 | 101.5409 | 95.2018 | 247.5885 | 141.6704 | 115.3815 | 120.3916 | 95.2018 | 222.231 | 93.625 | 49.4857 | 49.4857 | 191.311 | 148.9101 | 0 | 0 | 0 | 30.8698 | 30.8698 | 38.5162 | 0 | 0 | 0 | 0 | 0 | 0 | 26.0188 | 49.4857 | 202.3773 | 30.8698 | 40.4908 | 86.9304 | 0 | 0 | 0 | 0 | 0 | 0 | 0 | 0 | 0 | 0 | 0 | 0 | 0 | 0 | 0 | 0 | 0 | 0 | 0 | 0 | 0 | 0 | 0 | 0 | 0 | 0 | 0 | 0 | 0 | 0 | 0 | 0 | 0 | 0 | 0 | 0 | 0 | 0 | 0 | 0 | 0 | 0 | 0 | 0 | 0 | 0 | 0 | 0 | 0 | 0 | 0 | 0 | 0 | 0 | 0 | 0 | 0 | 0 | 0 | 0 | 0 | 0 | 0 | 0 | 0 | 0 | 0 | 0 | 0 | 0 | 0 | 0 | 0 | 0 | 0 | 0 | 0 | 0 | 0 | 0 | 0 | 0 | 0 | 0 | 0 | 0 | 0 | 0 | 0 | 0 | 0 | 0 | 0 | 0 | 0 | 0 | 0 | 0 | 0 | 0 | 0 | 0 | 0 | 0 | 0 | 0 | 0 | 0 | 0 | 2017-01-26 11:00
t0613 | 0 | 147.5362 | 444.1252 | 166.5429 | 50.9474 | 352.8497 | 50.9474 | 523.9315 | 86.6924 | 86.6924 | 2789.6079 | 96.5962 | 93.2047 | 383.5224 | 453.8124 | 64.9179 | 92.7316 | 426.1641 | 272.4416 | 376.2068 | 0 | 0 | 550.0373 | 43.107 | 43.107 | 43.107 | 95.8694 | 188.5542 | 294.5902 | 195.3383 | 433.7335 | 112.682 | 266.1968 | 238.0044 | 323.0174 | 332.724 | 157.689 | 577.3518 | 412.8601 | 112.3664 | 231.8715 | 333.572 | 125.7448 | 267.6595 | 537.3344 | 125.7448 | 49.1871 | 336.9904 | 899.0837 | 179.3099 | 229.193 | 116.7514 | 203.2963 | 49.1871 | 196.3271 | 308.7786 | 111.3858 | 438.2396 | 44.296 | 194.9684 | 44.296 | 125.7448 | 188.5542 | 75.4787 | 537.3344 | 0 | 0 | 0 | 0 | 0 | 0 | 0 | 0 | 189.4691 | 0 | 0 | 0 | 0 | 300.5492 | 337.4425 | 30.6744 | 40.7868 | 316.9254 | 180.8961 | 15.0413 | 101.1655 | 108.9314 | 332.6096 | 180.8591 | 242.4897 | 127.58 | 30.6744 | 387.3025 | 54.199 | 323.0463 | 152.0215 | 181.9201 | 56.6212 | 107.4124 | 630.2901 | 29.7047 | 179.412 | 188.7444 | 15.0413 | 15.0413 | 83.6135 | 135.7471 | 77.1794 | 154.3048 | 179.3041 | 129.4836 | 143.2855 | 963.1903 | 147.4138 | 101.1655 | 89.7786 | 89.7786 | 39.8238 | 66.735 | 963.1903 | 513.2089 | 163.6999 | 0 | 0 | 0 | 88.573 | 108.9314 | 86.985 | 438.683 | 107.4124 | 0 | 76.5856 | 66.735 | 15.0413 | 87.3261 | 34.4781 | 0 | 0 | 0 | 102.6625 | 0 | 0 | 167.8779 | 0 | 39.3971 | 0 | 0 | 235.7553 | 89.8845 | 34.4781 | 34.9006 | 34.9006 | 84.4689 | 174.7903 | 246.3207 | 164.1475 | 370.9376 | 209.1631 | 134.7349 | 304.988 | 323.6475 | 193.4192 | 173.3429 | 590.5117 | 213.4429 | 240.0584 | 107.5274 | 100.1176 | 236.1636 | 255.4663 | 93.1245 | 100.1176 | 100.1176 | 199.6851 | 107.5274 | 107.5274 | 107.5274 | 210.9224 | 199.5528 | 217.4906 | 163.7716 | 163.7716 | 129.6651 | 244.3004 | 520.0621 | 172.2481 | 140.4684 | 939.6316 | 217.1315 | 140.4684 | 648.0017 | 1305.5775 | 184.8048 | 739.801 | 486.9181 | 217.1315 | 136.9002 | 76.8346 | 272.021 | 62.0271 | 62.0271 | 62.0271 | 204.7842 | 278.1188 | 97.5039 | 127.3389 | 259.6665 | 234.6566 | 129.4666 | 129.4666 | 153.7938 | 379.4249 | 62.0271 | 536.4865 | 253.6974 | 429.6668 | 158.1628 | 132.7595 | 496.2415 | 113.5374 | 192.6765 | 113.5374 | 299.3853 | 105.6995 | 131.243 | 75.4787 | 75.4787 | 105.6995 | 342.0891 | 297.131 | 189.0589 | 268.3946 | 130.5272 | 105.6995 | 805.6812 | 215.3204 | 280.0792 | 626.6369 | 1130.5348 | 103.8917 | 111.7737 | 211.962 | 418.9066 | 111.7737 | 67.267 | 162.4756 | 115.943 | 110.3384 | 139.5222 | 66.6453 | 66.6453 | 108.0129 | 67.3984 | 212.8043 | 287.9759 | 130.2481 | 192.6765 | 125.0076 | 293.7379 | 205.6815 | 130.2481 | 125.0076 | 101.5943 | 352.3514 | 206.407 | 53.9484 | 35.2723 | 432.4176 | 94.7708 | 342.5665 | 97.307 | 415.7395 | 1081.3518 | 49.8007 | 328.8078 | 352.3514 | 483.1624 | 97.307 | 39.3971 | 306.07 | 342.0853 | 228.0614 | 216.6213 | 0 | 100.1176 | 171.681 | 652.1199 | 0 | 103.8917 | 147.3191 | 236.1636 | 108.2797 | 154.1677 | 213.086 | 100.1214 | 0 | 0 | 0 | 0 | 0 | 0 | 0 | 0 | 89.8845 | 0 | 177.1512 | 200.1448 | 315.6912 | 200.485 | 0 | 210.7439 | 72.1293 | 53.1165 | 29.7047 | 1066.9688 | 45.4252 | 168.0606 | 66.4291 | 66.4291 | 135.082 | 43.5741 | 72.1293 | 45.4252 | 43.1879 | 43.1879 | 73.8942 | 0 | 0 | 0 | 0 | 43.5741 | 43.5741 | 43.5741 | 66.7251 | 43.1879 | 141.124 | 0 | 0 | 33.0288 | 0 | 0 | 0 | 128.2083 | 49.4538 | 165.1544 | 63.3817 | 68.278 | 33.0288 | 136.3967 | 237.0612 | 41.8434 | 179.8206 | 163.9422 | 717.0534 | 134.8527 | 130.4947 | 166.1854 | 25.9612 | 30.8879 | 30.8879 | 25.9612 | 63.0651 | 100.9524 | 218.9573 | 2511.1555 | 190.7787 | 100.9524 | 94.5471 | 240.5243 | 140.8304 | 115.7722 | 119.6581 | 94.5471 | 220.0478 | 92.2587 | 49.4538 | 49.4538 | 191.2411 | 146.5738 | 0 | 0 | 0 | 30.8879 | 30.8879 | 38.4326 | 0 | 0 | 0 | 0 | 0 | 0 | 25.9612 | 49.4538 | 200.2891 | 30.8879 | 40.4505 | 87.1325 | 0 | 0 | 0 | 0 | 0 | 0 | 0 | 0 | 0 | 0 | 0 | 0 | 0 | 0 | 0 | 0 | 0 | 0 | 0 | 0 | 0 | 0 | 0 | 0 | 0 | 0 | 0 | 0 | 0 | 0 | 0 | 0 | 0 | 0 | 0 | 0 | 0 | 0 | 0 | 0 | 0 | 0 | 0 | 0 | 0 | 0 | 0 | 0 | 0 | 0 | 0 | 0 | 0 | 0 | 0 | 0 | 0 | 0 | 0 | 0 | 0 | 0 | 0 | 0 | 0 | 0 | 0 | 0 | 0 | 0 | 0 | 0 | 0 | 0 | 0 | 0 | 0 | 0 | 0 | 0 | 0 | 0 | 0 | 0 | 0 | 0 | 0 | 0 | 0 | 0 | 0 | 0 | 0 | 0 | 0 | 0 | 0 | 0 | 0 | 0 | 0 | 0 | 0 | 0 | 0 | 0 | 0 | 0 | 0 | 2017-01-26 12:00
t0614 | 0 | 149.3127 | 434.5773 | 170.4651 | 49.7696 | 344.4393 | 49.7696 | 579.6675 | 83.3695 | 83.3695 | 2663.2547 | 92.4333 | 95.3649 | 392.5598 | 467.5237 | 67.5897 | 92.7423 | 428.0265 | 272.0673 | 395.3809 | 0 | 0 | 538.2563 | 43.6188 | 43.6188 | 43.6188 | 98.1946 | 191.5207 | 308.1732 | 183.9175 | 427.7982 | 111.2718 | 276.3583 | 248.5313 | 327.6161 | 331.9 | 162.3555 | 621.6738 | 423.6127 | 114.6852 | 244.2209 | 334.2372 | 128.7534 | 273.8711 | 537.6879 | 128.7534 | 50.9221 | 343.4432 | 920.019 | 186.6175 | 227.578 | 117.2991 | 209.8575 | 50.9221 | 200.8434 | 323.0369 | 114.7959 | 433.5458 | 44.1712 | 203.9885 | 44.1712 | 128.7534 | 191.5207 | 76.2746 | 537.6879 | 0 | 0 | 0 | 0 | 0 | 0 | 0 | 0 | 192.5894 | 0 | 0 | 0 | 0 | 303.6089 | 340.5705 | 31.4468 | 40.475 | 307.0961 | 183.0376 | 14.9726 | 100.9032 | 109.9657 | 330.1026 | 182.5675 | 245.9677 | 124.3665 | 31.4468 | 370.7685 | 54.2714 | 319.8195 | 151.8304 | 184.6574 | 57.0079 | 107.8949 | 616.7482 | 29.1025 | 180.9702 | 187.2876 | 14.9726 | 14.9726 | 81.7352 | 138.1909 | 77.3954 | 154.3847 | 181.0253 | 121.4358 | 129.6108 | 901.7621 | 143.7587 | 100.9032 | 90.8151 | 90.8151 | 39.8563 | 64.0908 | 901.7621 | 492.995 | 167.4634 | 0 | 0 | 0 | 90.0791 | 109.9657 | 88.076 | 434.4291 | 107.8949 | 0 | 77.6568 | 64.0908 | 14.9726 | 84.176 | 33.4891 | 0 | 0 | 0 | 103.1272 | 0 | 0 | 167.2347 | 0 | 38.88 | 0 | 0 | 237.6494 | 93.6686 | 33.4891 | 35.0415 | 35.0415 | 83.4236 | 172.2599 | 239.6697 | 163.7598 | 365.499 | 211.8469 | 134.1032 | 306.4004 | 311.1793 | 188.9779 | 173.167 | 550.2258 | 213.8317 | 233.014 | 107.3933 | 100.3305 | 231.8002 | 250.6651 | 91.6263 | 100.3305 | 100.3305 | 191.7781 | 107.3933 | 107.3933 | 107.3933 | 206.0565 | 199.2884 | 210.4553 | 161.5116 | 161.5116 | 127.2418 | 231.7245 | 518.8473 | 176.1847 | 135.045 | 863.172 | 214.5933 | 135.045 | 591.698 | 1232.3784 | 179.2023 | 706.7943 | 478.8516 | 214.5933 | 133.1183 | 75.9832 | 265.1851 | 62.5688 | 62.5688 | 62.5688 | 200.9711 | 263.4964 | 94.0612 | 134.207 | 260.1769 | 239.233 | 132.3688 | 132.3688 | 151.7674 | 396.833 | 62.5688 | 520.2511 | 256.7593 | 434.0354 | 160.7634 | 134.3319 | 463.146 | 112.9935 | 198.945 | 112.9935 | 293.7954 | 102.6637 | 130.9771 | 76.2746 | 76.2746 | 102.6637 | 353.8474 | 305.408 | 185.1778 | 260.0431 | 133.1337 | 102.6637 | 839.5215 | 217.3284 | 267.3959 | 601.6561 | 1052.3423 | 104.8161 | 113.3918 | 205.1854 | 411.7698 | 113.3918 | 67.5843 | 160.3258 | 118.1176 | 110.529 | 136.9084 | 66.5661 | 66.5661 | 108.2462 | 66.2686 | 204.2817 | 285.9777 | 129.6911 | 198.945 | 123.4915 | 282.8128 | 208.2551 | 129.6911 | 123.4915 | 100.0437 | 334.3792 | 207.876 | 56.3727 | 35.067 | 434.3949 | 94.0152 | 333.7364 | 96.0539 | 420.9364 | 1067.7418 | 50.3211 | 327.9346 | 334.3792 | 464.2338 | 96.0539 | 38.88 | 338.0428 | 334.1924 | 230.2432 | 226.1071 | 0 | 100.3305 | 173.9269 | 608.0417 | 0 | 104.8161 | 145.8355 | 231.8002 | 104.8261 | 151.049 | 215.6263 | 97.9044 | 0 | 0 | 0 | 0 | 0 | 0 | 0 | 0 | 93.6686 | 0 | 180.2365 | 214.7318 | 302.4945 | 194.3699 | 0 | 205.5662 | 68.4064 | 52.5027 | 29.1025 | 1001.1184 | 45.6199 | 159.0344 | 64.2629 | 64.2629 | 127.2408 | 42.0069 | 68.4064 | 45.6199 | 42.6314 | 42.6314 | 72.774 | 0 | 0 | 0 | 0 | 42.0069 | 42.0069 | 42.0069 | 65.5136 | 42.6314 | 138.9948 | 0 | 0 | 31.3329 | 0 | 0 | 0 | 125.1676 | 50.5995 | 160.227 | 64.9643 | 67.2964 | 31.3329 | 138.9913 | 222.8051 | 41.6999 | 182.1463 | 161.2891 | 701.7262 | 134.8969 | 130.5988 | 164.5034 | 25.8784 | 31 | 31 | 25.8784 | 60.7999 | 98.7385 | 216.4435 | 2358.3292 | 180.7196 | 98.7385 | 92.7236 | 223.4024 | 135.4259 | 112.6102 | 114.5605 | 92.7236 | 210.2566 | 88.8898 | 50.5995 | 50.5995 | 187.7728 | 139.3015 | 0 | 0 | 0 | 31 | 31 | 37.3793 | 0 | 0 | 0 | 0 | 0 | 0 | 25.8784 | 50.5995 | 193.0012 | 31 | 40.2496 | 84.9271 | 0 | 0 | 0 | 0 | 0 | 0 | 0 | 0 | 0 | 0 | 0 | 0 | 0 | 0 | 0 | 0 | 0 | 0 | 0 | 0 | 0 | 0 | 0 | 0 | 0 | 0 | 0 | 0 | 0 | 0 | 0 | 0 | 0 | 0 | 0 | 0 | 0 | 0 | 0 | 0 | 0 | 0 | 0 | 0 | 0 | 0 | 0 | 0 | 0 | 0 | 0 | 0 | 0 | 0 | 0 | 0 | 0 | 0 | 0 | 0 | 0 | 0 | 0 | 0 | 0 | 0 | 0 | 0 | 0 | 0 | 0 | 0 | 0 | 0 | 0 | 0 | 0 | 0 | 0 | 0 | 0 | 0 | 0 | 0 | 0 | 0 | 0 | 0 | 0 | 0 | 0 | 0 | 0 | 0 | 0 | 0 | 0 | 0 | 0 | 0 | 0 | 0 | 0 | 0 | 0 | 0 | 0 | 0 | 0 | 2017-01-26 13:00
t0615 | 0 | 150.2341 | 426.553 | 171.7223 | 48.4733 | 336.8729 | 48.4733 | 614.0511 | 81.7286 | 81.7286 | 2631.0419 | 89.248 | 95.6455 | 398.4568 | 472.88 | 68.5325 | 91.9203 | 426.3238 | 269.6539 | 405.0733 | 0 | 0 | 529.5542 | 43.4755 | 43.4755 | 43.4755 | 99.0624 | 192.3011 | 315.2115 | 179.555 | 424.7363 | 109.743 | 281.0099 | 253.548 | 327.6522 | 328.9512 | 163.7124 | 649.3721 | 431.7845 | 115.2861 | 250.8622 | 333.75 | 130.0662 | 276.4709 | 544.6412 | 130.0662 | 51.3206 | 345.1773 | 928.5896 | 190.0468 | 226.2324 | 116.461 | 212.6379 | 51.3206 | 201.9008 | 329.9222 | 115.874 | 429.9836 | 43.5883 | 208.4582 | 43.5883 | 130.0662 | 192.3011 | 76.2989 | 544.6412 | 0 | 0 | 0 | 0 | 0 | 0 | 0 | 0 | 192.9864 | 0 | 0 | 0 | 0 | 303.9447 | 339.4351 | 31.4884 | 39.3903 | 298.6925 | 181.6609 | 14.6921 | 99.1667 | 108.4474 | 327.0217 | 182.4667 | 246.1907 | 120.6652 | 31.4884 | 360.2109 | 53.3538 | 315.5337 | 149.2576 | 183.7112 | 56.2874 | 106.6067 | 605.125 | 28.1089 | 179.5963 | 183.6464 | 14.6921 | 14.6921 | 79.5774 | 138.5232 | 76.3887 | 152.1661 | 180.6407 | 116.4163 | 122.1463 | 865.0988 | 138.795 | 99.1667 | 90.0746 | 90.0746 | 39.2465 | 61.6206 | 865.0988 | 479.0947 | 167.2188 | 0 | 0 | 0 | 89.5638 | 108.4474 | 87.5215 | 427.1433 | 106.6067 | 0 | 77.1748 | 61.6206 | 14.6921 | 81.6662 | 32.4742 | 0 | 0 | 0 | 102.4171 | 0 | 0 | 165.2816 | 0 | 37.8197 | 0 | 0 | 236.5252 | 95.2565 | 32.4742 | 34.6866 | 34.6866 | 80.9817 | 168.6435 | 233.5025 | 161.3184 | 362.0531 | 211.8922 | 132.5874 | 304.3864 | 304.538 | 184.3493 | 171.2739 | 533.4578 | 212.5874 | 226.0086 | 107.1736 | 99.9293 | 228.3842 | 244.3912 | 89.7238 | 99.9293 | 99.9293 | 186.0523 | 107.1736 | 107.1736 | 107.1736 | 201.01 | 198.3537 | 204.1738 | 158.3352 | 158.3352 | 124.5396 | 224.0253 | 515.203 | 178.3505 | 130.6138 | 835.3407 | 212.5669 | 130.6138 | 564.0337 | 1203.6051 | 173.4631 | 687.368 | 471.5067 | 212.5669 | 130.2694 | 74.6842 | 257.1006 | 62.2394 | 62.2394 | 62.2394 | 195.9081 | 253.6337 | 90.5886 | 137.2847 | 258.2401 | 240.2777 | 133.4675 | 133.4675 | 149.6828 | 404.2022 | 62.2394 | 507.5651 | 256.7804 | 433.4993 | 161.0874 | 133.7045 | 445.8926 | 111.6836 | 202.3869 | 111.6836 | 289.7936 | 100.2615 | 130.6371 | 76.2989 | 76.2989 | 100.2615 | 361.2047 | 309.3337 | 182.2993 | 254.0686 | 134.347 | 100.2615 | 861.6364 | 216.8159 | 260.7817 | 588.6421 | 1022.7909 | 104.5669 | 113.5541 | 199.1082 | 405.5415 | 113.5541 | 66.8156 | 157.9248 | 118.6944 | 109.6262 | 133.8313 | 66.1462 | 66.1462 | 107.9634 | 65.0047 | 200.5333 | 284.206 | 128.0465 | 202.3869 | 121.9166 | 276.213 | 208.0804 | 128.0465 | 121.9166 | 97.5949 | 324.6262 | 207.8335 | 57.274 | 34.2944 | 431.1733 | 92.4213 | 325.897 | 94.1699 | 418.6755 | 1063.7037 | 49.8717 | 321.4682 | 324.6262 | 452.5654 | 94.1699 | 37.8197 | 359.2211 | 326.6782 | 231.3402 | 231.2754 | 0 | 99.9293 | 173.054 | 594.957 | 0 | 104.5669 | 143.9752 | 228.3842 | 102.9801 | 146.1269 | 214.9283 | 95.4787 | 0 | 0 | 0 | 0 | 0 | 0 | 0 | 0 | 95.2565 | 0 | 180.7929 | 222.8876 | 294.9206 | 190.888 | 0 | 200.2697 | 65.1268 | 51.4276 | 28.1089 | 960.0506 | 45.2433 | 153.4175 | 61.9579 | 61.9579 | 120.6363 | 40.5555 | 65.1268 | 45.2433 | 41.4986 | 41.4986 | 70.95 | 0 | 0 | 0 | 0 | 40.5555 | 40.5555 | 40.5555 | 63.9154 | 41.4986 | 135.9308 | 0 | 0 | 30.337 | 0 | 0 | 0 | 121.7831 | 51.0404 | 156.0836 | 66.1308 | 65.9189 | 30.337 | 139.387 | 214.3195 | 40.9426 | 182.9187 | 158.8062 | 693.8359 | 133.7096 | 129.538 | 162.1251 | 25.6233 | 30.7747 | 30.7747 | 25.6233 | 58.7554 | 96.6435 | 212.4922 | 2293.0273 | 173.3015 | 96.6435 | 91.0537 | 214.7663 | 130.7411 | 108.7004 | 110.2104 | 91.0537 | 202.7415 | 86.7401 | 51.0404 | 51.0404 | 183.3538 | 134.5699 | 0 | 0 | 0 | 30.7747 | 30.7747 | 36.2846 | 0 | 0 | 0 | 0 | 0 | 0 | 25.6233 | 51.0404 | 187.507 | 30.7747 | 39.7491 | 82.2073 | 0 | 0 | 0 | 0 | 0 | 0 | 0 | 0 | 0 | 0 | 0 | 0 | 0 | 0 | 0 | 0 | 0 | 0 | 0 | 0 | 0 | 0 | 0 | 0 | 0 | 0 | 0 | 0 | 0 | 0 | 0 | 0 | 0 | 0 | 0 | 0 | 0 | 0 | 0 | 0 | 0 | 0 | 0 | 0 | 0 | 0 | 0 | 0 | 0 | 0 | 0 | 0 | 0 | 0 | 0 | 0 | 0 | 0 | 0 | 0 | 0 | 0 | 0 | 0 | 0 | 0 | 0 | 0 | 0 | 0 | 0 | 0 | 0 | 0 | 0 | 0 | 0 | 0 | 0 | 0 | 0 | 0 | 0 | 0 | 0 | 0 | 0 | 0 | 0 | 0 | 0 | 0 | 0 | 0 | 0 | 0 | 0 | 0 | 0 | 0 | 0 | 0 | 0 | 0 | 0 | 0 | 0 | 0 | 0 | 2017-01-26 14:00
t0616 | 0 | 148.5751 | 424.8901 | 168.5418 | 48.0641 | 335.2912 | 48.0641 | 593.5677 | 82.4675 | 82.4675 | 2685.1532 | 89.407 | 93.5751 | 393.3793 | 463.3415 | 66.7554 | 90.6755 | 420.7675 | 266.3089 | 395.1141 | 0 | 0 | 528.3874 | 42.6871 | 42.6871 | 42.6871 | 97.2878 | 189.3491 | 308.0975 | 183.7384 | 424.0919 | 108.9246 | 274.9214 | 247.6415 | 321.9904 | 325.1467 | 160.095 | 632.2751 | 426.9002 | 113.2061 | 244.8166 | 330.6427 | 127.9011 | 271.8642 | 545.9877 | 127.9011 | 49.9593 | 339.2728 | 912.9401 | 185.8123 | 224.9289 | 114.6314 | 208.3291 | 49.9593 | 197.9155 | 322.0807 | 113.3211 | 427.9817 | 42.9506 | 203.5854 | 42.9506 | 127.9011 | 189.3491 | 75.2016 | 545.9877 | 0 | 0 | 0 | 0 | 0 | 0 | 0 | 0 | 189.6229 | 0 | 0 | 0 | 0 | 299.8384 | 333.9268 | 30.7217 | 38.5434 | 297.8121 | 177.7758 | 14.4339 | 97.3893 | 105.7869 | 324.4097 | 179.8706 | 242.0675 | 119.5019 | 30.7217 | 362.3878 | 52.2477 | 312.6348 | 146.4583 | 179.6849 | 55.0719 | 104.5522 | 602.5822 | 27.6272 | 176.1706 | 180.7714 | 14.4339 | 14.4339 | 78.841 | 135.9895 | 74.952 | 149.4091 | 177.8324 | 117.9603 | 126.0814 | 878.2898 | 136.8913 | 97.3893 | 88.1236 | 88.1236 | 38.498 | 61.3506 | 878.2898 | 480.7463 | 163.0532 | 0 | 0 | 0 | 87.4295 | 105.7869 | 85.6869 | 422.0095 | 104.5522 | 0 | 75.4793 | 61.3506 | 14.4339 | 81.6167 | 32.2413 | 0 | 0 | 0 | 100.8414 | 0 | 0 | 163.1877 | 0 | 37.1578 | 0 | 0 | 232.6521 | 92.9429 | 32.2413 | 34.0789 | 34.0789 | 79.3877 | 166.7039 | 232.3331 | 158.6873 | 361.1599 | 208.468 | 131.0342 | 299.7526 | 306.9581 | 182.9922 | 168.8299 | 547.8393 | 209.9283 | 224.5543 | 106.3923 | 98.7953 | 227.5904 | 241.6615 | 88.8238 | 98.7953 | 98.7953 | 186.489 | 106.3923 | 106.3923 | 106.3923 | 199.548 | 196.5207 | 203.4064 | 156.5917 | 156.5917 | 123.5052 | 226.2656 | 509.9233 | 175.802 | 130.5122 | 866.8411 | 211.5422 | 130.5122 | 582.1489 | 1229.4499 | 172.2217 | 693.1739 | 468.9302 | 211.5422 | 130.1188 | 73.8493 | 254.4636 | 61.162 | 61.162 | 61.162 | 193.6674 | 255.5957 | 89.9737 | 133.4716 | 254.6593 | 235.9804 | 131.1987 | 131.1987 | 148.6455 | 393.8345 | 61.162 | 506.9193 | 252.7501 | 426.8715 | 158.2772 | 131.1397 | 455.0254 | 110.3591 | 198.8696 | 110.3591 | 289.0785 | 100.0821 | 129.708 | 75.2016 | 75.2016 | 100.0821 | 355.4119 | 303.9394 | 181.8536 | 254.2003 | 132.3838 | 100.0821 | 846.8665 | 213.4508 | 263.6785 | 593.8559 | 1053.0538 | 102.9759 | 111.6866 | 198.3323 | 403.5441 | 111.6866 | 65.546 | 156.6869 | 116.683 | 108.0649 | 132.5961 | 65.4463 | 65.4463 | 106.8497 | 64.4728 | 202.837 | 282.4838 | 126.3695 | 198.8696 | 121.0626 | 277.6805 | 204.5992 | 126.3695 | 121.0626 | 96.2688 | 328.7435 | 205.2937 | 55.7291 | 33.6367 | 424.3482 | 91.1719 | 324.5016 | 93.0677 | 410.2125 | 1063.8816 | 48.8023 | 315.0904 | 328.7435 | 455.1052 | 93.0677 | 37.1578 | 348.5241 | 324.8107 | 228.9631 | 226.4242 | 0 | 98.7953 | 169.5282 | 614.5967 | 0 | 102.9759 | 142.7329 | 227.5904 | 103.521 | 143.7977 | 211.0308 | 94.691 | 0 | 0 | 0 | 0 | 0 | 0 | 0 | 0 | 92.9429 | 0 | 177.6581 | 216.4733 | 297.2536 | 191.6272 | 0 | 198.8606 | 65.0413 | 50.7371 | 27.6272 | 972.6376 | 44.5078 | 155.006 | 61.4471 | 61.4471 | 120.7963 | 40.378 | 65.0413 | 44.5078 | 40.7872 | 40.7872 | 69.9475 | 0 | 0 | 0 | 0 | 40.378 | 40.378 | 40.378 | 63.2002 | 40.7872 | 134.3229 | 0 | 0 | 30.6703 | 0 | 0 | 0 | 120.7206 | 50.1612 | 155.6521 | 65.3671 | 65.1824 | 30.6703 | 136.7808 | 217.3076 | 40.2051 | 180.5105 | 157.8832 | 694.8806 | 131.8834 | 127.7897 | 160.5204 | 25.3218 | 30.3132 | 30.3132 | 25.3218 | 58.5384 | 96.0957 | 209.9934 | 2344.5028 | 174.1802 | 96.0957 | 90.5679 | 219.8168 | 130.4325 | 107.4203 | 110.0591 | 90.5679 | 203.1461 | 87.0955 | 50.1612 | 50.1612 | 181.4219 | 135.6206 | 0 | 0 | 0 | 30.3132 | 30.3132 | 36.0147 | 0 | 0 | 0 | 0 | 0 | 0 | 25.3218 | 50.1612 | 187.6385 | 30.3132 | 39.2573 | 81.2771 | 0 | 0 | 0 | 0 | 0 | 0 | 0 | 0 | 0 | 0 | 0 | 0 | 0 | 0 | 0 | 0 | 0 | 0 | 0 | 0 | 0 | 0 | 0 | 0 | 0 | 0 | 0 | 0 | 0 | 0 | 0 | 0 | 0 | 0 | 0 | 0 | 0 | 0 | 0 | 0 | 0 | 0 | 0 | 0 | 0 | 0 | 0 | 0 | 0 | 0 | 0 | 0 | 0 | 0 | 0 | 0 | 0 | 0 | 0 | 0 | 0 | 0 | 0 | 0 | 0 | 0 | 0 | 0 | 0 | 0 | 0 | 0 | 0 | 0 | 0 | 0 | 0 | 0 | 0 | 0 | 0 | 0 | 0 | 0 | 0 | 0 | 0 | 0 | 0 | 0 | 0 | 0 | 0 | 0 | 0 | 0 | 0 | 0 | 0 | 0 | 0 | 0 | 0 | 0 | 0 | 0 | 0 | 0 | 0 | 2017-01-26 15:00
t0617 | 0 | 156.4753 | 445.3343 | 177.3472 | 50.2447 | 351.0744 | 50.2447 | 630.5169 | 86.5859 | 86.5859 | 2829.3548 | 93.4195 | 98.3112 | 415.0444 | 487.892 | 70.2701 | 95.116 | 441.9329 | 279.401 | 417.0273 | 0 | 0 | 554.2735 | 44.8054 | 44.8054 | 44.8054 | 102.4157 | 199.1847 | 325.1608 | 193.1476 | 445.889 | 114.2336 | 289.7849 | 261.1672 | 338.2923 | 341.1757 | 168.4034 | 670.1791 | 450.9521 | 119.0691 | 258.5722 | 347.6886 | 134.7123 | 286.2938 | 577.1044 | 134.7123 | 52.5084 | 356.8804 | 961.3274 | 195.9097 | 236.4038 | 120.2538 | 219.4567 | 52.5084 | 208.1112 | 339.736 | 119.2325 | 449.6438 | 44.9982 | 214.7879 | 44.9982 | 134.7123 | 199.1847 | 79.0491 | 577.1044 | 0 | 0 | 0 | 0 | 0 | 0 | 0 | 0 | 199.3118 | 0 | 0 | 0 | 0 | 315.2816 | 350.6005 | 32.2501 | 40.1972 | 311.498 | 186.3074 | 15.094 | 101.8759 | 110.634 | 340.5587 | 189.0384 | 254.3931 | 124.7813 | 32.2501 | 379.4822 | 54.6335 | 327.8093 | 153.1946 | 188.4026 | 57.6399 | 109.4881 | 631.4862 | 28.7793 | 184.6912 | 189.0639 | 15.094 | 15.094 | 82.3996 | 142.9302 | 78.4756 | 156.3978 | 186.7867 | 123.2664 | 131.6 | 918.2466 | 142.6674 | 101.8759 | 92.3343 | 92.3343 | 40.2832 | 63.9723 | 918.2466 | 503.2508 | 171.0339 | 0 | 0 | 0 | 91.6295 | 110.634 | 89.8322 | 441.9238 | 109.4881 | 0 | 79.1196 | 63.9723 | 15.094 | 85.347 | 33.6746 | 0 | 0 | 0 | 105.7996 | 0 | 0 | 171.0853 | 0 | 38.7735 | 0 | 0 | 244.1806 | 97.9305 | 33.6746 | 35.7139 | 35.7139 | 82.7669 | 174.4016 | 243.0286 | 166.1368 | 379.459 | 219.0667 | 137.4094 | 314.5231 | 322.1018 | 191.4028 | 176.9876 | 575.2682 | 220.4084 | 234.5803 | 111.8968 | 103.792 | 238.7758 | 252.5776 | 92.9529 | 103.792 | 103.792 | 195.1032 | 111.8968 | 111.8968 | 111.8968 | 208.7227 | 206.4942 | 212.5926 | 163.8898 | 163.8898 | 129.2673 | 236.8061 | 535.4154 | 185.3227 | 136.3699 | 911.328 | 222.1777 | 136.3699 | 609.3085 | 1292.1673 | 179.7999 | 726.3272 | 491.749 | 222.1777 | 136.3402 | 77.3385 | 265.6293 | 64.1747 | 64.1747 | 64.1747 | 202.3983 | 267.1217 | 93.8205 | 140.7529 | 267.2091 | 248.1566 | 138.1163 | 138.1163 | 155.9037 | 415.0369 | 64.1747 | 530.7536 | 265.6114 | 448.48 | 166.3622 | 137.5781 | 476.5288 | 115.7176 | 209.7834 | 115.7176 | 303.4167 | 104.8048 | 136.4047 | 79.0491 | 79.0491 | 104.8048 | 375.2953 | 320.2851 | 190.7846 | 266.3217 | 139.4423 | 104.8048 | 895.2263 | 224.1869 | 276.5931 | 623.1982 | 1106.8645 | 108.1601 | 117.3938 | 207.2967 | 423.2395 | 117.3938 | 68.653 | 164.264 | 122.7369 | 113.3636 | 138.7185 | 68.7264 | 68.7264 | 112.3095 | 67.5184 | 213.1162 | 296.8608 | 132.4435 | 209.7834 | 127.003 | 291.1166 | 214.9275 | 132.4435 | 127.003 | 100.5915 | 344.5524 | 215.8436 | 58.6816 | 35.1363 | 445.1235 | 95.4467 | 339.6706 | 97.3955 | 430.207 | 1119.7553 | 51.1262 | 329.2945 | 344.5524 | 476.9366 | 97.3955 | 38.7735 | 370.6794 | 340.0009 | 241.0867 | 239.0239 | 0 | 103.792 | 177.8021 | 647.3539 | 0 | 108.1601 | 149.6978 | 238.7758 | 108.6816 | 149.8846 | 221.5058 | 99.0217 | 0 | 0 | 0 | 0 | 0 | 0 | 0 | 0 | 97.9305 | 0 | 186.784 | 229.0309 | 311.6333 | 201.1215 | 0 | 207.945 | 67.689 | 53.0701 | 28.7793 | 1016.4454 | 46.674 | 162.1506 | 64.0761 | 64.0761 | 125.6377 | 42.1468 | 67.689 | 46.674 | 42.5708 | 42.5708 | 73.0709 | 0 | 0 | 0 | 0 | 42.1468 | 42.1468 | 42.1468 | 66.0654 | 42.5708 | 140.4808 | 0 | 0 | 32.1157 | 0 | 0 | 0 | 126.16 | 52.8092 | 162.8714 | 69.0263 | 68.2049 | 32.1157 | 143.7678 | 227.2948 | 42.0466 | 189.9596 | 165.5546 | 730.2208 | 138.3416 | 134.073 | 168.2488 | 26.563 | 31.8026 | 31.8026 | 26.563 | 61.124 | 100.6222 | 219.831 | 2461.8659 | 181.7879 | 100.6222 | 94.9146 | 230.2329 | 136.1897 | 111.9837 | 114.836 | 94.9146 | 212.2011 | 91.2731 | 52.8092 | 52.8092 | 189.708 | 141.8623 | 0 | 0 | 0 | 31.8026 | 31.8026 | 37.6239 | 0 | 0 | 0 | 0 | 0 | 0 | 26.563 | 52.8092 | 196.3224 | 31.8026 | 41.1516 | 84.7952 | 0 | 0 | 0 | 0 | 0 | 0 | 0 | 0 | 0 | 0 | 0 | 0 | 0 | 0 | 0 | 0 | 0 | 0 | 0 | 0 | 0 | 0 | 0 | 0 | 0 | 0 | 0 | 0 | 0 | 0 | 0 | 0 | 0 | 0 | 0 | 0 | 0 | 0 | 0 | 0 | 0 | 0 | 0 | 0 | 0 | 0 | 0 | 0 | 0 | 0 | 0 | 0 | 0 | 0 | 0 | 0 | 0 | 0 | 0 | 0 | 0 | 0 | 0 | 0 | 0 | 0 | 0 | 0 | 0 | 0 | 0 | 0 | 0 | 0 | 0 | 0 | 0 | 0 | 0 | 0 | 0 | 0 | 0 | 0 | 0 | 0 | 0 | 0 | 0 | 0 | 0 | 0 | 0 | 0 | 0 | 0 | 0 | 0 | 0 | 0 | 0 | 0 | 0 | 0 | 0 | 0 | 0 | 0 | 0 | 2017-01-26 16:00
t0618 | 0 | 157.1125 | 457.7971 | 178.6053 | 52.2437 | 362.5195 | 52.2437 | 605.4192 | 88.4617 | 88.4617 | 2847.4102 | 97.4902 | 99.6832 | 413.09 | 489.6021 | 70.559 | 97.2687 | 449.3124 | 285.5345 | 413.5771 | 0 | 0 | 567.7308 | 45.6552 | 45.6552 | 45.6552 | 102.9383 | 200.9644 | 322.6863 | 196.6241 | 451.9133 | 117.0458 | 289.3304 | 260.0432 | 343.2202 | 348.4981 | 169.7676 | 651.0641 | 446.3748 | 120.1658 | 255.6132 | 351.7297 | 135.0963 | 287.3365 | 570.7686 | 135.0963 | 53.1037 | 360.0467 | 965.1244 | 195.34 | 239.8531 | 122.8939 | 219.8013 | 53.1037 | 210.231 | 337.9474 | 120.0556 | 457.0931 | 46.2739 | 213.4689 | 46.2739 | 135.0963 | 200.9644 | 80.0456 | 570.7686 | 0 | 0 | 0 | 0 | 0 | 0 | 0 | 0 | 201.7907 | 0 | 0 | 0 | 0 | 318.8122 | 356.8671 | 32.8123 | 42.1665 | 323.3207 | 191.1244 | 15.6484 | 105.4549 | 114.5308 | 347.3127 | 191.591 | 257.7876 | 130.4005 | 32.8123 | 392.2968 | 56.6293 | 336.0928 | 158.6079 | 192.8092 | 59.4842 | 112.7432 | 649.5577 | 30.3685 | 189.2198 | 195.9413 | 15.6484 | 15.6484 | 85.755 | 144.7256 | 80.8849 | 161.3844 | 189.7904 | 128.7898 | 138.5864 | 957.5155 | 150.2979 | 105.4549 | 94.8054 | 94.8054 | 41.6358 | 67.328 | 957.5155 | 520.8733 | 174.6216 | 0 | 0 | 0 | 93.9437 | 114.5308 | 92.0032 | 455.6021 | 112.7432 | 0 | 81.0724 | 67.328 | 15.6484 | 88.7138 | 35.161 | 0 | 0 | 0 | 108.0698 | 0 | 0 | 175.4266 | 0 | 40.5958 | 0 | 0 | 248.9587 | 97.9129 | 35.161 | 36.6613 | 36.6613 | 86.9758 | 180.6174 | 252.0873 | 171.3534 | 385.7805 | 222.0857 | 140.7565 | 321.1275 | 329.9093 | 198.5326 | 181.497 | 588.8922 | 224.4849 | 244.7566 | 113.139 | 105.4234 | 244.3583 | 262.7485 | 96.1556 | 105.4234 | 105.4234 | 202.4538 | 113.139 | 113.139 | 113.139 | 216.4857 | 209.6444 | 221.4033 | 169.4225 | 169.4225 | 133.6563 | 245.5739 | 545.3348 | 185.1686 | 142.2573 | 929.13 | 226.1925 | 142.2573 | 633.6231 | 1316.2363 | 188.1104 | 748.9467 | 504.179 | 226.1925 | 140.3996 | 79.722 | 277.9294 | 65.5063 | 65.5063 | 65.5063 | 210.6224 | 278.7362 | 98.6981 | 140.0888 | 272.8699 | 250.6632 | 138.8298 | 138.8298 | 159.6913 | 414.5519 | 65.5063 | 548.4651 | 269.2381 | 455.1677 | 168.4417 | 140.4944 | 493.4433 | 118.5854 | 208.8288 | 118.5854 | 309.9352 | 108.2129 | 137.9896 | 80.0456 | 80.0456 | 108.2129 | 371.8772 | 320.4029 | 195.3061 | 274.4744 | 139.8428 | 108.2129 | 882.2889 | 227.8484 | 283.8724 | 638.176 | 1128.3285 | 109.9093 | 118.8693 | 215.8486 | 433.6951 | 118.8693 | 70.637 | 168.5825 | 123.8372 | 115.8859 | 143.7122 | 69.9569 | 69.9569 | 113.8285 | 69.6327 | 217.0994 | 301.3401 | 135.9938 | 208.8288 | 129.9491 | 299.3094 | 218.2202 | 135.9938 | 129.9491 | 104.728 | 355.0898 | 218.4163 | 58.8259 | 36.6016 | 455.0678 | 98.5098 | 351.2712 | 100.7191 | 439.9452 | 1129.5121 | 52.5341 | 342.2475 | 355.0898 | 491.2818 | 100.7191 | 40.5958 | 353.9795 | 351.5067 | 242.3389 | 236.9827 | 0 | 105.4234 | 181.7715 | 653.8057 | 0 | 109.9093 | 153.3176 | 244.3583 | 111.019 | 157.7565 | 225.6946 | 102.7986 | 0 | 0 | 0 | 0 | 0 | 0 | 0 | 0 | 97.9129 | 0 | 188.8804 | 224.3816 | 320.5403 | 205.6826 | 0 | 215.9661 | 71.9005 | 54.9924 | 30.3685 | 1061.6993 | 47.7742 | 168.5263 | 67.384 | 67.384 | 133.869 | 44.1508 | 71.9005 | 47.7742 | 44.5255 | 44.5255 | 76.1524 | 0 | 0 | 0 | 0 | 44.1508 | 44.1508 | 44.1508 | 68.6761 | 44.5255 | 145.6925 | 0 | 0 | 33.2303 | 0 | 0 | 0 | 131.3527 | 53.0648 | 168.7416 | 68.4345 | 70.5792 | 33.2303 | 145.5364 | 236.4902 | 43.5738 | 191.3777 | 169.7848 | 742.1935 | 141.4722 | 136.9886 | 172.7807 | 27.1663 | 32.4916 | 32.4916 | 27.1663 | 63.9349 | 103.8732 | 226.9858 | 2518.6771 | 190.797 | 103.8732 | 97.6029 | 238.3719 | 142.499 | 117.8597 | 120.5596 | 97.6029 | 221.7498 | 93.9996 | 53.0648 | 53.0648 | 196.9315 | 147.431 | 0 | 0 | 0 | 32.4916 | 32.4916 | 39.2444 | 0 | 0 | 0 | 0 | 0 | 0 | 27.1663 | 53.0648 | 203.5911 | 32.4916 | 42.2246 | 88.9383 | 0 | 0 | 0 | 0 | 0 | 0 | 0 | 0 | 0 | 0 | 0 | 0 | 0 | 0 | 0 | 0 | 0 | 0 | 0 | 0 | 0 | 0 | 0 | 0 | 0 | 0 | 0 | 0 | 0 | 0 | 0 | 0 | 0 | 0 | 0 | 0 | 0 | 0 | 0 | 0 | 0 | 0 | 0 | 0 | 0 | 0 | 0 | 0 | 0 | 0 | 0 | 0 | 0 | 0 | 0 | 0 | 0 | 0 | 0 | 0 | 0 | 0 | 0 | 0 | 0 | 0 | 0 | 0 | 0 | 0 | 0 | 0 | 0 | 0 | 0 | 0 | 0 | 0 | 0 | 0 | 0 | 0 | 0 | 0 | 0 | 0 | 0 | 0 | 0 | 0 | 0 | 0 | 0 | 0 | 0 | 0 | 0 | 0 | 0 | 0 | 0 | 0 | 0 | 0 | 0 | 0 | 0 | 0 | 0 | 2017-01-26 17:00
t0619 | 0 | 153.7622 | 454.0354 | 177.5787 | 52.809 | 361.6875 | 52.809 | 586.9032 | 85.354 | 85.354 | 2650.1326 | 97.3379 | 100.3342 | 401.5975 | 486.3159 | 70.8174 | 97.457 | 447.0936 | 285.3601 | 408.7799 | 0 | 0 | 559.3891 | 45.919 | 45.919 | 45.919 | 102.029 | 199.1321 | 318.0575 | 184.6375 | 439.7463 | 116.3519 | 286.5831 | 257.545 | 343.1798 | 347.6353 | 169.9863 | 631.2135 | 430.2771 | 119.6422 | 251.5718 | 346.0073 | 133.2988 | 283.7594 | 536.718 | 133.2988 | 53.7453 | 357.7902 | 953.727 | 193.4135 | 235.306 | 123.4842 | 217.9162 | 53.7453 | 210.1218 | 334.6303 | 120.049 | 448.5475 | 46.7117 | 211.0332 | 46.7117 | 133.2988 | 199.1321 | 79.4913 | 536.718 | 0 | 0 | 0 | 0 | 0 | 0 | 0 | 0 | 201.3764 | 0 | 0 | 0 | 0 | 315.6825 | 357.4087 | 33.2907 | 43.8866 | 323.4117 | 194.5804 | 16.0012 | 107.7279 | 118.2552 | 343.8563 | 190.3927 | 257.2069 | 132.7308 | 33.2907 | 385.2268 | 58.1881 | 335.2613 | 162.2744 | 195.9908 | 60.9419 | 114.8222 | 644.9504 | 31.5726 | 191.6653 | 199.6803 | 16.0012 | 16.0012 | 86.8728 | 144.6541 | 82.3925 | 164.3984 | 189.5179 | 126.4703 | 133.3348 | 935.4199 | 155.1849 | 107.7279 | 96.6481 | 96.6481 | 42.548 | 68.4563 | 935.4199 | 514.2527 | 177.9547 | 0 | 0 | 0 | 95.9681 | 118.2552 | 93.4472 | 459.1629 | 114.8222 | 0 | 82.5219 | 68.4563 | 16.0012 | 88.5432 | 35.6206 | 0 | 0 | 0 | 108.4769 | 0 | 0 | 176.0022 | 0 | 41.9108 | 0 | 0 | 249.8253 | 97.5615 | 35.6206 | 37.1147 | 37.1147 | 90.421 | 182.7192 | 252.8108 | 173.9644 | 377.2468 | 221.4689 | 140.8554 | 322.1026 | 319.7648 | 199.8414 | 182.5852 | 553.2887 | 223.5958 | 247.4881 | 110.8641 | 104.5058 | 241.0398 | 266.8631 | 96.934 | 104.5058 | 104.5058 | 200.7693 | 110.8641 | 110.8641 | 110.8641 | 217.8699 | 206.9985 | 222.5151 | 170.9441 | 170.9441 | 134.3013 | 240.4539 | 541.1804 | 181.2582 | 142.5474 | 853.959 | 222.3753 | 142.5474 | 601.1965 | 1240.5372 | 190.9471 | 730.6504 | 499.9132 | 222.3753 | 138.8882 | 80.2262 | 283.5131 | 65.9139 | 65.9139 | 65.9139 | 214.0869 | 275.7038 | 100.6807 | 139.7565 | 273.1429 | 249.7355 | 137.4004 | 137.4004 | 158.5568 | 413.598 | 65.9139 | 544.6526 | 268.2484 | 453.776 | 168.111 | 141.8665 | 474.5012 | 118.7474 | 204.676 | 118.7474 | 304.6239 | 107.4563 | 135.2495 | 79.4913 | 79.4913 | 107.4563 | 361.8309 | 315.7292 | 192.3959 | 271.0262 | 137.5114 | 107.4563 | 855.0112 | 227.5702 | 274.3583 | 617.5101 | 1050.5031 | 109.7017 | 118.4474 | 216.939 | 429.398 | 118.4474 | 71.8499 | 167.9726 | 123.0401 | 116.1981 | 144.9107 | 69.4174 | 69.4174 | 112.388 | 69.7714 | 207.9689 | 295.9283 | 136.7306 | 204.676 | 128.8965 | 292.5408 | 218.1638 | 136.7306 | 128.8965 | 106.8628 | 343.8869 | 215.9714 | 59.0455 | 37.7002 | 457.52 | 99.6308 | 350.7804 | 101.7729 | 445.6297 | 1090.3502 | 53.5767 | 352.1026 | 343.8869 | 480.9141 | 101.7729 | 41.9108 | 338.7926 | 351.7085 | 237.1509 | 232.7058 | 0 | 104.5058 | 184.1118 | 598.6836 | 0 | 109.7017 | 152.6306 | 241.0398 | 107.7597 | 163.303 | 226.9855 | 103.7128 | 0 | 0 | 0 | 0 | 0 | 0 | 0 | 0 | 97.5615 | 0 | 188.2284 | 220.5155 | 312.1363 | 200.3407 | 0 | 217.5603 | 73.4346 | 55.8348 | 31.5726 | 1042.5192 | 48.1246 | 165.3114 | 68.8689 | 68.8689 | 136.6008 | 44.6798 | 73.4346 | 48.1246 | 45.8958 | 45.8958 | 77.8493 | 0 | 0 | 0 | 0 | 44.6798 | 44.6798 | 44.6798 | 69.7033 | 45.8958 | 147.6746 | 0 | 0 | 32.4088 | 0 | 0 | 0 | 133.0107 | 52.5205 | 168.4185 | 66.11 | 71.3052 | 32.4088 | 145.5245 | 230.9517 | 44.5704 | 188.6479 | 168.4905 | 720.8603 | 141.7725 | 137.1207 | 172.8423 | 27.1423 | 32.6002 | 32.6002 | 27.1423 | 64.5349 | 103.7656 | 229.0252 | 2381.9453 | 190.6522 | 103.7656 | 97.0584 | 228.0977 | 143.5852 | 121.2133 | 121.7064 | 97.0584 | 221.6415 | 92.2189 | 52.5205 | 52.5205 | 199.3912 | 145.1871 | 0 | 0 | 0 | 32.6002 | 32.6002 | 39.733 | 0 | 0 | 0 | 0 | 0 | 0 | 27.1423 | 52.5205 | 202.2896 | 32.6002 | 42.3726 | 91.0951 | 0 | 0 | 0 | 0 | 0 | 0 | 0 | 0 | 0 | 0 | 0 | 0 | 0 | 0 | 0 | 0 | 0 | 0 | 0 | 0 | 0 | 0 | 0 | 0 | 0 | 0 | 0 | 0 | 0 | 0 | 0 | 0 | 0 | 0 | 0 | 0 | 0 | 0 | 0 | 0 | 0 | 0 | 0 | 0 | 0 | 0 | 0 | 0 | 0 | 0 | 0 | 0 | 0 | 0 | 0 | 0 | 0 | 0 | 0 | 0 | 0 | 0 | 0 | 0 | 0 | 0 | 0 | 0 | 0 | 0 | 0 | 0 | 0 | 0 | 0 | 0 | 0 | 0 | 0 | 0 | 0 | 0 | 0 | 0 | 0 | 0 | 0 | 0 | 0 | 0 | 0 | 0 | 0 | 0 | 0 | 0 | 0 | 0 | 0 | 0 | 0 | 0 | 0 | 0 | 0 | 0 | 0 | 0 | 0 | 2017-01-26 18:00
t0620 | 0 | 147.0613 | 430.6498 | 172.9175 | 50.7794 | 344.1901 | 50.7794 | 583.7906 | 78.3869 | 78.3869 | 2348.1463 | 91.6481 | 98.5625 | 384.4991 | 474.8214 | 70.0448 | 94.2794 | 431.2667 | 275.3088 | 401.8014 | 0 | 0 | 527.8804 | 44.8241 | 44.8241 | 44.8241 | 99.1583 | 192.633 | 311.252 | 163.449 | 412.7188 | 111.1186 | 280.3533 | 252.6837 | 333.9597 | 334.719 | 166.8912 | 619.4182 | 409.7959 | 116.4475 | 246.7863 | 330.4335 | 129.0904 | 274.8769 | 493.9426 | 129.0904 | 53.3227 | 347.4741 | 924.3571 | 189.4012 | 223.1156 | 120.0032 | 212.6932 | 53.3227 | 205.34 | 328.5781 | 117.8086 | 424.5202 | 45.3699 | 206.9825 | 45.3699 | 129.0904 | 192.633 | 76.8142 | 493.9426 | 0 | 0 | 0 | 0 | 0 | 0 | 0 | 0 | 195.9122 | 0 | 0 | 0 | 0 | 304.3232 | 347.3263 | 32.9234 | 43.469 | 307.116 | 191.6213 | 15.6745 | 105.563 | 117.4888 | 328.2737 | 183.9669 | 249.9146 | 128.1511 | 32.9234 | 357.9887 | 57.3752 | 321.4828 | 159.3001 | 193.1087 | 60.1327 | 112.68 | 612.2764 | 31.0425 | 187.7558 | 194.7962 | 15.6745 | 15.6745 | 83.7025 | 141.003 | 80.7959 | 161.0262 | 183.7998 | 116.1049 | 117.5507 | 854.1377 | 151.4536 | 105.563 | 95.255 | 95.255 | 41.7774 | 65.5045 | 854.1377 | 480.9442 | 176.3547 | 0 | 0 | 0 | 94.9851 | 117.4888 | 91.9036 | 443.7891 | 112.68 | 0 | 81.3438 | 65.5045 | 15.6745 | 83.6906 | 34.2025 | 0 | 0 | 0 | 105.3292 | 0 | 0 | 170.0738 | 0 | 41.1552 | 0 | 0 | 242.9726 | 96.0406 | 34.2025 | 36.2556 | 36.2556 | 89.2697 | 176.6424 | 241.1066 | 169.72 | 355.2521 | 214.9362 | 135.7852 | 312.6044 | 294.7389 | 191.5676 | 177.0583 | 486.7274 | 215.5455 | 237.207 | 105.3653 | 100.3962 | 228.0504 | 258.1442 | 93.3815 | 100.3962 | 100.3962 | 188.4096 | 105.3653 | 105.3653 | 105.3653 | 208.8056 | 197.8851 | 211.9155 | 164.9948 | 164.9948 | 128.8762 | 221.7134 | 519.0721 | 174.389 | 134.9529 | 728.8048 | 210.6525 | 134.9529 | 526.5974 | 1103.6035 | 183.4524 | 674.5508 | 475.4048 | 210.6525 | 131.0049 | 77.3957 | 274.1857 | 64.2584 | 64.2584 | 64.2584 | 207.2319 | 256.163 | 96.8163 | 138.4887 | 264.3132 | 243.0436 | 133.2614 | 133.2614 | 151.2311 | 408.2813 | 64.2584 | 514.5072 | 260.0574 | 439.6837 | 163.5582 | 138.8831 | 426.6113 | 114.5237 | 198.1011 | 114.5237 | 287.357 | 101.5967 | 128.5111 | 76.8142 | 76.8142 | 101.5967 | 348.615 | 306.0855 | 181.6219 | 254.753 | 132.5539 | 101.5967 | 824.5089 | 220.7077 | 251.2191 | 567.9108 | 915.787 | 106.3167 | 114.9861 | 206.6546 | 407.7745 | 114.9861 | 70.4539 | 160.6394 | 119.453 | 112.5695 | 139.4216 | 66.6184 | 66.6184 | 107.6419 | 66.8808 | 189.6317 | 280.8376 | 132.3038 | 198.1011 | 122.9181 | 271.7284 | 212.09 | 132.3038 | 122.9181 | 103.9267 | 314.2793 | 207.6403 | 58.5112 | 37.1006 | 444.7864 | 96.6385 | 333.6737 | 98.3885 | 437.3949 | 1017.4173 | 52.7903 | 346.7769 | 314.2793 | 446.7239 | 98.3885 | 41.1552 | 333.6255 | 335.5819 | 226.4975 | 226.8353 | 0 | 100.3962 | 180.7573 | 514.3651 | 0 | 106.3167 | 146.1263 | 228.0504 | 99.8484 | 160.0649 | 221.5698 | 99.637 | 0 | 0 | 0 | 0 | 0 | 0 | 0 | 0 | 96.0406 | 0 | 183.021 | 218.1317 | 288.2358 | 186.3185 | 0 | 208.4892 | 70.021 | 54.2095 | 31.0425 | 957.2974 | 46.845 | 152.4417 | 66.4214 | 66.4214 | 129.6642 | 42.6891 | 70.021 | 46.845 | 45.023 | 45.023 | 75.8182 | 0 | 0 | 0 | 0 | 42.6891 | 42.6891 | 42.6891 | 67.4147 | 45.023 | 142.923 | 0 | 0 | 29.7871 | 0 | 0 | 0 | 128.0281 | 50.9597 | 159.7678 | 63.0334 | 68.8686 | 29.7871 | 141.9689 | 211.318 | 43.6963 | 181.5069 | 160.3698 | 672.5051 | 137.1844 | 132.6017 | 166.0844 | 26.1552 | 31.6293 | 31.6293 | 26.1552 | 61.5397 | 98.949 | 221.3346 | 2118.5916 | 178.5832 | 98.949 | 92.3658 | 203.5702 | 136.5427 | 117.7958 | 115.6201 | 92.3658 | 208.6889 | 85.9548 | 50.9597 | 50.9597 | 192.4959 | 134.6605 | 0 | 0 | 0 | 31.6293 | 31.6293 | 38.161 | 0 | 0 | 0 | 0 | 0 | 0 | 26.1552 | 50.9597 | 190.4923 | 31.6293 | 40.9271 | 88.3561 | 0 | 0 | 0 | 0 | 0 | 0 | 0 | 0 | 0 | 0 | 0 | 0 | 0 | 0 | 0 | 0 | 0 | 0 | 0 | 0 | 0 | 0 | 0 | 0 | 0 | 0 | 0 | 0 | 0 | 0 | 0 | 0 | 0 | 0 | 0 | 0 | 0 | 0 | 0 | 0 | 0 | 0 | 0 | 0 | 0 | 0 | 0 | 0 | 0 | 0 | 0 | 0 | 0 | 0 | 0 | 0 | 0 | 0 | 0 | 0 | 0 | 0 | 0 | 0 | 0 | 0 | 0 | 0 | 0 | 0 | 0 | 0 | 0 | 0 | 0 | 0 | 0 | 0 | 0 | 0 | 0 | 0 | 0 | 0 | 0 | 0 | 0 | 0 | 0 | 0 | 0 | 0 | 0 | 0 | 0 | 0 | 0 | 0 | 0 | 0 | 0 | 0 | 0 | 0 | 0 | 0 | 0 | 0 | 0 | 2017-01-26 19:00
t0621 | 0 | 142.239 | 404.9459 | 167.7833 | 47.4641 | 322.5771 | 47.4641 | 599.2391 | 73.2216 | 73.2216 | 2200.7742 | 84.5603 | 95.2794 | 375.5703 | 462.8501 | 68.5396 | 89.8399 | 412.9591 | 262.246 | 397.3481 | 0 | 0 | 497.2405 | 43.0171 | 43.0171 | 43.0171 | 96.3452 | 186.1233 | 307.1586 | 150.964 | 392.3966 | 105.1387 | 274.8973 | 248.7076 | 321.5285 | 318.7455 | 162.2401 | 625.7248 | 401.9959 | 112.7279 | 244.7129 | 316.8775 | 125.5668 | 267.1791 | 479.5296 | 125.5668 | 51.8626 | 336.2271 | 898.347 | 186.0354 | 212.7188 | 114.6313 | 207.7195 | 51.8626 | 198.8725 | 323.8144 | 114.6445 | 403.6031 | 43.059 | 204.0933 | 43.059 | 125.5668 | 186.1233 | 73.9102 | 479.5296 | 0 | 0 | 0 | 0 | 0 | 0 | 0 | 0 | 189.0051 | 0 | 0 | 0 | 0 | 292.9844 | 333.1215 | 31.7972 | 40.8025 | 286.035 | 183.2901 | 14.8089 | 99.8958 | 111.794 | 312.0894 | 176.8447 | 240.7728 | 119.3966 | 31.7972 | 331.7132 | 54.3624 | 304.4756 | 150.8298 | 185.1833 | 57.231 | 107.2381 | 575.5716 | 28.8846 | 179.4552 | 183.7854 | 14.8089 | 14.8089 | 78.2352 | 136.1112 | 76.8007 | 152.8217 | 176.4659 | 105.7525 | 104.0047 | 777.6993 | 140.6787 | 99.8958 | 91.0635 | 91.0635 | 39.6247 | 60.36 | 777.6993 | 446.3015 | 169.876 | 0 | 0 | 0 | 91.0828 | 111.794 | 88.0043 | 419.2873 | 107.2381 | 0 | 77.9224 | 60.36 | 14.8089 | 77.6715 | 31.8162 | 0 | 0 | 0 | 100.6306 | 0 | 0 | 161.5538 | 0 | 38.5562 | 0 | 0 | 232.7141 | 94.2334 | 31.8162 | 34.548 | 34.548 | 83.5383 | 166.1484 | 225.1248 | 160.8892 | 337.0556 | 206.8925 | 128.9911 | 298.7396 | 274.9551 | 179.2652 | 168.4056 | 445.2329 | 205.9704 | 220.6428 | 100.917 | 96.0824 | 215.2399 | 241.7961 | 87.8061 | 96.0824 | 96.0824 | 174.6222 | 100.917 | 100.917 | 100.917 | 195.3897 | 189.1208 | 196.9375 | 155.3725 | 155.3725 | 121.0441 | 204.025 | 495.0388 | 169.9071 | 124.8724 | 661.0255 | 200.0258 | 124.8724 | 471.5006 | 1020.6916 | 170.3575 | 625.0003 | 448.7498 | 200.0258 | 122.6761 | 73.0766 | 255.3347 | 61.5293 | 61.5293 | 61.5293 | 194.0964 | 234.9518 | 89.4533 | 136.8054 | 252.2586 | 235.0593 | 129.3796 | 129.3796 | 143.0662 | 401.3694 | 61.5293 | 480.3269 | 250.2583 | 422.4938 | 157.7849 | 133.1381 | 388.7316 | 108.7665 | 194.1676 | 108.7665 | 271.431 | 94.9646 | 123.007 | 73.9102 | 73.9102 | 94.9646 | 342.8658 | 298.6145 | 171.2077 | 238 | 128.7254 | 94.9646 | 815.9046 | 211.8487 | 233.164 | 529.4126 | 838.7497 | 102.0381 | 110.8304 | 192.1044 | 384.9198 | 110.8304 | 67.0834 | 151.8214 | 115.5619 | 107.3688 | 130.8305 | 63.5879 | 63.5879 | 103.1328 | 62.9521 | 177.2028 | 267.6978 | 125.5659 | 194.1676 | 116.4035 | 253.2415 | 203.9654 | 125.5659 | 116.4035 | 97.4886 | 290.0794 | 199.557 | 57.3845 | 34.9575 | 424.7743 | 91.3346 | 312.1803 | 92.6792 | 419.1329 | 970.2801 | 50.4252 | 327.5631 | 290.0794 | 415.482 | 92.6792 | 38.5562 | 343.6726 | 314.4697 | 218.6983 | 223.7923 | 0 | 96.0824 | 173.2798 | 473.801 | 0 | 102.0381 | 138.4606 | 215.2399 | 93.6294 | 149.0924 | 212.6476 | 93.2444 | 0 | 0 | 0 | 0 | 0 | 0 | 0 | 0 | 94.2334 | 0 | 176.7502 | 218.8832 | 267.8279 | 174.7567 | 0 | 194.823 | 63.8276 | 51.0516 | 28.8846 | 872.2997 | 44.7053 | 139.9449 | 61.4731 | 61.4731 | 117.5742 | 39.494 | 63.8276 | 44.7053 | 42.2029 | 42.2029 | 71.0946 | 0 | 0 | 0 | 0 | 39.494 | 39.494 | 39.494 | 63.186 | 42.2029 | 134.3068 | 0 | 0 | 27.4393 | 0 | 0 | 0 | 119.5633 | 49.4993 | 149.0197 | 61.7474 | 64.8036 | 27.4393 | 137.1206 | 193.0686 | 41.3128 | 175.2996 | 151.389 | 635.8937 | 130.7377 | 126.4514 | 157.1667 | 24.8837 | 30.203 | 30.203 | 24.8837 | 56.9697 | 92.8427 | 208.7813 | 1948.8885 | 163.4024 | 92.8427 | 86.9416 | 184.8901 | 126.2045 | 109.3074 | 106.4535 | 86.9416 | 192.2771 | 80.0775 | 49.4993 | 49.4993 | 180.532 | 123.9539 | 0 | 0 | 0 | 30.203 | 30.203 | 35.5388 | 0 | 0 | 0 | 0 | 0 | 0 | 24.8837 | 49.4993 | 176.9367 | 30.203 | 38.8429 | 82.1915 | 0 | 0 | 0 | 0 | 0 | 0 | 0 | 0 | 0 | 0 | 0 | 0 | 0 | 0 | 0 | 0 | 0 | 0 | 0 | 0 | 0 | 0 | 0 | 0 | 0 | 0 | 0 | 0 | 0 | 0 | 0 | 0 | 0 | 0 | 0 | 0 | 0 | 0 | 0 | 0 | 0 | 0 | 0 | 0 | 0 | 0 | 0 | 0 | 0 | 0 | 0 | 0 | 0 | 0 | 0 | 0 | 0 | 0 | 0 | 0 | 0 | 0 | 0 | 0 | 0 | 0 | 0 | 0 | 0 | 0 | 0 | 0 | 0 | 0 | 0 | 0 | 0 | 0 | 0 | 0 | 0 | 0 | 0 | 0 | 0 | 0 | 0 | 0 | 0 | 0 | 0 | 0 | 0 | 0 | 0 | 0 | 0 | 0 | 0 | 0 | 0 | 0 | 0 | 0 | 0 | 0 | 0 | 0 | 0 | 2017-01-26 20:00
t0622 | 0 | 140.7054 | 385.9068 | 165.8031 | 44.6329 | 305.5869 | 44.6329 | 633.1781 | 69.8575 | 69.8575 | 2135.9546 | 78.5291 | 93.4234 | 376.3978 | 459.9129 | 68.1998 | 86.729 | 401.7834 | 253.2444 | 401.7408 | 0 | 0 | 475.8648 | 41.8309 | 41.8309 | 41.8309 | 95.4415 | 183.2184 | 310.0852 | 143.5001 | 381.2453 | 100.8811 | 275.1789 | 250.0189 | 314.3775 | 307.8719 | 160.3468 | 650.5249 | 405.8194 | 111.057 | 248.4415 | 309.9118 | 124.7087 | 265.0672 | 482.4399 | 124.7087 | 51.1344 | 331.261 | 890.9387 | 186.6021 | 206.8082 | 110.8899 | 206.948 | 51.1344 | 195.8117 | 325.9919 | 113.4838 | 391.061 | 41.2746 | 205.6819 | 41.2746 | 124.7087 | 183.2184 | 72.3605 | 482.4399 | 0 | 0 | 0 | 0 | 0 | 0 | 0 | 0 | 185.3446 | 0 | 0 | 0 | 0 | 287.2794 | 324.1037 | 31.0747 | 38.2413 | 268.6469 | 176.9222 | 14.0636 | 95.0859 | 106.807 | 301.5412 | 172.9123 | 235.7477 | 111.5777 | 31.0747 | 311.4533 | 51.7372 | 292.1726 | 143.5998 | 179.3717 | 54.8125 | 102.8747 | 548.1264 | 26.7788 | 173.3127 | 174.413 | 14.0636 | 14.0636 | 73.5158 | 133.5052 | 73.5635 | 146.0971 | 172.0471 | 97.144 | 92.6388 | 715.3971 | 130.3916 | 95.0859 | 87.809 | 87.809 | 37.8185 | 55.6321 | 715.3971 | 419.0515 | 165.3027 | 0 | 0 | 0 | 88.0974 | 106.807 | 85.1148 | 399.9061 | 102.8747 | 0 | 75.3526 | 55.6321 | 14.0636 | 72.6787 | 29.7169 | 0 | 0 | 0 | 97.3945 | 0 | 0 | 155.3081 | 0 | 36.1317 | 0 | 0 | 225.9166 | 94.2419 | 29.7169 | 33.2498 | 33.2498 | 78.0164 | 157.4236 | 211.9351 | 153.7472 | 326.1544 | 202.3993 | 124.1096 | 289.2871 | 261.4916 | 169.0321 | 162.0156 | 418.1613 | 199.8514 | 206.1894 | 98.6752 | 93.5295 | 206.4057 | 227.6375 | 83.2512 | 93.5295 | 93.5295 | 163.4636 | 98.6752 | 98.6752 | 98.6752 | 184.2398 | 184.0197 | 184.1778 | 147.5414 | 147.5414 | 114.7188 | 190.0941 | 479.7504 | 169.453 | 116.2525 | 620.0011 | 193.4131 | 116.2525 | 429.1923 | 970.4509 | 158.6691 | 588.1045 | 429.6837 | 193.4131 | 116.4127 | 69.6762 | 238.3121 | 59.6661 | 59.6661 | 59.6661 | 182.6743 | 217.2237 | 82.6505 | 137.8018 | 244.0425 | 231.2813 | 128.1071 | 128.1071 | 137.2929 | 402.123 | 59.6661 | 453.5217 | 244.8121 | 412.5157 | 154.7173 | 129.1519 | 360.0521 | 104.5983 | 194.868 | 104.5983 | 260.8413 | 89.8036 | 120.1758 | 72.3605 | 72.3605 | 89.8036 | 346.1373 | 297.6762 | 164.0066 | 225.3341 | 127.7383 | 89.8036 | 830.1558 | 206.471 | 220.5873 | 503.3459 | 791.8556 | 99.4547 | 108.6158 | 179.7224 | 368.7453 | 108.6158 | 64.4142 | 145.3685 | 113.8329 | 103.7431 | 123.7223 | 61.6879 | 61.6879 | 100.6469 | 59.8734 | 169.5684 | 260.1157 | 120.5073 | 194.868 | 111.8818 | 239.8646 | 199.1754 | 120.5073 | 111.8818 | 91.8215 | 272.3582 | 195.3594 | 57.2457 | 33.0183 | 410.7234 | 87.0574 | 295.0209 | 88.0023 | 406.0276 | 948.5379 | 48.5687 | 310.4598 | 272.3582 | 392.3391 | 88.0023 | 36.1317 | 365.6553 | 297.5903 | 215.9279 | 226.0988 | 0 | 93.5295 | 167.9438 | 453.5211 | 0 | 99.4547 | 133.0229 | 206.4057 | 89.5608 | 138.5824 | 206.799 | 87.8666 | 0 | 0 | 0 | 0 | 0 | 0 | 0 | 0 | 94.2419 | 0 | 173.6041 | 225.1436 | 253.0728 | 167.0154 | 0 | 183.3312 | 57.9111 | 48.3914 | 26.7788 | 801.7377 | 43.1652 | 129.9111 | 56.8879 | 56.8879 | 105.9532 | 36.6438 | 57.9111 | 43.1652 | 39.5946 | 39.5946 | 66.893 | 0 | 0 | 0 | 0 | 36.6438 | 36.6438 | 36.6438 | 59.5465 | 39.5946 | 127.0323 | 0 | 0 | 25.6352 | 0 | 0 | 0 | 112.2446 | 49.0389 | 140.3169 | 62.1989 | 61.4564 | 25.6352 | 134.5666 | 178.4132 | 39.2649 | 172.7473 | 144.9309 | 614.2181 | 126.2188 | 122.2161 | 150.5333 | 23.9965 | 29.2176 | 29.2176 | 23.9965 | 52.9444 | 88.0428 | 198.6727 | 1838.3857 | 150.0795 | 88.0428 | 82.8875 | 170.8583 | 117.1168 | 101.3048 | 98.237 | 82.8875 | 178.1759 | 75.7173 | 49.0389 | 49.0389 | 170.3893 | 115.3033 | 0 | 0 | 0 | 29.2176 | 29.2176 | 33.2482 | 0 | 0 | 0 | 0 | 0 | 0 | 23.9965 | 49.0389 | 165.977 | 29.2176 | 37.2996 | 76.5104 | 0 | 0 | 0 | 0 | 0 | 0 | 0 | 0 | 0 | 0 | 0 | 0 | 0 | 0 | 0 | 0 | 0 | 0 | 0 | 0 | 0 | 0 | 0 | 0 | 0 | 0 | 0 | 0 | 0 | 0 | 0 | 0 | 0 | 0 | 0 | 0 | 0 | 0 | 0 | 0 | 0 | 0 | 0 | 0 | 0 | 0 | 0 | 0 | 0 | 0 | 0 | 0 | 0 | 0 | 0 | 0 | 0 | 0 | 0 | 0 | 0 | 0 | 0 | 0 | 0 | 0 | 0 | 0 | 0 | 0 | 0 | 0 | 0 | 0 | 0 | 0 | 0 | 0 | 0 | 0 | 0 | 0 | 0 | 0 | 0 | 0 | 0 | 0 | 0 | 0 | 0 | 0 | 0 | 0 | 0 | 0 | 0 | 0 | 0 | 0 | 0 | 0 | 0 | 0 | 0 | 0 | 0 | 0 | 0 | 2017-01-26 21:00
t0623 | 0 | 135.1935 | 361.2019 | 159.0005 | 41.3161 | 284.6877 | 41.3161 | 633.9855 | 65.6029 | 65.6029 | 2036.5046 | 72.1197 | 89.0462 | 364.8897 | 442.6615 | 65.65 | 81.8317 | 381.3183 | 239.045 | 391.1267 | 0 | 0 | 446.9604 | 39.6522 | 39.6522 | 39.6522 | 91.6942 | 175.3037 | 301.6679 | 134.8002 | 362.1758 | 94.8502 | 266.1772 | 242.4962 | 299.2384 | 290.6976 | 153.6985 | 645.1551 | 395.4871 | 106.2752 | 242.5801 | 295.4291 | 120.0545 | 254.9794 | 470.1625 | 120.0545 | 48.8979 | 317.0566 | 856.7963 | 180.7358 | 196.4093 | 104.751 | 199.555 | 48.8979 | 187.2536 | 316.4779 | 108.9011 | 370.5451 | 38.7313 | 199.8361 | 38.7313 | 120.0545 | 175.3037 | 68.9731 | 470.1625 | 0 | 0 | 0 | 0 | 0 | 0 | 0 | 0 | 176.791 | 0 | 0 | 0 | 0 | 274.1725 | 307.4337 | 29.5355 | 35.2307 | 248.6944 | 166.708 | 13.0978 | 88.7057 | 99.8184 | 284.9621 | 164.6665 | 224.6423 | 102.7628 | 29.5355 | 288.7503 | 48.2386 | 274.6422 | 133.9694 | 169.4385 | 51.3446 | 96.5202 | 512.736 | 24.4766 | 163.4306 | 162.3979 | 13.0978 | 13.0978 | 68.0051 | 127.3474 | 68.9453 | 136.7405 | 163.4651 | 88.6483 | 82.784 | 653.8545 | 119.2277 | 88.7057 | 82.6724 | 82.6724 | 35.3467 | 50.724 | 653.8545 | 388.3128 | 156.6072 | 0 | 0 | 0 | 83.1057 | 99.8184 | 80.3239 | 374.0106 | 96.5202 | 0 | 71.0922 | 50.724 | 13.0978 | 67.1148 | 27.3698 | 0 | 0 | 0 | 92.0415 | 0 | 0 | 146.1026 | 0 | 33.3056 | 0 | 0 | 213.9455 | 91.0641 | 27.3698 | 31.2806 | 31.2806 | 71.6945 | 146.5012 | 196.4778 | 143.8986 | 308.8663 | 192.7618 | 116.8461 | 273.5022 | 244.9223 | 156.8319 | 152.4572 | 389.5493 | 189.3092 | 190.005 | 94.08 | 88.8232 | 194.1197 | 210.8116 | 77.5347 | 88.8232 | 88.8232 | 151.0829 | 94.08 | 94.08 | 94.08 | 170.9472 | 174.769 | 169.9058 | 137.5503 | 137.5503 | 106.8405 | 175.32 | 454.2092 | 163.672 | 106.9206 | 578.5614 | 182.9838 | 106.9206 | 390.5204 | 911.3947 | 145.8127 | 546.4194 | 403.5067 | 182.9838 | 108.6629 | 65.1576 | 219.2429 | 56.45 | 56.45 | 56.45 | 169.1234 | 199.024 | 75.4751 | 133.754 | 230.6138 | 221.1266 | 123.0547 | 123.0547 | 129.1111 | 388.9717 | 56.45 | 421.6939 | 233.1647 | 392.3728 | 147.5687 | 122.186 | 331.2772 | 98.4378 | 188.9559 | 98.4378 | 245.7486 | 83.5926 | 114.5147 | 68.9731 | 68.9731 | 83.5926 | 337.0785 | 287.2829 | 154.1503 | 210.0322 | 122.9376 | 83.5926 | 812.6273 | 196.1222 | 205.9178 | 471.4359 | 741.1022 | 94.4792 | 103.5723 | 165.8382 | 346.4409 | 103.5723 | 60.4805 | 136.4538 | 108.9392 | 97.9383 | 115.0132 | 58.4449 | 58.4449 | 95.7757 | 55.9135 | 159.6797 | 246.9233 | 113.2127 | 188.9559 | 105.3369 | 223.8538 | 189.4249 | 113.2127 | 105.3369 | 85.0293 | 252.8461 | 186.2703 | 55.1962 | 30.6145 | 387.8475 | 81.3604 | 274.3529 | 82.0293 | 383.6776 | 905.4312 | 45.6909 | 288.5924 | 252.8461 | 365.3181 | 82.0293 | 33.3056 | 367.9101 | 276.9613 | 207.2137 | 220.1303 | 0 | 88.8232 | 158.7526 | 429.2628 | 0 | 94.4792 | 125.1645 | 194.1197 | 84.2083 | 126.9561 | 196.0389 | 81.4724 | 0 | 0 | 0 | 0 | 0 | 0 | 0 | 0 | 91.0641 | 0 | 165.786 | 221.6362 | 235.8683 | 156.8878 | 0 | 169.8427 | 52.159 | 45.034 | 24.4766 | 731.9251 | 40.7153 | 119.476 | 52.0013 | 52.0013 | 94.9399 | 33.5896 | 52.159 | 40.7153 | 36.5327 | 36.5327 | 61.8898 | 0 | 0 | 0 | 0 | 33.5896 | 33.5896 | 33.5896 | 55.1884 | 36.5327 | 118.0536 | 0 | 0 | 23.6982 | 0 | 0 | 0 | 103.7637 | 47.1212 | 130.1565 | 60.522 | 57.2355 | 23.6982 | 128.401 | 163.6151 | 36.588 | 165.4696 | 136.0747 | 581.3089 | 119.095 | 115.4163 | 141.2846 | 22.6302 | 27.6037 | 27.6037 | 22.6302 | 48.6005 | 82.0717 | 185.4911 | 1716.5306 | 136.7042 | 82.0717 | 77.5851 | 157.0292 | 107.4102 | 92.6553 | 89.7101 | 77.5851 | 163.3582 | 70.5534 | 47.1212 | 47.1212 | 158.1202 | 106.1582 | 0 | 0 | 0 | 27.6037 | 27.6037 | 30.6599 | 0 | 0 | 0 | 0 | 0 | 0 | 22.6302 | 47.1212 | 153.6082 | 27.6037 | 35.0612 | 70.2291 | 0 | 0 | 0 | 0 | 0 | 0 | 0 | 0 | 0 | 0 | 0 | 0 | 0 | 0 | 0 | 0 | 0 | 0 | 0 | 0 | 0 | 0 | 0 | 0 | 0 | 0 | 0 | 0 | 0 | 0 | 0 | 0 | 0 | 0 | 0 | 0 | 0 | 0 | 0 | 0 | 0 | 0 | 0 | 0 | 0 | 0 | 0 | 0 | 0 | 0 | 0 | 0 | 0 | 0 | 0 | 0 | 0 | 0 | 0 | 0 | 0 | 0 | 0 | 0 | 0 | 0 | 0 | 0 | 0 | 0 | 0 | 0 | 0 | 0 | 0 | 0 | 0 | 0 | 0 | 0 | 0 | 0 | 0 | 0 | 0 | 0 | 0 | 0 | 0 | 0 | 0 | 0 | 0 | 0 | 0 | 0 | 0 | 0 | 0 | 0 | 0 | 0 | 0 | 0 | 0 | 0 | 0 | 0 | 0 | 2017-01-26 22:00
t0624 | 0 | 133.4285 | 342.8307 | 156.3041 | 38.4938 | 268.1623 | 38.4938 | 661.4504 | 62.7372 | 62.7372 | 1997.7614 | 66.442 | 86.6978 | 364.7818 | 437.4335 | 64.8367 | 78.5339 | 369.2983 | 229.6016 | 392.8078 | 0 | 0 | 426.6947 | 38.3021 | 38.3021 | 38.3021 | 90.3946 | 171.8243 | 302.7182 | 129.3404 | 351.9186 | 90.6153 | 264.9147 | 242.2503 | 290.9211 | 279.3813 | 150.9149 | 664.912 | 398.4675 | 104.1488 | 244.6561 | 288.2135 | 118.7297 | 251.8787 | 474.704 | 118.7297 | 47.8122 | 310.8404 | 846.0097 | 180.2105 | 190.6339 | 100.6798 | 197.7374 | 47.8122 | 183.2757 | 316.5661 | 107.11 | 358.4502 | 36.8466 | 200.1299 | 36.8466 | 118.7297 | 171.8243 | 67.2284 | 474.704 | 0 | 0 | 0 | 0 | 0 | 0 | 0 | 0 | 172.4242 | 0 | 0 | 0 | 0 | 267.7766 | 297.3611 | 28.6226 | 32.4987 | 231.9421 | 159.4688 | 12.3058 | 83.5641 | 94.2099 | 274.3844 | 160.2813 | 218.7816 | 94.9275 | 28.6226 | 270.3941 | 45.3825 | 262.2118 | 126.196 | 162.7009 | 48.6593 | 91.7359 | 486.1804 | 22.297 | 156.5715 | 152.5668 | 12.3058 | 12.3058 | 63.2785 | 124.1916 | 65.4209 | 129.4855 | 158.5223 | 80.9875 | 73.2722 | 599.1755 | 108.7426 | 83.5641 | 78.9788 | 78.9788 | 33.3916 | 46.1149 | 599.1755 | 363.1587 | 151.0014 | 0 | 0 | 0 | 79.6106 | 94.2099 | 77.0248 | 354.0732 | 91.7359 | 0 | 68.1341 | 46.1149 | 12.3058 | 62.3676 | 25.2945 | 0 | 0 | 0 | 88.5264 | 0 | 0 | 139.5827 | 0 | 30.7701 | 0 | 0 | 206.4093 | 90.4621 | 25.2945 | 29.865 | 29.865 | 65.8778 | 137.6056 | 183.6078 | 136.2982 | 298.6285 | 187.5964 | 111.7874 | 263.2349 | 233.2129 | 146.6944 | 145.6845 | 369.2059 | 182.818 | 175.7747 | 91.8349 | 86.131 | 185.6548 | 196.4594 | 72.9344 | 86.131 | 86.131 | 140.6752 | 91.8349 | 91.8349 | 91.8349 | 159.9076 | 169.5402 | 157.5365 | 129.5803 | 129.5803 | 100.5283 | 162.9096 | 438.4393 | 162.7151 | 98.6961 | 551.2352 | 176.5867 | 98.6961 | 356.5853 | 873.812 | 134.261 | 513.713 | 384.8841 | 176.5867 | 102.7377 | 61.6824 | 202.1353 | 54.3729 | 54.3729 | 54.3729 | 157.5286 | 182.8462 | 68.7671 | 133.6844 | 221.8341 | 216.4174 | 121.2932 | 121.2932 | 123.3961 | 386.9275 | 54.3729 | 396.2252 | 226.9462 | 381.1664 | 143.9108 | 117.6514 | 307.2976 | 94.1156 | 188.8438 | 94.1156 | 235.7208 | 78.6749 | 111.6894 | 67.2284 | 67.2284 | 78.6749 | 339.0381 | 285.1296 | 147.3131 | 198.1841 | 121.5671 | 78.6749 | 823.3045 | 190.1187 | 195.1531 | 448.9507 | 707.9785 | 91.6052 | 100.9828 | 153.8262 | 330.7217 | 100.9828 | 57.5528 | 130.0175 | 106.7874 | 94.061 | 107.8804 | 56.4741 | 56.4741 | 93.1744 | 52.8408 | 153.4319 | 239.4836 | 107.926 | 188.8438 | 100.8564 | 211.8293 | 183.939 | 107.926 | 100.8564 | 79.2014 | 237.5962 | 181.7004 | 54.6381 | 28.5499 | 372.5608 | 76.9151 | 257.703 | 77.247 | 368.7123 | 886.4609 | 43.5961 | 270.2206 | 237.5962 | 344.4594 | 77.247 | 30.7701 | 386.5261 | 260.421 | 204.1568 | 221.1882 | 0 | 86.131 | 152.6366 | 417.599 | 0 | 91.6052 | 119.6943 | 185.6548 | 80.6264 | 116.117 | 189.3794 | 76.1153 | 0 | 0 | 0 | 0 | 0 | 0 | 0 | 0 | 90.4621 | 0 | 161.9794 | 226.0093 | 222.8368 | 149.9587 | 0 | 158.4841 | 46.4542 | 42.2867 | 22.297 | 669.1188 | 39.0398 | 110.511 | 47.4478 | 47.4478 | 83.8349 | 30.8133 | 46.4542 | 39.0398 | 33.807 | 33.807 | 57.5591 | 0 | 0 | 0 | 0 | 30.8133 | 30.8133 | 30.8133 | 51.4967 | 33.807 | 110.6298 | 0 | 0 | 22.1092 | 0 | 0 | 0 | 96.4585 | 46.4693 | 121.7897 | 60.8411 | 53.8281 | 22.1092 | 125.2727 | 150.7361 | 34.4029 | 162.5092 | 129.747 | 561.8952 | 114.2986 | 110.9172 | 134.55 | 21.7073 | 26.5389 | 26.5389 | 21.7073 | 44.6948 | 77.3705 | 175.1331 | 1631.1824 | 124.2968 | 77.3705 | 73.627 | 145.4959 | 98.6526 | 84.5715 | 81.8197 | 73.627 | 150.0822 | 66.583 | 46.4693 | 46.4693 | 147.8654 | 98.321 | 0 | 0 | 0 | 26.5389 | 26.5389 | 28.3916 | 0 | 0 | 0 | 0 | 0 | 0 | 21.7073 | 46.4693 | 143.2911 | 26.5389 | 33.4568 | 64.4939 | 0 | 0 | 0 | 0 | 0 | 0 | 0 | 0 | 0 | 0 | 0 | 0 | 0 | 0 | 0 | 0 | 0 | 0 | 0 | 0 | 0 | 0 | 0 | 0 | 0 | 0 | 0 | 0 | 0 | 0 | 0 | 0 | 0 | 0 | 0 | 0 | 0 | 0 | 0 | 0 | 0 | 0 | 0 | 0 | 0 | 0 | 0 | 0 | 0 | 0 | 0 | 0 | 0 | 0 | 0 | 0 | 0 | 0 | 0 | 0 | 0 | 0 | 0 | 0 | 0 | 0 | 0 | 0 | 0 | 0 | 0 | 0 | 0 | 0 | 0 | 0 | 0 | 0 | 0 | 0 | 0 | 0 | 0 | 0 | 0 | 0 | 0 | 0 | 0 | 0 | 0 | 0 | 0 | 0 | 0 | 0 | 0 | 0 | 0 | 0 | 0 | 0 | 0 | 0 | 0 | 0 | 0 | 0 | 0 | 2017-01-26 23:00
t0625 | 0 | 133.2079 | 326.8105 | 155.7554 | 35.9577 | 253.4323 | 35.9577 | 702.463 | 60.0143 | 60.0143 | 1957.4097 | 60.9471 | 85.5826 | 369.3432 | 438.5484 | 65.0717 | 76.0917 | 361.4198 | 222.5819 | 400.9895 | 0 | 0 | 409.236 | 37.4397 | 37.4397 | 37.4397 | 90.333 | 170.5096 | 308.5931 | 123.3933 | 344.266 | 87.1541 | 267.7021 | 245.8651 | 286.3256 | 270.9438 | 150.3603 | 696.7563 | 406.5324 | 103.4217 | 250.7945 | 283.986 | 119.0033 | 252.1558 | 483.184 | 119.0033 | 47.486 | 308.7165 | 846.5995 | 182.4884 | 186.5464 | 97.7859 | 198.8186 | 47.486 | 181.8451 | 321.7612 | 106.9076 | 349.3187 | 35.3594 | 203.641 | 35.3594 | 119.0033 | 170.5096 | 66.2902 | 483.184 | 0 | 0 | 0 | 0 | 0 | 0 | 0 | 0 | 170.2993 | 0 | 0 | 0 | 0 | 264.5458 | 290.9139 | 28.1339 | 30.1397 | 216.4475 | 154.3471 | 11.6506 | 79.3729 | 89.8837 | 266.3243 | 157.7993 | 215.7024 | 87.7925 | 28.1339 | 252.6008 | 43.0816 | 252.1709 | 119.8924 | 158.1813 | 46.6008 | 88.0778 | 462.985 | 20.3249 | 151.6881 | 144.3318 | 11.6506 | 11.6506 | 59.0366 | 122.6837 | 62.6843 | 123.7466 | 155.4988 | 73.0948 | 62.6249 | 542.3632 | 99.1431 | 79.3729 | 76.3355 | 76.3355 | 31.8338 | 41.7082 | 542.3632 | 339.1172 | 147.6232 | 0 | 0 | 0 | 77.2389 | 89.8837 | 74.7475 | 337.5446 | 88.0778 | 0 | 66.0995 | 41.7082 | 11.6506 | 57.8872 | 23.3832 | 0 | 0 | 0 | 86.0402 | 0 | 0 | 134.508 | 0 | 28.5484 | 0 | 0 | 201.3721 | 91.3041 | 23.3832 | 28.8059 | 28.8059 | 60.7635 | 129.9493 | 171.9004 | 130.2134 | 290.6144 | 184.7739 | 107.8583 | 256.0226 | 222.0705 | 137.6229 | 140.5008 | 346.4455 | 178.3167 | 162.645 | 90.4816 | 84.3622 | 178.5192 | 183.7658 | 68.9588 | 84.3622 | 84.3622 | 130.7205 | 90.4816 | 90.4816 | 90.4816 | 150.0254 | 166.0118 | 146.0138 | 122.7765 | 122.7765 | 95.0163 | 150.4752 | 427.0961 | 163.8729 | 90.8583 | 517.4343 | 171.635 | 90.8583 | 318.1773 | 833.6304 | 123.5489 | 481.6978 | 369.2363 | 171.635 | 97.3863 | 58.7829 | 186.5421 | 52.9661 | 52.9661 | 52.9661 | 147.2744 | 166.6749 | 62.4354 | 135.9175 | 215.5228 | 214.5912 | 121.1576 | 121.1576 | 118.7144 | 391.2349 | 52.9661 | 372.8324 | 223.5297 | 374.5775 | 142.1241 | 114.6355 | 281.7472 | 90.7457 | 191.4156 | 90.7457 | 227.3349 | 74.1934 | 109.9366 | 66.2902 | 66.2902 | 74.1934 | 345.7869 | 286.9355 | 141.4675 | 187.2896 | 121.7553 | 74.1934 | 846.1789 | 186.4118 | 184.5401 | 427.3916 | 669.7556 | 89.8296 | 99.6732 | 142.6527 | 317.5096 | 99.6732 | 55.3301 | 124.6892 | 106.0353 | 91.234 | 101.6229 | 55.0832 | 55.0832 | 91.556 | 50.1998 | 147.4278 | 234.179 | 103.7597 | 191.4156 | 97.2337 | 200.4588 | 180.7627 | 103.7597 | 97.2337 | 74.1083 | 222.2233 | 179.1893 | 54.9853 | 26.807 | 361.6338 | 73.2443 | 242.6947 | 73.1772 | 358.5906 | 873.9143 | 42.0753 | 255.0094 | 222.2233 | 324.5396 | 73.1772 | 28.5484 | 412.8254 | 245.6956 | 203.3927 | 225.6832 | 0 | 84.3622 | 148.5373 | 402.8544 | 0 | 89.8296 | 115.3025 | 178.5192 | 77.3584 | 106.335 | 185.1325 | 71.3309 | 0 | 0 | 0 | 0 | 0 | 0 | 0 | 0 | 91.3041 | 0 | 160.2889 | 234.5343 | 210.2306 | 143.6783 | 0 | 148.2355 | 40.8332 | 39.948 | 20.3249 | 604.4776 | 37.8228 | 101.4762 | 43.1848 | 43.1848 | 72.7374 | 28.1896 | 40.8332 | 37.8228 | 31.4248 | 31.4248 | 53.7685 | 0 | 0 | 0 | 0 | 28.1896 | 28.1896 | 28.1896 | 48.2439 | 31.4248 | 104.2008 | 0 | 0 | 20.5139 | 0 | 0 | 0 | 89.8677 | 46.4446 | 114.0996 | 61.9338 | 50.9031 | 20.5139 | 123.8252 | 137.4732 | 32.6067 | 161.4993 | 124.4357 | 545.8284 | 110.7519 | 107.6329 | 129.0559 | 21.0072 | 25.7787 | 25.7787 | 21.0072 | 41.0053 | 73.2193 | 166.4193 | 1539.0927 | 111.948 | 73.2193 | 70.2122 | 132.9874 | 90.3123 | 77.1198 | 74.2062 | 70.2122 | 137.1783 | 62.8391 | 46.4446 | 46.4446 | 138.8544 | 90.5401 | 0 | 0 | 0 | 25.7787 | 25.7787 | 26.3136 | 0 | 0 | 0 | 0 | 0 | 0 | 21.0072 | 46.4446 | 133.5476 | 25.7787 | 32.1933 | 59.2524 | 0 | 0 | 0 | 0 | 0 | 0 | 0 | 0 | 0 | 0 | 0 | 0 | 0 | 0 | 0 | 0 | 0 | 0 | 0 | 0 | 0 | 0 | 0 | 0 | 0 | 0 | 0 | 0 | 0 | 0 | 0 | 0 | 0 | 0 | 0 | 0 | 0 | 0 | 0 | 0 | 0 | 0 | 0 | 0 | 0 | 0 | 0 | 0 | 0 | 0 | 0 | 0 | 0 | 0 | 0 | 0 | 0 | 0 | 0 | 0 | 0 | 0 | 0 | 0 | 0 | 0 | 0 | 0 | 0 | 0 | 0 | 0 | 0 | 0 | 0 | 0 | 0 | 0 | 0 | 0 | 0 | 0 | 0 | 0 | 0 | 0 | 0 | 0 | 0 | 0 | 0 | 0 | 0 | 0 | 0 | 0 | 0 | 0 | 0 | 0 | 0 | 0 | 0 | 0 | 0 | 0 | 0 | 0 | 0 | 2017-01-27
t0626 | 0 | 132.5896 | 315.9722 | 155.0388 | 34.3482 | 243.7301 | 34.3482 | 725.331 | 58.0038 | 58.0038 | 1915.7201 | 57.4048 | 84.7623 | 370.698 | 438.1563 | 65.105 | 74.4364 | 355.6668 | 217.7702 | 404.9616 | 0 | 0 | 397.045 | 36.8469 | 36.8469 | 36.8469 | 90.0564 | 169.236 | 311.3276 | 118.6814 | 338.0446 | 84.7873 | 268.7229 | 247.459 | 282.9009 | 265.1113 | 149.7311 | 713.8576 | 409.6907 | 102.7309 | 253.8456 | 280.4271 | 118.8204 | 251.5954 | 485.2876 | 118.8204 | 47.2305 | 306.6384 | 844.546 | 183.4152 | 183.3441 | 95.8331 | 198.9728 | 47.2305 | 180.5883 | 324.1323 | 106.5689 | 342.4031 | 34.3942 | 205.2584 | 34.3942 | 118.8204 | 169.236 | 65.5401 | 485.2876 | 0 | 0 | 0 | 0 | 0 | 0 | 0 | 0 | 168.6148 | 0 | 0 | 0 | 0 | 261.8119 | 286.3681 | 27.8055 | 28.7265 | 206.404 | 151.0839 | 11.2435 | 76.7601 | 87.26 | 260.5678 | 155.8673 | 213.3244 | 83.339 | 27.8055 | 240.5954 | 41.6682 | 245.3824 | 115.9775 | 155.2666 | 45.3244 | 85.766 | 447.3668 | 19.1381 | 148.5128 | 139.1741 | 11.2435 | 11.2435 | 56.3581 | 121.4991 | 60.9581 | 120.1326 | 153.295 | 67.8997 | 55.5511 | 504.5876 | 93.3023 | 76.7601 | 74.6619 | 74.6619 | 30.8624 | 38.9626 | 504.5876 | 323.09 | 145.4479 | 0 | 0 | 0 | 75.7437 | 87.26 | 73.2784 | 326.8426 | 85.766 | 0 | 64.7986 | 38.9626 | 11.2435 | 54.9796 | 22.1798 | 0 | 0 | 0 | 84.352 | 0 | 0 | 131.1274 | 0 | 27.1973 | 0 | 0 | 197.9006 | 91.6226 | 22.1798 | 28.1204 | 28.1204 | 57.6903 | 125.0736 | 164.3373 | 126.3458 | 284.5101 | 182.6144 | 105.211 | 251.0991 | 214.0562 | 131.8022 | 137.0737 | 329.3262 | 175.1103 | 154.3472 | 89.3146 | 83.037 | 173.52 | 175.7861 | 66.404 | 83.037 | 83.037 | 124.1718 | 89.3146 | 89.3146 | 89.3146 | 143.6817 | 163.3203 | 138.6419 | 118.4068 | 118.4068 | 91.4472 | 142.1259 | 418.9366 | 164.0131 | 85.8307 | 490.5644 | 167.973 | 85.8307 | 291.6054 | 802.1366 | 116.8364 | 459.6826 | 358.5122 | 167.973 | 93.7728 | 56.8985 | 176.8517 | 52.0137 | 52.0137 | 52.0137 | 140.8396 | 156.1083 | 58.5087 | 137.0122 | 211.1939 | 212.9709 | 120.7401 | 120.7401 | 115.4986 | 393.0695 | 52.0137 | 357.3224 | 220.9004 | 369.6525 | 140.711 | 112.624 | 264.1012 | 88.4838 | 192.3633 | 88.4838 | 221.3337 | 71.2149 | 108.4528 | 65.5401 | 65.5401 | 71.2149 | 348.64 | 287.1842 | 137.3693 | 179.931 | 121.4794 | 71.2149 | 856.9347 | 183.7218 | 176.9698 | 411.8225 | 639.6662 | 88.5352 | 98.6348 | 135.503 | 308.3986 | 98.6348 | 53.9186 | 121.094 | 105.3061 | 89.3178 | 97.6136 | 54.0753 | 54.0753 | 90.2762 | 48.4694 | 142.8173 | 230.0706 | 101.0145 | 192.3633 | 94.7234 | 192.5639 | 178.4278 | 101.0145 | 94.7234 | 70.937 | 211.514 | 177.1162 | 55.1058 | 25.7426 | 354.2897 | 70.8922 | 232.8632 | 70.5731 | 351.9614 | 861.8574 | 41.115 | 245.6959 | 211.514 | 310.858 | 70.5731 | 27.1973 | 427.3502 | 236.0785 | 202.1788 | 227.7487 | 0 | 83.037 | 145.8483 | 389.3381 | 0 | 88.5352 | 112.3024 | 173.52 | 74.9651 | 100.4093 | 182.2114 | 68.278 | 0 | 0 | 0 | 0 | 0 | 0 | 0 | 0 | 91.6226 | 0 | 158.8786 | 239.1106 | 201.4435 | 139.1486 | 0 | 141.6814 | 37.3616 | 38.4712 | 19.1381 | 561.9067 | 37.0148 | 95.4577 | 40.5484 | 40.5484 | 65.8798 | 26.5389 | 37.3616 | 37.0148 | 29.972 | 29.972 | 51.418 | 0 | 0 | 0 | 0 | 26.5389 | 26.5389 | 26.5389 | 46.195 | 29.972 | 100.1305 | 0 | 0 | 19.4296 | 0 | 0 | 0 | 85.7046 | 46.3018 | 109.0778 | 62.3388 | 49.033 | 19.4296 | 122.6796 | 128.6083 | 31.4912 | 160.3749 | 120.8074 | 533.3903 | 108.3493 | 105.3885 | 125.3925 | 20.5293 | 25.2625 | 25.2625 | 20.5293 | 38.6721 | 70.4896 | 160.8106 | 1470.0277 | 104.0498 | 70.4896 | 67.9174 | 124.2937 | 85.0252 | 72.557 | 69.4062 | 67.9174 | 128.8877 | 60.2748 | 46.3018 | 46.3018 | 133.1432 | 85.3847 | 0 | 0 | 0 | 25.2625 | 25.2625 | 25.0027 | 0 | 0 | 0 | 0 | 0 | 0 | 20.5293 | 46.3018 | 127.1492 | 25.2625 | 31.3544 | 56.02 | 0 | 0 | 0 | 0 | 0 | 0 | 0 | 0 | 0 | 0 | 0 | 0 | 0 | 0 | 0 | 0 | 0 | 0 | 0 | 0 | 0 | 0 | 0 | 0 | 0 | 0 | 0 | 0 | 0 | 0 | 0 | 0 | 0 | 0 | 0 | 0 | 0 | 0 | 0 | 0 | 0 | 0 | 0 | 0 | 0 | 0 | 0 | 0 | 0 | 0 | 0 | 0 | 0 | 0 | 0 | 0 | 0 | 0 | 0 | 0 | 0 | 0 | 0 | 0 | 0 | 0 | 0 | 0 | 0 | 0 | 0 | 0 | 0 | 0 | 0 | 0 | 0 | 0 | 0 | 0 | 0 | 0 | 0 | 0 | 0 | 0 | 0 | 0 | 0 | 0 | 0 | 0 | 0 | 0 | 0 | 0 | 0 | 0 | 0 | 0 | 0 | 0 | 0 | 0 | 0 | 0 | 0 | 0 | 0 | 2017-01-27 01:00
t0627 | 0 | 133.3626 | 314.6025 | 156.0637 | 34.0835 | 242.2735 | 34.0835 | 739.0411 | 57.6454 | 57.6454 | 1908.9315 | 56.609 | 85.2175 | 373.8864 | 441.6275 | 65.6845 | 74.4825 | 356.5382 | 217.8864 | 409.6643 | 0 | 0 | 395.6915 | 36.9587 | 36.9587 | 36.9587 | 90.6893 | 170.1479 | 314.789 | 117.5008 | 338.1873 | 84.6284 | 271.2775 | 250.0492 | 284.081 | 265.2352 | 150.7934 | 725.3302 | 413.6755 | 103.3384 | 256.9538 | 281.3042 | 119.6968 | 253.3979 | 488.8002 | 119.6968 | 47.5685 | 308.4174 | 850.5595 | 185.24 | 183.568 | 95.9711 | 200.653 | 47.5685 | 181.6742 | 327.6257 | 107.3578 | 342.481 | 34.3574 | 207.4987 | 34.3574 | 119.6968 | 170.1479 | 65.8068 | 488.8002 | 0 | 0 | 0 | 0 | 0 | 0 | 0 | 0 | 169.4311 | 0 | 0 | 0 | 0 | 262.9345 | 287.1965 | 27.9442 | 28.5321 | 204.5425 | 151.3386 | 11.2069 | 76.5655 | 87.2109 | 260.5736 | 156.4529 | 214.2656 | 82.5377 | 27.9442 | 238.0231 | 41.5777 | 244.9932 | 115.705 | 155.6718 | 45.3106 | 85.7493 | 445.3584 | 18.9222 | 148.7358 | 138.6537 | 11.2069 | 11.2069 | 55.9178 | 122.1072 | 60.9175 | 119.9776 | 153.7983 | 66.5072 | 53.2534 | 494.3404 | 92.1897 | 76.5655 | 74.7712 | 74.7712 | 30.8127 | 38.3496 | 494.3404 | 319.7879 | 146.0426 | 0 | 0 | 0 | 75.9343 | 87.2109 | 73.4335 | 325.9159 | 85.7493 | 0 | 64.9422 | 38.3496 | 11.2069 | 54.3919 | 21.9534 | 0 | 0 | 0 | 84.48 | 0 | 0 | 131.0506 | 0 | 26.9956 | 0 | 0 | 198.3741 | 92.507 | 21.9534 | 28.1318 | 28.1318 | 57.2143 | 124.4673 | 163.0387 | 126.1356 | 284.3864 | 183.3704 | 105.1581 | 251.5072 | 212.5733 | 130.8792 | 137.052 | 324.4921 | 175.4126 | 152.78 | 89.5632 | 83.2306 | 173.0608 | 174.5741 | 66.0804 | 83.2306 | 83.2306 | 122.7974 | 89.5632 | 89.5632 | 89.5632 | 142.6744 | 163.6357 | 137.2086 | 117.9025 | 117.9025 | 90.9657 | 140.113 | 419.3998 | 165.3061 | 84.7593 | 481.9591 | 167.9292 | 84.7593 | 283.162 | 794.5032 | 115.5258 | 454.9046 | 357.5269 | 167.9292 | 93.2066 | 56.7247 | 175.0908 | 52.1311 | 52.1311 | 52.1311 | 139.8605 | 153.4993 | 57.6711 | 138.5662 | 211.4467 | 214.1687 | 121.5633 | 121.5633 | 115.2774 | 397.0557 | 52.1311 | 354.6155 | 221.7987 | 370.9769 | 141.3902 | 112.9166 | 259.2032 | 88.4296 | 194.1807 | 88.4296 | 220.8394 | 70.7162 | 108.7315 | 65.8068 | 65.8068 | 70.7162 | 352.2408 | 289.5386 | 136.9432 | 178.6683 | 122.323 | 70.7162 | 867.0321 | 184.3095 | 175.356 | 408.868 | 631.0634 | 88.8161 | 99.0857 | 134.1223 | 307.5664 | 99.0857 | 53.9194 | 120.8052 | 105.9105 | 89.402 | 97.0485 | 54.1513 | 54.1513 | 90.5266 | 48.2641 | 141.9972 | 230.331 | 100.9164 | 194.1807 | 94.5829 | 191.0791 | 179.1077 | 100.9164 | 94.5829 | 70.4851 | 208.9916 | 177.7814 | 55.6297 | 25.6232 | 354.766 | 70.6944 | 231.2808 | 70.2788 | 352.8091 | 863.2621 | 41.1623 | 244.8356 | 208.9916 | 308.1453 | 70.2788 | 26.9956 | 435.6323 | 234.6297 | 203.2562 | 230.2677 | 0 | 83.2306 | 146.22 | 385.5178 | 0 | 88.8161 | 112.1503 | 173.0608 | 74.6073 | 99.3539 | 182.767 | 67.7959 | 0 | 0 | 0 | 0 | 0 | 0 | 0 | 0 | 92.507 | 0 | 159.701 | 242.6513 | 199.6449 | 138.4819 | 0 | 140.5895 | 36.4892 | 38.301 | 18.9222 | 550.536 | 37.0537 | 93.9666 | 40.0032 | 40.0032 | 64.0766 | 26.1909 | 36.4892 | 37.0537 | 29.7595 | 29.7595 | 51.0778 | 0 | 0 | 0 | 0 | 26.1909 | 26.1909 | 26.1909 | 45.8917 | 29.7595 | 99.5971 | 0 | 0 | 19.1701 | 0 | 0 | 0 | 85.0008 | 46.6238 | 108.1822 | 62.923 | 48.8061 | 19.1701 | 123.3143 | 126.2763 | 31.3982 | 161.228 | 120.4759 | 532.5801 | 108.4199 | 105.4841 | 125.1433 | 20.5312 | 25.2965 | 25.2965 | 20.5312 | 38.1841 | 70.1013 | 160.2424 | 1452.0181 | 102.0787 | 70.1013 | 67.6464 | 121.7921 | 83.8859 | 71.6661 | 68.3119 | 67.6464 | 126.9887 | 59.7903 | 46.6238 | 46.6238 | 132.3186 | 84.1592 | 0 | 0 | 0 | 25.2965 | 25.2965 | 24.7628 | 0 | 0 | 0 | 0 | 0 | 0 | 20.5312 | 46.6238 | 125.8703 | 25.2965 | 31.3254 | 55.4193 | 0 | 0 | 0 | 0 | 0 | 0 | 0 | 0 | 0 | 0 | 0 | 0 | 0 | 0 | 0 | 0 | 0 | 0 | 0 | 0 | 0 | 0 | 0 | 0 | 0 | 0 | 0 | 0 | 0 | 0 | 0 | 0 | 0 | 0 | 0 | 0 | 0 | 0 | 0 | 0 | 0 | 0 | 0 | 0 | 0 | 0 | 0 | 0 | 0 | 0 | 0 | 0 | 0 | 0 | 0 | 0 | 0 | 0 | 0 | 0 | 0 | 0 | 0 | 0 | 0 | 0 | 0 | 0 | 0 | 0 | 0 | 0 | 0 | 0 | 0 | 0 | 0 | 0 | 0 | 0 | 0 | 0 | 0 | 0 | 0 | 0 | 0 | 0 | 0 | 0 | 0 | 0 | 0 | 0 | 0 | 0 | 0 | 0 | 0 | 0 | 0 | 0 | 0 | 0 | 0 | 0 | 0 | 0 | 0 | 2017-01-27 02:00
t0628 | 0 | 135.8407 | 319.8653 | 158.8867 | 34.6058 | 246.203 | 34.6058 | 754.0965 | 58.6731 | 58.6731 | 1946.7363 | 57.4619 | 86.705 | 381.0454 | 449.7084 | 66.871 | 75.7455 | 362.7769 | 221.6022 | 417.4255 | 0 | 0 | 402.4798 | 37.5923 | 37.5923 | 37.5923 | 92.3452 | 173.2199 | 320.7619 | 119.7156 | 344.335 | 86.0633 | 276.3244 | 254.7332 | 289.0641 | 269.777 | 153.492 | 739.882 | 421.7702 | 105.1926 | 261.8776 | 286.3819 | 121.9073 | 258.0629 | 498.6843 | 121.9073 | 48.4016 | 313.969 | 866.1931 | 188.6991 | 186.8588 | 97.5983 | 204.3518 | 48.4016 | 184.9102 | 333.7782 | 109.2888 | 348.575 | 34.9205 | 211.4101 | 34.9205 | 121.9073 | 173.2199 | 66.9779 | 498.6843 | 0 | 0 | 0 | 0 | 0 | 0 | 0 | 0 | 172.4315 | 0 | 0 | 0 | 0 | 267.6511 | 292.1641 | 28.422 | 28.9326 | 207.7456 | 153.8279 | 11.3804 | 77.7625 | 88.5617 | 265.104 | 159.2264 | 218.0491 | 83.7488 | 28.422 | 241.9261 | 42.2193 | 249.1187 | 117.5094 | 158.2646 | 46.0295 | 87.1333 | 452.7756 | 19.1736 | 151.2093 | 140.8099 | 11.3804 | 11.3804 | 56.7677 | 124.265 | 61.8956 | 121.892 | 156.4852 | 67.5143 | 54.0037 | 501.9976 | 93.4378 | 77.7625 | 75.9944 | 75.9944 | 31.2985 | 38.8771 | 501.9976 | 324.9599 | 148.4939 | 0 | 0 | 0 | 77.1827 | 88.5617 | 74.6533 | 331.1954 | 87.1333 | 0 | 66.0163 | 38.8771 | 11.3804 | 55.2369 | 22.2788 | 0 | 0 | 0 | 85.9169 | 0 | 0 | 133.2428 | 0 | 27.3823 | 0 | 0 | 201.7755 | 94.2109 | 22.2788 | 28.5956 | 28.5956 | 58.0057 | 126.424 | 165.5968 | 128.1598 | 289.4668 | 186.6053 | 106.9301 | 255.7966 | 216.2976 | 132.9259 | 139.3371 | 330.4684 | 178.4576 | 155.0613 | 91.1903 | 84.6985 | 176.0377 | 177.2299 | 67.1299 | 84.6985 | 84.6985 | 124.7407 | 91.1903 | 91.1903 | 91.1903 | 144.9067 | 166.5398 | 139.2972 | 119.7811 | 119.7811 | 92.4192 | 142.3715 | 426.7096 | 168.4169 | 86.0363 | 491.3581 | 170.8937 | 86.0363 | 287.8276 | 809.3544 | 117.2082 | 462.5384 | 363.5878 | 170.8937 | 94.7561 | 57.6456 | 177.6306 | 53.0182 | 53.0182 | 53.0182 | 141.9816 | 155.8333 | 58.4668 | 141.1444 | 215.058 | 217.9978 | 123.7861 | 123.7861 | 117.2374 | 404.3778 | 53.0182 | 360.3705 | 225.7171 | 377.4971 | 143.8933 | 114.8274 | 263.5235 | 89.9158 | 197.8625 | 89.9158 | 224.686 | 71.8695 | 110.7028 | 66.9779 | 66.9779 | 71.8695 | 359.0439 | 294.9293 | 139.2993 | 181.6316 | 124.5908 | 71.8695 | 884.0338 | 187.5256 | 178.4106 | 416.0545 | 643.0766 | 90.368 | 100.8425 | 136.1666 | 312.8029 | 100.8425 | 54.7943 | 122.8323 | 107.8167 | 90.9193 | 98.5755 | 55.0975 | 55.0975 | 92.1432 | 49.049 | 144.5852 | 234.4478 | 102.5896 | 197.8625 | 96.2008 | 194.3293 | 182.2414 | 102.5896 | 96.2008 | 71.5472 | 212.5435 | 180.968 | 56.6392 | 26.0052 | 360.7677 | 71.8287 | 234.9953 | 71.3946 | 358.7249 | 879.3639 | 41.833 | 248.5458 | 212.5435 | 313.3242 | 71.3946 | 27.3823 | 444.6735 | 238.3971 | 207.0216 | 234.664 | 0 | 84.6985 | 148.6751 | 393.3041 | 0 | 90.368 | 114.0524 | 176.0377 | 75.9276 | 100.7101 | 185.9016 | 68.8479 | 0 | 0 | 0 | 0 | 0 | 0 | 0 | 0 | 94.2109 | 0 | 162.545 | 247.3877 | 203.0492 | 140.9091 | 0 | 142.7678 | 36.9355 | 38.8991 | 19.1736 | 558.8935 | 37.676 | 95.4543 | 40.5567 | 40.5567 | 64.8209 | 26.5689 | 36.9355 | 37.676 | 30.1897 | 30.1897 | 51.8409 | 0 | 0 | 0 | 0 | 26.5689 | 26.5689 | 26.5689 | 46.5937 | 30.1897 | 101.1463 | 0 | 0 | 19.4852 | 0 | 0 | 0 | 86.2892 | 47.4771 | 109.9008 | 64.1471 | 49.5781 | 19.4852 | 125.4944 | 128.2689 | 31.8852 | 164.1696 | 122.5137 | 542.1866 | 110.2581 | 107.2815 | 127.2278 | 20.8803 | 25.7265 | 25.7265 | 20.8803 | 38.7434 | 71.2387 | 162.8129 | 1478.5372 | 103.537 | 71.2387 | 68.7728 | 123.8385 | 85.1127 | 72.6471 | 69.279 | 68.7728 | 128.8782 | 60.7936 | 47.4771 | 47.4771 | 134.3661 | 85.4865 | 0 | 0 | 0 | 25.7265 | 25.7265 | 25.1331 | 0 | 0 | 0 | 0 | 0 | 0 | 20.8803 | 47.4771 | 127.8667 | 25.7265 | 31.8476 | 56.2044 | 0 | 0 | 0 | 0 | 0 | 0 | 0 | 0 | 0 | 0 | 0 | 0 | 0 | 0 | 0 | 0 | 0 | 0 | 0 | 0 | 0 | 0 | 0 | 0 | 0 | 0 | 0 | 0 | 0 | 0 | 0 | 0 | 0 | 0 | 0 | 0 | 0 | 0 | 0 | 0 | 0 | 0 | 0 | 0 | 0 | 0 | 0 | 0 | 0 | 0 | 0 | 0 | 0 | 0 | 0 | 0 | 0 | 0 | 0 | 0 | 0 | 0 | 0 | 0 | 0 | 0 | 0 | 0 | 0 | 0 | 0 | 0 | 0 | 0 | 0 | 0 | 0 | 0 | 0 | 0 | 0 | 0 | 0 | 0 | 0 | 0 | 0 | 0 | 0 | 0 | 0 | 0 | 0 | 0 | 0 | 0 | 0 | 0 | 0 | 0 | 0 | 0 | 0 | 0 | 0 | 0 | 0 | 0 | 0 | 2017-01-27 03:00
t0629 | 0 | 142.0994 | 336.7474 | 165.7903 | 36.4201 | 259.2978 | 36.4201 | 781.1574 | 62.1233 | 62.1233 | 2067.4246 | 60.8848 | 90.4238 | 398.0012 | 468.8257 | 69.5799 | 79.3226 | 379.7225 | 232.1624 | 434.1563 | 0 | 0 | 423.818 | 39.2765 | 39.2765 | 39.2765 | 96.3616 | 180.9923 | 333.8462 | 127.7432 | 362.0848 | 90.3997 | 287.8076 | 265.1236 | 301.9804 | 282.7189 | 159.9691 | 768.2308 | 440.5389 | 109.804 | 272.3589 | 300.0422 | 127.2421 | 269.3738 | 523.5062 | 127.2421 | 50.3786 | 327.8368 | 904.1212 | 196.481 | 196.1454 | 102.105 | 212.9982 | 50.3786 | 192.9121 | 347.3167 | 113.8921 | 366.1823 | 36.5782 | 219.9995 | 36.5782 | 127.2421 | 180.9923 | 70.0362 | 523.5062 | 0 | 0 | 0 | 0 | 0 | 0 | 0 | 0 | 180.0878 | 0 | 0 | 0 | 0 | 279.9269 | 305.4517 | 29.6203 | 30.2903 | 219.2228 | 160.6227 | 11.9174 | 81.4029 | 92.442 | 278.2033 | 166.5232 | 227.8113 | 88.1646 | 29.6203 | 256.4116 | 44.1477 | 261.4837 | 122.9674 | 165.1799 | 48.0894 | 91.0998 | 476.6501 | 20.1371 | 158.0155 | 147.5803 | 11.9174 | 11.9174 | 59.7278 | 129.7414 | 64.7333 | 127.5366 | 163.6155 | 72.1446 | 59.046 | 536.873 | 98.2906 | 81.4029 | 79.3497 | 79.3497 | 32.7407 | 41.1181 | 536.873 | 343.9757 | 154.7692 | 0 | 0 | 0 | 80.5088 | 92.442 | 77.9509 | 347.4538 | 91.0998 | 0 | 68.9081 | 41.1181 | 11.9174 | 58.3856 | 23.482 | 0 | 0 | 0 | 89.8913 | 0 | 0 | 139.6369 | 0 | 28.716 | 0 | 0 | 210.9784 | 98.0506 | 23.482 | 29.9088 | 29.9088 | 60.798 | 132.7542 | 174.5229 | 134.1944 | 304.4001 | 195.0132 | 112.0944 | 267.6335 | 229.004 | 139.9134 | 145.9223 | 354.1885 | 186.8742 | 163.4794 | 95.6148 | 88.7069 | 185.2261 | 186.2703 | 70.5297 | 88.7069 | 88.7069 | 132.0328 | 95.6148 | 95.6148 | 95.6148 | 152.5297 | 174.5673 | 147.0281 | 125.7732 | 125.7732 | 97.1761 | 151.4084 | 447.2694 | 175.8772 | 91.0065 | 530.2299 | 179.5517 | 91.0065 | 312.092 | 862.7545 | 123.5889 | 490.6455 | 382.3106 | 179.5517 | 99.9317 | 60.4983 | 186.9757 | 55.4222 | 55.4222 | 55.4222 | 149.2121 | 165.7721 | 61.737 | 146.6889 | 225.1435 | 227.5867 | 129.2139 | 129.2139 | 123.1693 | 420.6429 | 55.4222 | 380.2916 | 235.9273 | 394.6891 | 150.2824 | 119.949 | 282.2478 | 94.2576 | 206.3354 | 94.2576 | 236.4573 | 75.8084 | 116.0906 | 70.0362 | 70.0362 | 75.8084 | 374.4485 | 307.6807 | 146.6525 | 191.7574 | 130.1399 | 75.8084 | 921.2394 | 196.0777 | 189.3358 | 440.7058 | 689.5203 | 94.4991 | 105.3614 | 143.7068 | 328.9669 | 105.3614 | 57.2899 | 129.0301 | 112.5867 | 95.18 | 103.635 | 57.7394 | 57.7394 | 96.5202 | 51.555 | 153.1982 | 246.0838 | 107.512 | 206.3354 | 101.0482 | 205.6112 | 190.4403 | 107.512 | 101.0482 | 75.1142 | 226.0332 | 189.3808 | 58.9066 | 27.2296 | 377.4243 | 75.3138 | 247.617 | 74.945 | 374.6251 | 924.7366 | 43.6874 | 260.0902 | 226.0332 | 331.714 | 74.945 | 28.716 | 460.9399 | 250.9971 | 216.6509 | 244.3451 | 0 | 88.7069 | 155.2502 | 421.3633 | 0 | 94.4991 | 119.7259 | 185.2261 | 80.2221 | 105.7927 | 194.229 | 72.4443 | 0 | 0 | 0 | 0 | 0 | 0 | 0 | 0 | 98.0506 | 0 | 169.748 | 256.8018 | 215.1854 | 148.8034 | 0 | 150.3339 | 39.25 | 40.8119 | 20.1371 | 597.0938 | 39.4139 | 101.6046 | 42.7838 | 42.7838 | 69.1004 | 28.0693 | 39.25 | 39.4139 | 31.6609 | 31.6609 | 54.4193 | 0 | 0 | 0 | 0 | 28.0693 | 28.0693 | 28.0693 | 48.964 | 31.6609 | 106.2171 | 0 | 0 | 20.7223 | 0 | 0 | 0 | 90.8214 | 49.5533 | 115.9407 | 67.0059 | 52.0625 | 20.7223 | 131.0016 | 136.9351 | 33.3814 | 171.6544 | 128.8063 | 571.218 | 115.4592 | 112.338 | 133.5303 | 21.8835 | 26.9217 | 26.9217 | 21.8835 | 40.9344 | 74.9859 | 170.8654 | 1579.2296 | 110.1281 | 74.9859 | 72.3543 | 132.9517 | 90.0063 | 76.4903 | 73.3694 | 72.3543 | 136.6228 | 64.3022 | 49.5533 | 49.5533 | 141.216 | 90.835 | 0 | 0 | 0 | 26.9217 | 26.9217 | 26.481 | 0 | 0 | 0 | 0 | 0 | 0 | 21.8835 | 49.5533 | 135.1889 | 26.9217 | 33.3834 | 59.1539 | 0 | 0 | 0 | 0 | 0 | 0 | 0 | 0 | 0 | 0 | 0 | 0 | 0 | 0 | 0 | 0 | 0 | 0 | 0 | 0 | 0 | 0 | 0 | 0 | 0 | 0 | 0 | 0 | 0 | 0 | 0 | 0 | 0 | 0 | 0 | 0 | 0 | 0 | 0 | 0 | 0 | 0 | 0 | 0 | 0 | 0 | 0 | 0 | 0 | 0 | 0 | 0 | 0 | 0 | 0 | 0 | 0 | 0 | 0 | 0 | 0 | 0 | 0 | 0 | 0 | 0 | 0 | 0 | 0 | 0 | 0 | 0 | 0 | 0 | 0 | 0 | 0 | 0 | 0 | 0 | 0 | 0 | 0 | 0 | 0 | 0 | 0 | 0 | 0 | 0 | 0 | 0 | 0 | 0 | 0 | 0 | 0 | 0 | 0 | 0 | 0 | 0 | 0 | 0 | 0 | 0 | 0 | 0 | 0 | 2017-01-27 04:00
t0630 | 0 | 159.1844 | 378.5861 | 185.8032 | 41.0297 | 291.75 | 41.0297 | 871.6153 | 69.776 | 69.776 | 2316.1721 | 68.6725 | 101.4293 | 445.3887 | 525.1927 | 77.9542 | 89.0895 | 426.1048 | 260.7239 | 485.7351 | 0 | 0 | 476.1834 | 44.0874 | 44.0874 | 44.0874 | 107.9665 | 202.8852 | 373.524 | 143.3999 | 406.1301 | 101.5685 | 322.2242 | 296.7425 | 338.7632 | 317.4785 | 179.3047 | 857.8558 | 492.6787 | 123.0915 | 304.6134 | 336.4513 | 142.5254 | 301.7578 | 585.2679 | 142.5254 | 56.4914 | 367.4914 | 1012.8539 | 219.945 | 220.0399 | 114.6634 | 238.5523 | 56.4914 | 216.2848 | 388.6995 | 127.6394 | 410.9127 | 41.1184 | 246.1879 | 41.1184 | 142.5254 | 202.8852 | 78.546 | 585.2679 | 0 | 0 | 0 | 0 | 0 | 0 | 0 | 0 | 201.9654 | 0 | 0 | 0 | 0 | 313.8793 | 342.8159 | 33.2406 | 34.1686 | 246.924 | 180.4739 | 13.4147 | 91.6042 | 104.0133 | 312.3374 | 186.7795 | 255.5174 | 99.4235 | 33.2406 | 288.6465 | 49.6888 | 293.8152 | 138.3798 | 185.5259 | 54.0839 | 102.4228 | 535.9273 | 22.7497 | 177.5134 | 166.1197 | 13.4147 | 13.4147 | 67.2979 | 145.5053 | 72.791 | 143.4409 | 183.5836 | 81.4444 | 66.9358 | 605.8281 | 111.0216 | 91.6042 | 89.1683 | 89.1683 | 36.8332 | 46.4582 | 605.8281 | 387.2881 | 173.7694 | 0 | 0 | 0 | 90.4485 | 104.0133 | 87.5632 | 390.7664 | 102.4228 | 0 | 77.4105 | 46.4582 | 13.4147 | 65.7885 | 26.4785 | 0 | 0 | 0 | 100.9403 | 0 | 0 | 156.8986 | 0 | 32.3855 | 0 | 0 | 236.8436 | 109.7959 | 26.4785 | 33.6102 | 33.6102 | 68.6135 | 149.4272 | 196.5369 | 150.922 | 341.5908 | 218.7435 | 125.9325 | 300.5095 | 257.3302 | 157.5502 | 163.9606 | 398.0675 | 209.7556 | 184.3174 | 107.2092 | 99.5287 | 208.0778 | 209.8469 | 79.3736 | 99.5287 | 99.5287 | 148.7341 | 107.2092 | 107.2092 | 107.2092 | 171.7554 | 195.8512 | 165.7197 | 141.5235 | 141.5235 | 109.3559 | 170.5825 | 502.0417 | 196.9106 | 102.6263 | 595.4734 | 201.5306 | 102.6263 | 352.2396 | 968.6 | 139.4216 | 552.0684 | 429.6022 | 201.5306 | 112.3889 | 68.0394 | 210.9033 | 62.2271 | 62.2271 | 62.2271 | 168.1085 | 187.0244 | 69.7372 | 164.1844 | 252.8094 | 255.1564 | 144.7755 | 144.7755 | 138.3804 | 470.9844 | 62.2271 | 427.9833 | 264.6317 | 442.786 | 168.5406 | 134.6838 | 318.004 | 105.9006 | 230.9203 | 105.9006 | 265.5494 | 85.3006 | 130.1773 | 78.546 | 78.546 | 85.3006 | 418.8451 | 344.5366 | 164.7559 | 215.7021 | 145.7692 | 85.3006 | 1029.9029 | 220.0153 | 212.8483 | 495.2053 | 774.279 | 106.0335 | 118.163 | 161.9689 | 369.6272 | 118.163 | 64.4024 | 145.0109 | 126.2064 | 106.8926 | 116.6653 | 64.804 | 64.804 | 108.2615 | 57.9897 | 171.9836 | 276.082 | 120.8294 | 230.9203 | 113.5072 | 231.2009 | 213.659 | 120.8294 | 113.5072 | 84.6287 | 254.3274 | 212.3712 | 65.9841 | 30.6765 | 423.8696 | 84.7161 | 278.6904 | 84.3343 | 420.7293 | 1036.4953 | 49.0991 | 292.8838 | 254.3274 | 373.1379 | 84.3343 | 32.3855 | 514.0623 | 282.4682 | 242.7329 | 273.3525 | 0 | 99.5287 | 174.3483 | 472.3071 | 0 | 106.0335 | 134.5068 | 208.0778 | 90.0986 | 119.4559 | 218.0183 | 81.5879 | 0 | 0 | 0 | 0 | 0 | 0 | 0 | 0 | 109.7959 | 0 | 190.3389 | 286.9886 | 241.9991 | 167.1548 | 0 | 169.3289 | 44.4723 | 45.9401 | 22.7497 | 674.0071 | 44.2722 | 114.5324 | 48.3199 | 48.3199 | 78.3934 | 31.6786 | 44.4723 | 44.2722 | 35.6997 | 35.6997 | 61.3235 | 0 | 0 | 0 | 0 | 31.6786 | 31.6786 | 31.6786 | 55.1535 | 35.6997 | 119.5879 | 0 | 0 | 23.3355 | 0 | 0 | 0 | 102.343 | 55.519 | 130.5426 | 74.9497 | 58.5929 | 23.3355 | 146.9136 | 154.4241 | 37.5724 | 192.3791 | 144.7455 | 640.9891 | 129.6755 | 126.1532 | 150.0802 | 24.5787 | 30.2317 | 30.2317 | 24.5787 | 46.1834 | 84.3644 | 192.2185 | 1774.5293 | 124.4145 | 84.3644 | 81.3467 | 149.8072 | 101.562 | 86.3875 | 82.8609 | 81.3467 | 154.1496 | 72.327 | 55.519 | 55.519 | 159.027 | 102.3804 | 0 | 0 | 0 | 30.2317 | 30.2317 | 29.8533 | 0 | 0 | 0 | 0 | 0 | 0 | 24.5787 | 55.519 | 152.2607 | 30.2317 | 37.5146 | 66.7567 | 0 | 0 | 0 | 0 | 0 | 0 | 0 | 0 | 0 | 0 | 0 | 0 | 0 | 0 | 0 | 0 | 0 | 0 | 0 | 0 | 0 | 0 | 0 | 0 | 0 | 0 | 0 | 0 | 0 | 0 | 0 | 0 | 0 | 0 | 0 | 0 | 0 | 0 | 0 | 0 | 0 | 0 | 0 | 0 | 0 | 0 | 0 | 0 | 0 | 0 | 0 | 0 | 0 | 0 | 0 | 0 | 0 | 0 | 0 | 0 | 0 | 0 | 0 | 0 | 0 | 0 | 0 | 0 | 0 | 0 | 0 | 0 | 0 | 0 | 0 | 0 | 0 | 0 | 0 | 0 | 0 | 0 | 0 | 0 | 0 | 0 | 0 | 0 | 0 | 0 | 0 | 0 | 0 | 0 | 0 | 0 | 0 | 0 | 0 | 0 | 0 | 0 | 0 | 0 | 0 | 0 | 0 | 0 | 0 | 2017-01-27 05:00
t0631 | 0 | 169.4942 | 423.5733 | 198.498 | 47.0363 | 329.7078 | 47.0363 | 873.4115 | 77.5323 | 77.5323 | 2499.6177 | 80.2355 | 109.5341 | 467.3246 | 557.588 | 82.7461 | 98.0636 | 463.7986 | 286.7502 | 506.2698 | 0 | 0 | 528.9294 | 48.0972 | 48.0972 | 48.0972 | 114.9796 | 217.603 | 389.7617 | 159.2431 | 441.2523 | 112.5861 | 339.3059 | 311.1205 | 366.7416 | 348.9634 | 191.7072 | 870.4906 | 512.703 | 131.9874 | 316.0854 | 363.2436 | 151.265 | 320.6752 | 609.0091 | 151.265 | 60.6513 | 393.9218 | 1076.8505 | 231.114 | 239.1946 | 125.9251 | 252.4843 | 60.6513 | 232.194 | 406.9332 | 136.2032 | 448.6166 | 45.7607 | 257.418 | 45.7607 | 151.265 | 217.603 | 84.8146 | 609.0091 | 0 | 0 | 0 | 0 | 0 | 0 | 0 | 0 | 217.8116 | 0 | 0 | 0 | 0 | 338.1688 | 373.5117 | 36.0824 | 39.6134 | 283.0464 | 199.1817 | 15.17 | 103.2105 | 116.7445 | 342.7441 | 202.0228 | 276.0656 | 115.3537 | 36.0824 | 329.7522 | 56.0522 | 325.839 | 155.8998 | 203.756 | 60.4095 | 114.0239 | 600.3513 | 26.9002 | 195.6207 | 187.9505 | 15.17 | 15.17 | 77.275 | 156.9143 | 81.2159 | 160.4949 | 199.411 | 96.7277 | 84.5513 | 716.5804 | 131.1476 | 103.2105 | 98.5706 | 98.5706 | 41.3349 | 55.294 | 716.5804 | 442.9402 | 189.7726 | 0 | 0 | 0 | 99.6006 | 116.7445 | 96.3483 | 437.925 | 114.0239 | 0 | 85.2215 | 55.294 | 15.17 | 75.8492 | 30.7196 | 0 | 0 | 0 | 110.7636 | 0 | 0 | 173.7282 | 0 | 37.4967 | 0 | 0 | 258.8535 | 115.8134 | 30.7196 | 37.2117 | 37.2117 | 80.0345 | 169.2621 | 224.5429 | 168.8706 | 373.3406 | 236.5639 | 139.2185 | 329.4862 | 287.4889 | 179.6668 | 181.4412 | 449.908 | 229.137 | 213.567 | 115.71 | 108.2014 | 230.5199 | 240.329 | 89.7581 | 108.2014 | 108.2014 | 171.1254 | 115.71 | 115.71 | 115.71 | 195.8525 | 212.8962 | 191.5205 | 159.684 | 159.684 | 123.6658 | 197.2655 | 548.9679 | 207.8355 | 119.4733 | 670.5445 | 220.6716 | 119.4733 | 421.6619 | 1076.147 | 162.6326 | 627.6078 | 477.3763 | 220.6716 | 126.4759 | 76.2672 | 245.3513 | 68.1355 | 68.1355 | 68.1355 | 192.6548 | 219.8186 | 82.6626 | 171.9413 | 277.4482 | 274.0254 | 154.2273 | 154.2273 | 153.3286 | 495.952 | 68.1355 | 485.7196 | 286.1689 | 479.9774 | 181.7831 | 147.4825 | 369.8884 | 117.1661 | 242.2036 | 117.1661 | 293.1516 | 96.5742 | 140.6433 | 84.8146 | 84.8146 | 96.5742 | 436.3661 | 364.15 | 182.7508 | 243.492 | 154.7778 | 96.5742 | 1064.6051 | 239.0964 | 239.4907 | 553.281 | 866.4419 | 115.208 | 127.5024 | 187.0716 | 410.3447 | 127.5024 | 71.5874 | 161.2788 | 135.3105 | 117.5347 | 132.4699 | 70.7662 | 70.7662 | 117.256 | 65.1931 | 190.0412 | 300.3719 | 134.1533 | 242.2036 | 125.475 | 260.2878 | 231.6617 | 134.1533 | 125.475 | 96.9349 | 289.6613 | 229.1939 | 69.8484 | 35.0357 | 465.8233 | 95.0876 | 316.1924 | 95.1907 | 461.7548 | 1116.2947 | 54.3635 | 332.5908 | 289.6613 | 422.1666 | 95.1907 | 37.4967 | 511.9697 | 319.918 | 258.9995 | 284.8947 | 0 | 108.2014 | 191.2246 | 516.6804 | 0 | 115.208 | 148.8718 | 230.5199 | 99.8674 | 140.4315 | 237.8227 | 93.1766 | 0 | 0 | 0 | 0 | 0 | 0 | 0 | 0 | 115.8134 | 0 | 204.8432 | 294.2431 | 273.2264 | 185.6289 | 0 | 193.7631 | 54.7904 | 52.0378 | 26.9002 | 799.6131 | 48.7613 | 133.3579 | 57.126 | 57.126 | 98.1233 | 37.1867 | 54.7904 | 48.7613 | 41.2396 | 41.2396 | 70.3851 | 0 | 0 | 0 | 0 | 37.1867 | 37.1867 | 37.1867 | 63.0518 | 41.2396 | 135.8818 | 0 | 0 | 26.8371 | 0 | 0 | 0 | 117.6926 | 59.1086 | 148.954 | 78.1818 | 66.2609 | 26.8371 | 158.3419 | 181.087 | 42.4389 | 205.9308 | 160.9067 | 701.3742 | 142.7299 | 138.6223 | 166.9585 | 27.0811 | 33.1927 | 33.1927 | 27.0811 | 54.0212 | 95.2137 | 216.1993 | 1995.6624 | 148.4738 | 95.2137 | 91.0036 | 174.7271 | 119.0686 | 101.9806 | 98.2165 | 91.0036 | 180.865 | 81.7013 | 59.1086 | 59.1086 | 181.2747 | 118.8883 | 0 | 0 | 0 | 33.1927 | 33.1927 | 34.5325 | 0 | 0 | 0 | 0 | 0 | 0 | 27.0811 | 59.1086 | 174.6457 | 33.1927 | 41.6045 | 78.0946 | 0 | 0 | 0 | 0 | 0 | 0 | 0 | 0 | 0 | 0 | 0 | 0 | 0 | 0 | 0 | 0 | 0 | 0 | 0 | 0 | 0 | 0 | 0 | 0 | 0 | 0 | 0 | 0 | 0 | 0 | 0 | 0 | 0 | 0 | 0 | 0 | 0 | 0 | 0 | 0 | 0 | 0 | 0 | 0 | 0 | 0 | 0 | 0 | 0 | 0 | 0 | 0 | 0 | 0 | 0 | 0 | 0 | 0 | 0 | 0 | 0 | 0 | 0 | 0 | 0 | 0 | 0 | 0 | 0 | 0 | 0 | 0 | 0 | 0 | 0 | 0 | 0 | 0 | 0 | 0 | 0 | 0 | 0 | 0 | 0 | 0 | 0 | 0 | 0 | 0 | 0 | 0 | 0 | 0 | 0 | 0 | 0 | 0 | 0 | 0 | 0 | 0 | 0 | 0 | 0 | 0 | 0 | 0 | 0 | 2017-01-27 06:00
t0632 | 0 | 163.6987 | 440.4683 | 190.9848 | 50.0939 | 346.7774 | 50.0939 | 752.7562 | 81.3027 | 81.3027 | 2563.7694 | 88.5074 | 106.5795 | 441.1936 | 530.9127 | 78.2876 | 98.7333 | 460.4602 | 288.784 | 467.3554 | 0 | 0 | 546.2118 | 47.6182 | 47.6182 | 47.6182 | 110.2193 | 211.2435 | 361.1596 | 170.3777 | 443.1221 | 115.2058 | 318.851 | 290.0592 | 359.7565 | 351.5147 | 183.9382 | 770.4712 | 479.0322 | 127.7024 | 290.0455 | 358.2814 | 144.515 | 306.9127 | 578.3835 | 144.515 | 58.2524 | 381.358 | 1031.0863 | 216.3851 | 239.1178 | 126.097 | 239.3415 | 58.2524 | 224.6046 | 378.3965 | 130.3441 | 451.6573 | 46.6629 | 239.037 | 46.6629 | 144.515 | 211.2435 | 83.1842 | 578.3835 | 0 | 0 | 0 | 0 | 0 | 0 | 0 | 0 | 212.5355 | 0 | 0 | 0 | 0 | 330.9926 | 369.9553 | 35.2487 | 42.0898 | 303.5002 | 199.4532 | 15.7235 | 106.4582 | 118.9795 | 345.9786 | 198.6181 | 270.2412 | 124.3949 | 35.2487 | 356.3799 | 57.7179 | 332.9215 | 160.6376 | 202.6389 | 61.3953 | 115.7065 | 625.0191 | 29.3676 | 196.0133 | 195.3585 | 15.7235 | 15.7235 | 82.3731 | 152.9573 | 82.686 | 164.101 | 196.8679 | 110.449 | 106.1797 | 816.9335 | 143.6046 | 106.4582 | 98.8786 | 98.8786 | 42.3728 | 61.7612 | 816.9335 | 477.6666 | 186.7571 | 0 | 0 | 0 | 99.1872 | 118.9795 | 96.1522 | 451.8316 | 115.7065 | 0 | 85.0115 | 61.7612 | 15.7235 | 82.1332 | 33.2271 | 0 | 0 | 0 | 110.8387 | 0 | 0 | 176.4232 | 0 | 39.9632 | 0 | 0 | 257.3927 | 108.7944 | 33.2271 | 37.574 | 37.574 | 85.8072 | 177.0463 | 239.1972 | 173.0276 | 377.4357 | 232.0274 | 141.2495 | 329.4226 | 303.0915 | 190.4087 | 183.7758 | 495.097 | 228.7108 | 230.8727 | 114.3552 | 107.4597 | 236.8776 | 254.804 | 93.8601 | 107.4597 | 107.4597 | 185.5779 | 114.3552 | 114.3552 | 114.3552 | 207.5677 | 211.9343 | 207.1204 | 166.3348 | 166.3348 | 129.5924 | 217.4921 | 550.1059 | 197.5401 | 130.8021 | 747.976 | 222.9838 | 130.8021 | 500.5938 | 1148.8938 | 177.0044 | 676.5407 | 491.2108 | 222.9838 | 132.9335 | 78.7889 | 265.1926 | 67.8425 | 67.8425 | 67.8425 | 204.3512 | 246.1262 | 91.6372 | 159.3009 | 278.1672 | 265.7412 | 148.0552 | 148.0552 | 156.9157 | 464.1158 | 67.8425 | 515.7464 | 280.7995 | 472.7073 | 177.4013 | 146.5556 | 417.0311 | 118.9754 | 227.3662 | 118.9754 | 300.2547 | 102.176 | 139.2187 | 83.1842 | 83.1842 | 102.176 | 406.2483 | 345.575 | 188.3306 | 257.4594 | 148.3002 | 102.176 | 978.5267 | 236.2016 | 255.8713 | 584.0931 | 945.6391 | 113.8247 | 124.6402 | 202.1301 | 422.0144 | 124.6402 | 72.5265 | 165.6543 | 131.054 | 118.0797 | 139.3464 | 70.7602 | 70.7602 | 116.0138 | 67.8377 | 198.5381 | 300.508 | 136.6345 | 227.3662 | 128.0164 | 276.0638 | 227.8566 | 136.6345 | 128.0164 | 102.4931 | 314.8302 | 225.1783 | 65.7614 | 36.6794 | 466.8142 | 98.122 | 334.3309 | 99.1169 | 459.6755 | 1110.1763 | 54.6574 | 345.5695 | 314.8302 | 450.672 | 99.1169 | 39.9632 | 438.3754 | 336.9467 | 251.1013 | 263.9709 | 0 | 107.4597 | 190.1698 | 550.5358 | 0 | 113.8247 | 151.8271 | 236.8776 | 103.8572 | 152.546 | 235.423 | 98.8103 | 0 | 0 | 0 | 0 | 0 | 0 | 0 | 0 | 108.7944 | 0 | 199.3364 | 263.9578 | 291.8479 | 193.1561 | 0 | 206.2712 | 63.7238 | 54.3063 | 29.3676 | 911.7331 | 48.9797 | 148.2797 | 63.0302 | 63.0302 | 116.3643 | 40.9069 | 63.7238 | 48.9797 | 43.8548 | 43.8548 | 74.5526 | 0 | 0 | 0 | 0 | 40.9069 | 40.9069 | 40.9069 | 66.7059 | 43.8548 | 142.6055 | 0 | 0 | 29.4386 | 0 | 0 | 0 | 125.7603 | 56.6822 | 158.8856 | 73.2836 | 69.197 | 29.4386 | 154.1601 | 204.054 | 43.9032 | 199.8706 | 165.5828 | 713.7406 | 143.6752 | 139.2675 | 171.1165 | 27.3571 | 33.2544 | 33.2544 | 27.3571 | 59.2398 | 99.8588 | 224.134 | 2166.9618 | 168.4441 | 99.8588 | 94.4514 | 198.5689 | 131.133 | 111.8482 | 109.6417 | 94.4514 | 200.5231 | 86.8713 | 56.6822 | 56.6822 | 191.2725 | 131.3064 | 0 | 0 | 0 | 33.2544 | 33.2544 | 37.2114 | 0 | 0 | 0 | 0 | 0 | 0 | 27.3571 | 56.6822 | 188.2982 | 33.2544 | 42.3498 | 84.8357 | 0 | 0 | 0 | 0 | 0 | 0 | 0 | 0 | 0 | 0 | 0 | 0 | 0 | 0 | 0 | 0 | 0 | 0 | 0 | 0 | 0 | 0 | 0 | 0 | 0 | 0 | 0 | 0 | 0 | 0 | 0 | 0 | 0 | 0 | 0 | 0 | 0 | 0 | 0 | 0 | 0 | 0 | 0 | 0 | 0 | 0 | 0 | 0 | 0 | 0 | 0 | 0 | 0 | 0 | 0 | 0 | 0 | 0 | 0 | 0 | 0 | 0 | 0 | 0 | 0 | 0 | 0 | 0 | 0 | 0 | 0 | 0 | 0 | 0 | 0 | 0 | 0 | 0 | 0 | 0 | 0 | 0 | 0 | 0 | 0 | 0 | 0 | 0 | 0 | 0 | 0 | 0 | 0 | 0 | 0 | 0 | 0 | 0 | 0 | 0 | 0 | 0 | 0 | 0 | 0 | 0 | 0 | 0 | 0 | 2017-01-27 07:00
t0633 | 0 | 153.3541 | 446.3932 | 175.1091 | 51.133 | 353.8262 | 51.133 | 595.3289 | 85.6107 | 85.6107 | 2733.8285 | 94.952 | 97.9756 | 403.16 | 480.2573 | 69.4386 | 95.2754 | 439.6862 | 279.4904 | 406.1332 | 0 | 0 | 552.8533 | 44.8122 | 44.8122 | 44.8122 | 100.8665 | 196.7304 | 316.5439 | 188.8065 | 439.3445 | 114.3006 | 283.8781 | 255.2945 | 336.5596 | 340.9487 | 166.7914 | 638.4612 | 435.0139 | 117.8111 | 250.8516 | 343.3004 | 132.2505 | 281.3122 | 552.0109 | 132.2505 | 52.3195 | 352.7968 | 945.0224 | 191.695 | 233.7411 | 120.5069 | 215.5692 | 52.3195 | 206.3262 | 331.8271 | 117.9308 | 445.287 | 45.3812 | 209.5358 | 45.3812 | 132.2505 | 196.7304 | 78.351 | 552.0109 | 0 | 0 | 0 | 0 | 0 | 0 | 0 | 0 | 197.843 | 0 | 0 | 0 | 0 | 311.8644 | 349.8727 | 32.3105 | 41.5972 | 315.4725 | 188.07 | 15.3848 | 103.6803 | 113.0059 | 339.0745 | 187.5387 | 252.6766 | 127.7828 | 32.3105 | 380.8048 | 55.7687 | 328.5374 | 156.0119 | 189.7315 | 58.579 | 110.8613 | 633.5249 | 29.9089 | 185.9353 | 192.4367 | 15.3848 | 15.3848 | 83.9764 | 141.963 | 79.5233 | 158.6293 | 185.964 | 124.7214 | 133.0859 | 926.1088 | 147.7305 | 103.6803 | 93.3133 | 93.3133 | 40.9535 | 65.8501 | 926.1088 | 506.3695 | 172.0704 | 0 | 0 | 0 | 92.5593 | 113.0059 | 90.4953 | 446.3197 | 110.8613 | 0 | 79.7918 | 65.8501 | 15.3848 | 86.4697 | 34.4072 | 0 | 0 | 0 | 105.9462 | 0 | 0 | 171.8044 | 0 | 39.9544 | 0 | 0 | 244.1453 | 96.2235 | 34.4072 | 36.0026 | 36.0026 | 85.7354 | 176.9814 | 246.2143 | 168.2558 | 375.3828 | 217.6238 | 137.7638 | 314.7735 | 319.5599 | 194.1464 | 177.9042 | 564.8512 | 219.6585 | 239.3974 | 110.3007 | 103.0594 | 238.0896 | 257.5459 | 94.1341 | 103.0594 | 103.0594 | 196.9901 | 110.3007 | 110.3007 | 110.3007 | 211.6916 | 204.6999 | 216.2064 | 165.9339 | 165.9339 | 130.7198 | 237.9885 | 532.9639 | 180.955 | 138.7305 | 885.9086 | 220.409 | 138.7305 | 607.4788 | 1265.1877 | 184.119 | 725.8758 | 491.8716 | 220.409 | 136.7335 | 78.0617 | 272.4762 | 64.2809 | 64.2809 | 64.2809 | 206.4895 | 270.6479 | 96.6468 | 137.8704 | 267.2807 | 245.7552 | 135.9683 | 135.9683 | 155.8965 | 407.6636 | 64.2809 | 534.4008 | 263.7583 | 445.8692 | 165.149 | 138.0131 | 475.5711 | 116.0787 | 204.3353 | 116.0787 | 301.7555 | 105.456 | 134.5232 | 78.351 | 78.351 | 105.456 | 363.4076 | 313.6997 | 190.1993 | 267.0997 | 136.7446 | 105.456 | 862.1715 | 223.258 | 274.5879 | 617.8484 | 1080.2132 | 107.6752 | 116.4831 | 210.7926 | 422.9592 | 116.4831 | 69.4415 | 164.6938 | 121.3343 | 113.5489 | 140.6557 | 68.3772 | 68.3772 | 111.1857 | 68.078 | 209.7576 | 293.7255 | 133.2378 | 204.3353 | 126.85 | 290.455 | 213.9396 | 133.2378 | 126.85 | 102.7952 | 343.3788 | 213.5249 | 57.9149 | 36.0353 | 446.2768 | 96.5921 | 342.8344 | 98.6856 | 432.4862 | 1096.47 | 51.7055 | 336.9858 | 343.3788 | 476.7854 | 98.6856 | 39.9544 | 347.1304 | 343.3106 | 236.4746 | 232.2393 | 0 | 103.0594 | 178.6992 | 624.0413 | 0 | 107.6752 | 149.8076 | 238.0896 | 107.6513 | 155.2269 | 221.5259 | 100.5845 | 0 | 0 | 0 | 0 | 0 | 0 | 0 | 0 | 96.2235 | 0 | 185.1505 | 220.5607 | 310.6556 | 199.6158 | 0 | 211.19 | 70.287 | 53.9439 | 29.9089 | 1028.2043 | 46.8686 | 163.3363 | 66.0308 | 66.0308 | 130.737 | 43.1579 | 70.287 | 46.8686 | 43.8087 | 43.8087 | 74.777 | 0 | 0 | 0 | 0 | 43.1579 | 43.1579 | 43.1579 | 67.3115 | 43.8087 | 142.8075 | 0 | 0 | 32.1785 | 0 | 0 | 0 | 128.5989 | 51.9755 | 164.5937 | 66.7142 | 69.1399 | 32.1785 | 142.786 | 228.8203 | 42.8481 | 187.0906 | 165.676 | 720.6483 | 138.5816 | 134.1645 | 168.9927 | 26.5844 | 31.8473 | 31.8473 | 26.5844 | 62.4641 | 101.4309 | 222.3702 | 2421.1909 | 185.6444 | 101.4309 | 95.2475 | 229.3834 | 139.1299 | 115.7163 | 117.6959 | 95.2475 | 215.9881 | 91.2954 | 51.9755 | 51.9755 | 192.9209 | 143.0759 | 0 | 0 | 0 | 31.8473 | 31.8473 | 38.4039 | 0 | 0 | 0 | 0 | 0 | 0 | 26.5844 | 51.9755 | 198.2509 | 31.8473 | 41.3495 | 87.2659 | 0 | 0 | 0 | 0 | 0 | 0 | 0 | 0 | 0 | 0 | 0 | 0 | 0 | 0 | 0 | 0 | 0 | 0 | 0 | 0 | 0 | 0 | 0 | 0 | 0 | 0 | 0 | 0 | 0 | 0 | 0 | 0 | 0 | 0 | 0 | 0 | 0 | 0 | 0 | 0 | 0 | 0 | 0 | 0 | 0 | 0 | 0 | 0 | 0 | 0 | 0 | 0 | 0 | 0 | 0 | 0 | 0 | 0 | 0 | 0 | 0 | 0 | 0 | 0 | 0 | 0 | 0 | 0 | 0 | 0 | 0 | 0 | 0 | 0 | 0 | 0 | 0 | 0 | 0 | 0 | 0 | 0 | 0 | 0 | 0 | 0 | 0 | 0 | 0 | 0 | 0 | 0 | 0 | 0 | 0 | 0 | 0 | 0 | 0 | 0 | 0 | 0 | 0 | 0 | 0 | 0 | 0 | 0 | 0 | 2017-01-27 08:00
t0634 | 0 | 149.6917 | 448.7061 | 168.3908 | 51.2385 | 355.9631 | 51.2385 | 534.5728 | 88.0962 | 88.0962 | 2856.8514 | 97.3765 | 93.9527 | 389.9026 | 459.0502 | 65.5184 | 93.52 | 430.5587 | 274.9157 | 381.2599 | 0 | 0 | 556.5689 | 43.4473 | 43.4473 | 43.4473 | 97.0092 | 190.7592 | 298.7081 | 199.5463 | 440.283 | 113.8132 | 269.522 | 241.0294 | 326.0596 | 335.886 | 159.1895 | 588.4489 | 420.6255 | 113.5644 | 235.2539 | 337.9161 | 127.3794 | 271.0753 | 550.0904 | 127.3794 | 49.5299 | 340.728 | 910.4158 | 181.581 | 232.2604 | 117.6776 | 205.7511 | 49.5299 | 198.2462 | 312.7384 | 112.4866 | 444.0231 | 44.5878 | 197.5485 | 44.5878 | 127.3794 | 190.7592 | 76.3082 | 550.0904 | 0 | 0 | 0 | 0 | 0 | 0 | 0 | 0 | 191.3568 | 0 | 0 | 0 | 0 | 304.0637 | 340.4356 | 30.8609 | 40.7433 | 319.4601 | 181.7775 | 15.0921 | 101.5365 | 109.0722 | 336.3249 | 182.8107 | 244.9023 | 128.0883 | 30.8609 | 391.939 | 54.3246 | 326.0439 | 152.5266 | 182.892 | 56.8013 | 107.9064 | 636.6212 | 29.6734 | 180.4982 | 189.525 | 15.0921 | 15.0921 | 84.0486 | 137.0532 | 77.5274 | 154.9901 | 181.0267 | 130.9497 | 145.3931 | 975.1768 | 147.4921 | 101.5365 | 90.1856 | 90.1856 | 39.9698 | 66.9938 | 975.1768 | 518.7628 | 164.5031 | 0 | 0 | 0 | 88.9406 | 109.0722 | 87.4613 | 441.6658 | 107.9064 | 0 | 76.9668 | 66.9938 | 15.0921 | 88.0571 | 34.6516 | 0 | 0 | 0 | 103.5025 | 0 | 0 | 169.2313 | 0 | 39.4294 | 0 | 0 | 237.7243 | 90.8835 | 34.6516 | 35.1123 | 35.1123 | 84.3944 | 175.7953 | 248.1677 | 165.0012 | 376.0927 | 211.2619 | 135.9023 | 307.5389 | 328.5473 | 194.72 | 174.6398 | 602.9169 | 215.5763 | 241.3704 | 109.0177 | 101.2357 | 238.9272 | 256.6603 | 93.7351 | 101.2357 | 101.2357 | 201.6374 | 109.0177 | 109.0177 | 109.0177 | 212.3503 | 201.9512 | 218.9774 | 164.8207 | 164.8207 | 130.6075 | 247.3159 | 525.6595 | 174.8188 | 141.5025 | 963.319 | 219.8938 | 141.5025 | 659.7145 | 1332.7666 | 185.6387 | 749.7308 | 492.0436 | 219.8938 | 138.3696 | 77.3817 | 272.9621 | 62.5046 | 62.5046 | 62.5046 | 205.7037 | 280.892 | 97.8165 | 128.7598 | 261.9477 | 237.1118 | 131.0458 | 131.0458 | 155.3784 | 383.5607 | 62.5046 | 541.7122 | 256.2936 | 433.9737 | 159.7349 | 133.6774 | 504.1337 | 114.5024 | 195.5552 | 114.5024 | 303.144 | 106.735 | 133.0505 | 76.3082 | 76.3082 | 106.735 | 347.8406 | 301.1269 | 191.3189 | 271.3608 | 132.3172 | 106.735 | 820.2487 | 217.3759 | 284.4351 | 636.3377 | 1156.5021 | 104.8992 | 112.9221 | 213.4117 | 423.4564 | 112.9221 | 67.5976 | 164.0124 | 117.2325 | 111.2613 | 140.4187 | 67.3665 | 67.3665 | 109.3241 | 67.9378 | 216.5891 | 291.7607 | 131.2289 | 195.5552 | 126.3298 | 297.6289 | 207.6154 | 131.2289 | 126.3298 | 101.9636 | 357.594 | 208.8709 | 54.4523 | 35.3271 | 435.7845 | 95.3381 | 345.4959 | 97.8981 | 418.2987 | 1099.7698 | 50.0201 | 329.4388 | 357.594 | 489.3563 | 97.8981 | 39.4294 | 313.2864 | 344.8766 | 231.3788 | 219.8379 | 0 | 101.2357 | 172.7424 | 669.5095 | 0 | 104.8992 | 148.7574 | 238.9272 | 109.9086 | 154.1688 | 214.7718 | 100.7421 | 0 | 0 | 0 | 0 | 0 | 0 | 0 | 0 | 90.8835 | 0 | 178.9826 | 203.2672 | 320.0933 | 203.3481 | 0 | 212.1122 | 72.3104 | 53.3791 | 29.6734 | 1079.0786 | 45.7569 | 170.0525 | 66.6161 | 66.6161 | 135.4288 | 43.796 | 72.3104 | 45.7569 | 43.2402 | 43.2402 | 74.1295 | 0 | 0 | 0 | 0 | 43.796 | 43.796 | 43.796 | 67.0492 | 43.2402 | 141.8666 | 0 | 0 | 33.4667 | 0 | 0 | 0 | 128.8838 | 50.0577 | 166.5672 | 64.5376 | 68.6929 | 33.4667 | 137.6992 | 240.0599 | 41.9827 | 182.1374 | 165.6367 | 728.0033 | 135.9941 | 131.6378 | 167.6129 | 26.1973 | 31.1431 | 31.1431 | 26.1973 | 63.425 | 101.8184 | 220.3736 | 2561.0351 | 192.2297 | 101.8184 | 95.4687 | 244.5724 | 141.683 | 115.938 | 120.3156 | 95.4687 | 221.7608 | 93.4023 | 50.0577 | 50.0577 | 192.283 | 148.1983 | 0 | 0 | 0 | 31.1431 | 31.1431 | 38.6328 | 0 | 0 | 0 | 0 | 0 | 0 | 26.1973 | 50.0577 | 202.1758 | 31.1431 | 40.7731 | 87.3478 | 0 | 0 | 0 | 0 | 0 | 0 | 0 | 0 | 0 | 0 | 0 | 0 | 0 | 0 | 0 | 0 | 0 | 0 | 0 | 0 | 0 | 0 | 0 | 0 | 0 | 0 | 0 | 0 | 0 | 0 | 0 | 0 | 0 | 0 | 0 | 0 | 0 | 0 | 0 | 0 | 0 | 0 | 0 | 0 | 0 | 0 | 0 | 0 | 0 | 0 | 0 | 0 | 0 | 0 | 0 | 0 | 0 | 0 | 0 | 0 | 0 | 0 | 0 | 0 | 0 | 0 | 0 | 0 | 0 | 0 | 0 | 0 | 0 | 0 | 0 | 0 | 0 | 0 | 0 | 0 | 0 | 0 | 0 | 0 | 0 | 0 | 0 | 0 | 0 | 0 | 0 | 0 | 0 | 0 | 0 | 0 | 0 | 0 | 0 | 0 | 0 | 0 | 0 | 0 | 0 | 0 | 0 | 0 | 0 | 2017-01-27 09:00
t0635 | 0 | 149.8817 | 447.3016 | 168.2453 | 50.9008 | 354.4268 | 50.9008 | 539.3339 | 88.1437 | 88.1437 | 2873.969 | 96.832 | 93.6582 | 391.1394 | 458.9181 | 65.4164 | 93.1786 | 429.6288 | 274.0137 | 381.9727 | 0 | 0 | 555.4662 | 43.2885 | 43.2885 | 43.2885 | 96.9843 | 190.622 | 299.3311 | 200.2769 | 440.5756 | 113.4723 | 269.7119 | 241.2923 | 325.2622 | 334.8745 | 158.9035 | 592.581 | 422.6594 | 113.4175 | 235.9117 | 337.8272 | 127.4484 | 271.1677 | 554.1797 | 127.4484 | 49.3587 | 340.3759 | 910.624 | 181.7496 | 232.1817 | 117.2187 | 205.788 | 49.3587 | 197.8787 | 313.1284 | 112.3191 | 443.7512 | 44.3571 | 197.8546 | 44.3571 | 127.4484 | 190.622 | 76.1991 | 554.1797 | 0 | 0 | 0 | 0 | 0 | 0 | 0 | 0 | 190.9815 | 0 | 0 | 0 | 0 | 303.7814 | 339.4021 | 30.7221 | 40.2924 | 317.8002 | 180.7062 | 14.977 | 100.7917 | 108.129 | 335.6599 | 182.515 | 244.4 | 127.0695 | 30.7221 | 390.8774 | 53.8796 | 324.916 | 151.3764 | 181.9 | 56.3843 | 107.2186 | 634.5026 | 29.331 | 179.571 | 188.1642 | 14.977 | 14.977 | 83.4649 | 136.7579 | 77.023 | 153.9607 | 180.5775 | 130.4369 | 145.0036 | 972.1028 | 145.9406 | 100.7917 | 89.6304 | 89.6304 | 39.6817 | 66.4191 | 972.1028 | 516.9839 | 163.607 | 0 | 0 | 0 | 88.3862 | 108.129 | 86.9873 | 439.3343 | 107.2186 | 0 | 76.5254 | 66.4191 | 14.977 | 87.6071 | 34.3984 | 0 | 0 | 0 | 103.1173 | 0 | 0 | 168.5334 | 0 | 39.0406 | 0 | 0 | 236.9008 | 90.8694 | 34.3984 | 34.9261 | 34.9261 | 83.4569 | 174.699 | 246.8242 | 163.9805 | 375.9991 | 210.8297 | 135.3977 | 306.4368 | 328.4699 | 193.5841 | 173.8632 | 604.6733 | 215.0399 | 239.6786 | 109.0423 | 101.072 | 238.4498 | 254.8127 | 93.2008 | 101.072 | 101.072 | 200.7892 | 109.0423 | 109.0423 | 109.0423 | 211.1176 | 201.7247 | 217.6404 | 163.8772 | 163.8772 | 129.919 | 246.6319 | 524.5658 | 175.1516 | 140.6602 | 968.5654 | 219.6746 | 140.6602 | 659.7771 | 1337.0764 | 184.1993 | 748.4429 | 490.6713 | 219.6746 | 137.9472 | 76.9876 | 270.6849 | 62.2596 | 62.2596 | 62.2596 | 204.1961 | 279.6137 | 96.9444 | 128.8013 | 261.0641 | 236.7608 | 131.0326 | 131.0326 | 154.9394 | 383.4958 | 62.2596 | 539.6093 | 255.7995 | 433.039 | 159.4188 | 133.0916 | 503.765 | 114.063 | 196.0005 | 114.063 | 302.7255 | 106.3314 | 133.0682 | 76.1991 | 76.1991 | 106.3314 | 349.1289 | 301.4329 | 190.9572 | 270.5604 | 132.4381 | 106.3314 | 824.2722 | 216.8245 | 284.3818 | 636.3141 | 1161.4648 | 104.6432 | 112.718 | 212.1122 | 422.372 | 112.718 | 67.183 | 163.4467 | 117.1122 | 110.8505 | 139.5906 | 67.2322 | 67.2322 | 109.2253 | 67.6215 | 216.9424 | 291.6117 | 130.634 | 196.0005 | 126.0032 | 297.1621 | 207.0918 | 130.634 | 126.0032 | 101.1644 | 357.2749 | 208.6902 | 54.3789 | 35.0079 | 434.0364 | 94.7836 | 343.9102 | 97.3171 | 416.2417 | 1102.0901 | 49.7053 | 326.5921 | 357.2749 | 488.3996 | 97.3171 | 39.0406 | 316.7851 | 343.2291 | 231.6406 | 220.4164 | 0 | 101.072 | 171.9001 | 674.1945 | 0 | 104.6432 | 148.2953 | 238.4498 | 109.9023 | 152.5132 | 213.9895 | 100.1182 | 0 | 0 | 0 | 0 | 0 | 0 | 0 | 0 | 90.8694 | 0 | 178.6873 | 204.1341 | 319.6994 | 203.2338 | 0 | 210.8254 | 71.5835 | 53.0201 | 29.331 | 1074.8925 | 45.5565 | 169.5068 | 66.0096 | 66.0096 | 134.04 | 43.466 | 71.5835 | 45.5565 | 42.8269 | 42.8269 | 73.5239 | 0 | 0 | 0 | 0 | 43.466 | 43.466 | 43.466 | 66.5774 | 42.8269 | 140.9272 | 0 | 0 | 33.3968 | 0 | 0 | 0 | 127.989 | 50.0546 | 165.7776 | 64.8205 | 68.2814 | 33.3968 | 137.4005 | 239.372 | 41.6629 | 182.1456 | 165.154 | 728.3682 | 135.4947 | 131.1856 | 166.9471 | 26.1098 | 31.0279 | 31.0279 | 26.1098 | 62.9761 | 101.3679 | 219.1416 | 2567.0803 | 191.018 | 101.3679 | 95.1381 | 244.5174 | 140.7036 | 114.7855 | 119.4147 | 95.1381 | 220.461 | 93.2 | 50.0546 | 50.0546 | 191.0142 | 147.6617 | 0 | 0 | 0 | 31.0279 | 31.0279 | 38.3576 | 0 | 0 | 0 | 0 | 0 | 0 | 26.1098 | 50.0546 | 201.2966 | 31.0279 | 40.6006 | 86.5541 | 0 | 0 | 0 | 0 | 0 | 0 | 0 | 0 | 0 | 0 | 0 | 0 | 0 | 0 | 0 | 0 | 0 | 0 | 0 | 0 | 0 | 0 | 0 | 0 | 0 | 0 | 0 | 0 | 0 | 0 | 0 | 0 | 0 | 0 | 0 | 0 | 0 | 0 | 0 | 0 | 0 | 0 | 0 | 0 | 0 | 0 | 0 | 0 | 0 | 0 | 0 | 0 | 0 | 0 | 0 | 0 | 0 | 0 | 0 | 0 | 0 | 0 | 0 | 0 | 0 | 0 | 0 | 0 | 0 | 0 | 0 | 0 | 0 | 0 | 0 | 0 | 0 | 0 | 0 | 0 | 0 | 0 | 0 | 0 | 0 | 0 | 0 | 0 | 0 | 0 | 0 | 0 | 0 | 0 | 0 | 0 | 0 | 0 | 0 | 0 | 0 | 0 | 0 | 0 | 0 | 0 | 0 | 0 | 0 | 2017-01-27 10:00
t0636 | 0 | 146.7575 | 444.0265 | 164.2671 | 50.65 | 352.335 | 50.65 | 509.257 | 87.822 | 87.822 | 2861.6346 | 96.9574 | 91.5607 | 381.1135 | 446.9089 | 63.5035 | 91.8425 | 422.5235 | 270.1701 | 368.9216 | 0 | 0 | 551.0456 | 42.4958 | 42.4958 | 42.4958 | 94.6391 | 186.6022 | 289.5605 | 200.5416 | 435.3156 | 112.2901 | 261.8032 | 233.6819 | 318.8481 | 330.2553 | 154.8956 | 565.8391 | 411.134 | 110.8711 | 227.5678 | 332.1832 | 124.3306 | 264.6262 | 543.0071 | 124.3306 | 48.0589 | 332.8604 | 888.6831 | 176.2432 | 229.0151 | 115.3715 | 200.2136 | 48.0589 | 193.333 | 303.0245 | 109.4305 | 438.3069 | 43.8 | 191.4362 | 43.8 | 124.3306 | 186.6022 | 74.7523 | 543.0071 | 0 | 0 | 0 | 0 | 0 | 0 | 0 | 0 | 187.0253 | 0 | 0 | 0 | 0 | 297.9739 | 333.3793 | 30.0339 | 39.9771 | 316.8456 | 177.6042 | 14.817 | 99.6313 | 106.5112 | 331.4223 | 179.1344 | 239.5233 | 126.626 | 30.0339 | 390.7112 | 53.211 | 321.3331 | 149.5809 | 178.5359 | 55.5543 | 105.6722 | 629.9208 | 29.236 | 176.6117 | 186.3111 | 14.817 | 14.817 | 83.051 | 133.8675 | 75.9618 | 151.9697 | 177.3023 | 131.3214 | 147.4998 | 978.8056 | 145.6141 | 99.6313 | 88.1127 | 88.1127 | 39.1761 | 66.5362 | 978.8056 | 516.3941 | 160.1413 | 0 | 0 | 0 | 86.7288 | 106.5112 | 85.4524 | 434.8647 | 105.6722 | 0 | 75.1497 | 66.5362 | 14.817 | 87.4896 | 34.3072 | 0 | 0 | 0 | 101.4887 | 0 | 0 | 166.3828 | 0 | 38.7834 | 0 | 0 | 232.8473 | 88.1224 | 34.3072 | 34.4086 | 34.4086 | 82.9411 | 173.2929 | 245.7769 | 161.9817 | 371.8122 | 206.7297 | 133.6802 | 301.5646 | 327.4299 | 192.5415 | 171.5079 | 607.6725 | 211.7043 | 239.0583 | 107.3117 | 99.4487 | 236.3187 | 253.2658 | 92.4751 | 99.4487 | 99.4487 | 200.6596 | 107.3117 | 107.3117 | 107.3117 | 209.985 | 198.6678 | 217.1922 | 162.4762 | 162.4762 | 128.9923 | 247.262 | 517.0534 | 170.8125 | 140.6569 | 976.176 | 217.0955 | 140.6569 | 668.1885 | 1338.0989 | 183.8578 | 748.2017 | 486.1754 | 217.0955 | 137.2159 | 76.233 | 269.7916 | 61.194 | 61.194 | 61.194 | 202.9586 | 280.7088 | 96.9909 | 124.3654 | 257.1202 | 231.5575 | 127.9349 | 127.9349 | 153.3458 | 371.417 | 61.194 | 537.4686 | 250.8756 | 425.0301 | 156.1193 | 130.7047 | 507.0413 | 112.6275 | 190.475 | 112.6275 | 299.9411 | 105.8486 | 130.9973 | 74.7523 | 74.7523 | 105.8486 | 338.8324 | 293.5916 | 189.3713 | 269.4289 | 129.3496 | 105.8486 | 797.3971 | 212.918 | 284.1155 | 634.5156 | 1166.689 | 102.7678 | 110.45 | 211.6463 | 418.518 | 110.45 | 66.2006 | 161.8223 | 114.5414 | 109.203 | 138.6436 | 66.2404 | 66.2404 | 107.4301 | 67.0731 | 216.1465 | 287.65 | 129.0144 | 190.475 | 124.647 | 296.3036 | 203.1365 | 129.0144 | 124.647 | 100.4632 | 357.761 | 204.9088 | 52.7139 | 34.6745 | 427.2389 | 93.7905 | 342.1562 | 96.4655 | 408.7969 | 1087.7006 | 48.8856 | 323.0615 | 357.761 | 487.4156 | 96.4655 | 38.7834 | 299.0196 | 341.1995 | 227.0198 | 213.3358 | 0 | 99.4487 | 168.788 | 675.86 | 0 | 102.7678 | 146.6367 | 236.3187 | 109.3005 | 151.9514 | 210.0661 | 99.5704 | 0 | 0 | 0 | 0 | 0 | 0 | 0 | 0 | 88.1224 | 0 | 174.901 | 195.4377 | 319.2102 | 202.0813 | 0 | 209.831 | 72.0611 | 52.5545 | 29.236 | 1082.0025 | 44.856 | 170.1085 | 65.9874 | 65.9874 | 135.2439 | 43.4638 | 72.0611 | 44.856 | 42.5344 | 42.5344 | 73.0246 | 0 | 0 | 0 | 0 | 43.4638 | 43.4638 | 43.4638 | 66.153 | 42.5344 | 139.8509 | 0 | 0 | 33.4681 | 0 | 0 | 0 | 127.4086 | 48.8577 | 165.1728 | 63.0904 | 67.7207 | 33.4681 | 134.4502 | 240.6919 | 41.2013 | 178.406 | 163.6304 | 721.6052 | 133.5436 | 129.2597 | 165.1583 | 25.7604 | 30.5469 | 30.5469 | 25.7604 | 62.9561 | 100.7103 | 217.0805 | 2574.3549 | 191.9628 | 100.7103 | 94.3874 | 246.4034 | 140.7633 | 114.5915 | 119.6744 | 94.3874 | 220.8837 | 92.9397 | 48.8577 | 48.8577 | 189.7508 | 148.0166 | 0 | 0 | 0 | 30.5469 | 30.5469 | 38.2355 | 0 | 0 | 0 | 0 | 0 | 0 | 25.7604 | 48.8577 | 200.9644 | 30.5469 | 40.1003 | 86.3086 | 0 | 0 | 0 | 0 | 0 | 0 | 0 | 0 | 0 | 0 | 0 | 0 | 0 | 0 | 0 | 0 | 0 | 0 | 0 | 0 | 0 | 0 | 0 | 0 | 0 | 0 | 0 | 0 | 0 | 0 | 0 | 0 | 0 | 0 | 0 | 0 | 0 | 0 | 0 | 0 | 0 | 0 | 0 | 0 | 0 | 0 | 0 | 0 | 0 | 0 | 0 | 0 | 0 | 0 | 0 | 0 | 0 | 0 | 0 | 0 | 0 | 0 | 0 | 0 | 0 | 0 | 0 | 0 | 0 | 0 | 0 | 0 | 0 | 0 | 0 | 0 | 0 | 0 | 0 | 0 | 0 | 0 | 0 | 0 | 0 | 0 | 0 | 0 | 0 | 0 | 0 | 0 | 0 | 0 | 0 | 0 | 0 | 0 | 0 | 0 | 0 | 0 | 0 | 0 | 0 | 0 | 0 | 0 | 0 | 2017-01-27 11:00
t0637 | 0 | 143.1885 | 434.9342 | 161.4074 | 49.9885 | 345.9021 | 49.9885 | 496.6631 | 85.0503 | 85.0503 | 2733.7498 | 95.1261 | 90.4328 | 370.9944 | 439.0889 | 62.7049 | 90.4282 | 414.9267 | 265.7116 | 362.0538 | 0 | 0 | 538.3616 | 41.9337 | 41.9337 | 41.9337 | 92.8733 | 183.0263 | 283.7685 | 192.1565 | 423.3292 | 110.1382 | 257.0121 | 229.4591 | 313.8959 | 324.539 | 152.6998 | 551.2612 | 398.8531 | 108.9896 | 222.9435 | 324.6516 | 121.7781 | 259.2792 | 521.223 | 121.7781 | 47.6109 | 326.9252 | 870.9654 | 173.0113 | 223.4913 | 113.7562 | 196.5729 | 47.6109 | 190.3824 | 297.5487 | 107.8232 | 427.7165 | 43.2521 | 187.8474 | 43.2521 | 121.7781 | 183.0263 | 73.3693 | 521.223 | 0 | 0 | 0 | 0 | 0 | 0 | 0 | 0 | 183.9919 | 0 | 0 | 0 | 0 | 292.1039 | 328.3423 | 29.7683 | 39.9719 | 311.2705 | 176.1543 | 14.7086 | 98.8742 | 106.2606 | 324.6138 | 175.8601 | 235.5939 | 125.3094 | 29.7683 | 380.8763 | 52.9488 | 315.6557 | 148.5511 | 176.9952 | 55.2309 | 104.7796 | 617.3007 | 29.1934 | 174.7633 | 184.6525 | 14.7086 | 14.7086 | 82.0418 | 131.7925 | 75.3187 | 150.6651 | 174.4121 | 127.9157 | 142.4366 | 951.5137 | 144.9455 | 98.8742 | 87.4411 | 87.4411 | 38.8921 | 65.7609 | 951.5137 | 504.5163 | 159.0065 | 0 | 0 | 0 | 86.1719 | 106.2606 | 84.6741 | 428.9775 | 104.7796 | 0 | 74.5394 | 65.7609 | 14.7086 | 85.8541 | 33.8791 | 0 | 0 | 0 | 100.024 | 0 | 0 | 163.8777 | 0 | 38.6328 | 0 | 0 | 229.5016 | 86.7466 | 33.8791 | 34.0317 | 34.0317 | 82.8638 | 171.1669 | 241.7493 | 160.3382 | 362.2665 | 203.2786 | 131.5231 | 297.1244 | 317.6434 | 189.7075 | 169.1387 | 582.261 | 207.9564 | 235.8876 | 104.6987 | 97.4986 | 231.0116 | 250.5033 | 91.2023 | 97.4986 | 97.4986 | 196.3809 | 104.6987 | 104.6987 | 104.6987 | 206.8767 | 194.4277 | 213.757 | 160.3169 | 160.3169 | 127.0321 | 240.6878 | 507.0363 | 166.7456 | 138.2255 | 927.9112 | 211.9984 | 138.2255 | 642.2281 | 1283.9328 | 181.6914 | 727.4844 | 476.2806 | 211.9984 | 134.2322 | 75.1499 | 267.2234 | 60.3856 | 60.3856 | 60.3856 | 200.8104 | 274.2909 | 96.01 | 122.561 | 253.0871 | 227.6782 | 125.4596 | 125.4596 | 150.3308 | 365.8911 | 60.3856 | 526.5172 | 246.5858 | 417.8314 | 153.5927 | 129.19 | 489.9769 | 110.8395 | 186.1112 | 110.8395 | 292.7827 | 103.6975 | 127.8166 | 73.3693 | 73.3693 | 103.6975 | 330.0834 | 287.4577 | 185.0039 | 263.3413 | 126.4922 | 103.6975 | 775.7201 | 209.463 | 275.2605 | 615.1258 | 1114.2411 | 101.0701 | 108.5799 | 208.3054 | 409.7519 | 108.5799 | 65.6079 | 158.8644 | 112.4889 | 107.5638 | 136.7293 | 64.958 | 64.958 | 105.152 | 65.985 | 208.7419 | 280.8278 | 127.1802 | 186.1112 | 122.1528 | 288.3864 | 199.9523 | 127.1802 | 122.1528 | 99.5767 | 346.8099 | 200.7292 | 52.063 | 34.5229 | 421.3563 | 92.6636 | 335.998 | 95.2453 | 404.6053 | 1054.4629 | 48.5181 | 321.5546 | 346.8099 | 474.638 | 95.2453 | 38.6328 | 289.9393 | 335.3672 | 221.4691 | 208.7118 | 0 | 97.4986 | 167.0597 | 641.7011 | 0 | 101.0701 | 143.9279 | 231.0116 | 106.1169 | 151.4585 | 207.283 | 98.1995 | 0 | 0 | 0 | 0 | 0 | 0 | 0 | 0 | 86.7466 | 0 | 171.9713 | 191.5099 | 310.1862 | 196.4697 | 0 | 206.7902 | 71.2987 | 51.9956 | 29.1934 | 1053.9378 | 44.2733 | 165.6849 | 65.3806 | 65.3806 | 133.7149 | 42.8857 | 71.2987 | 44.2733 | 42.3422 | 42.3422 | 72.436 | 0 | 0 | 0 | 0 | 42.8857 | 42.8857 | 42.8857 | 65.4154 | 42.3422 | 138.2402 | 0 | 0 | 32.5295 | 0 | 0 | 0 | 125.8309 | 47.9148 | 162.1345 | 61.2582 | 66.8538 | 32.5295 | 132.3959 | 233.982 | 40.9081 | 174.5886 | 160.3572 | 701.0225 | 131.4986 | 127.2227 | 162.426 | 25.3301 | 30.0994 | 30.0994 | 25.3301 | 62.0554 | 98.9306 | 214.2226 | 2472.9612 | 188.308 | 98.9306 | 92.5622 | 237.6515 | 138.6353 | 113.8633 | 117.926 | 92.5622 | 216.7878 | 90.5901 | 47.9148 | 47.9148 | 187.4493 | 144.4075 | 0 | 0 | 0 | 30.0994 | 30.0994 | 37.7517 | 0 | 0 | 0 | 0 | 0 | 0 | 25.3301 | 47.9148 | 196.8574 | 30.0994 | 39.4979 | 85.6277 | 0 | 0 | 0 | 0 | 0 | 0 | 0 | 0 | 0 | 0 | 0 | 0 | 0 | 0 | 0 | 0 | 0 | 0 | 0 | 0 | 0 | 0 | 0 | 0 | 0 | 0 | 0 | 0 | 0 | 0 | 0 | 0 | 0 | 0 | 0 | 0 | 0 | 0 | 0 | 0 | 0 | 0 | 0 | 0 | 0 | 0 | 0 | 0 | 0 | 0 | 0 | 0 | 0 | 0 | 0 | 0 | 0 | 0 | 0 | 0 | 0 | 0 | 0 | 0 | 0 | 0 | 0 | 0 | 0 | 0 | 0 | 0 | 0 | 0 | 0 | 0 | 0 | 0 | 0 | 0 | 0 | 0 | 0 | 0 | 0 | 0 | 0 | 0 | 0 | 0 | 0 | 0 | 0 | 0 | 0 | 0 | 0 | 0 | 0 | 0 | 0 | 0 | 0 | 0 | 0 | 0 | 0 | 0 | 0 | 2017-01-27 12:00
t0638 | 0 | 143.1075 | 421.4784 | 163.1371 | 48.4043 | 334.5413 | 48.4043 | 540.7031 | 81.0283 | 81.0283 | 2583.528 | 90.3416 | 91.4108 | 374.6734 | 446.5108 | 64.4316 | 89.4582 | 411.9987 | 262.4713 | 375.1737 | 0 | 0 | 521.6121 | 41.9456 | 41.9456 | 41.9456 | 93.919 | 183.6332 | 292.7224 | 179.38 | 412.956 | 107.6455 | 263.2476 | 236.3322 | 314.6048 | 320.2291 | 155.2366 | 584.4001 | 403.6105 | 109.867 | 231.4722 | 321.5107 | 123.092 | 261.911 | 514.6765 | 123.092 | 48.6734 | 329.0817 | 879.8895 | 177.6262 | 219.4448 | 113.0284 | 200.2613 | 48.6734 | 192.3618 | 307.0047 | 109.7122 | 418.5368 | 42.6835 | 193.8222 | 42.6835 | 123.092 | 183.6332 | 73.2653 | 514.6765 | 0 | 0 | 0 | 0 | 0 | 0 | 0 | 0 | 184.7756 | 0 | 0 | 0 | 0 | 291.5602 | 327.5919 | 30.1546 | 39.3154 | 299.044 | 176.2779 | 14.4986 | 97.6388 | 106.1605 | 318.7004 | 175.4363 | 236.1307 | 121.1351 | 30.1546 | 361.6161 | 52.4905 | 309.2839 | 146.8863 | 177.6356 | 55.0266 | 104.1427 | 598.2369 | 28.3755 | 174.3427 | 181.4588 | 14.4986 | 14.4986 | 79.4976 | 132.5493 | 74.7436 | 149.1983 | 174.0476 | 119.2066 | 128.4099 | 885.1568 | 140.2487 | 97.6388 | 87.483 | 87.483 | 38.5287 | 62.7062 | 885.1568 | 480.6156 | 160.7708 | 0 | 0 | 0 | 86.6561 | 106.1605 | 84.7814 | 420.599 | 104.1427 | 0 | 74.7395 | 62.7062 | 14.4986 | 82.0804 | 32.6365 | 0 | 0 | 0 | 99.365 | 0 | 0 | 161.5324 | 0 | 37.7923 | 0 | 0 | 228.7313 | 89.1897 | 32.6365 | 33.8029 | 33.8029 | 81.1399 | 167.0987 | 233.1597 | 158.3316 | 353.1315 | 203.4527 | 129.5244 | 295.1874 | 302.6207 | 183.692 | 167.1737 | 538.4665 | 206.007 | 227.0779 | 103.3575 | 96.5949 | 224.4552 | 243.5984 | 88.888 | 96.5949 | 96.5949 | 187.0738 | 103.3575 | 103.3575 | 103.3575 | 200.2949 | 191.978 | 205.1406 | 156.5899 | 156.5899 | 123.491 | 226.5818 | 500.2709 | 168.3299 | 131.8534 | 846.4614 | 207.2726 | 131.8534 | 583.4921 | 1201.5127 | 174.7725 | 689.2487 | 463.6881 | 207.2726 | 129.3166 | 73.5826 | 258.3583 | 60.2281 | 60.2281 | 60.2281 | 195.3131 | 258.0512 | 91.9373 | 127.3862 | 250.7953 | 229.2766 | 126.6505 | 126.6505 | 146.8306 | 377.5149 | 60.2281 | 506.0498 | 246.6145 | 417.1531 | 154.2438 | 129.2419 | 454.2292 | 109.1475 | 189.572 | 109.1475 | 284.3812 | 99.8118 | 126.0887 | 73.2653 | 73.2653 | 99.8118 | 336.7044 | 291.6006 | 179.3969 | 252.8432 | 127.3748 | 99.8118 | 796.7323 | 208.9739 | 260.5286 | 585.2473 | 1029.1096 | 100.7916 | 108.8356 | 199.9804 | 398.7195 | 108.8356 | 65.2197 | 155.1784 | 113.1891 | 106.5728 | 132.9302 | 64.1597 | 64.1597 | 104.165 | 64.2547 | 198.4885 | 275.7816 | 125.318 | 189.572 | 119.4214 | 275.1867 | 200.0829 | 125.318 | 119.4214 | 97.1709 | 326.4853 | 199.7758 | 53.6819 | 34 | 418.6234 | 91.0127 | 324.3797 | 93.1168 | 405.0611 | 1029.3729 | 48.4929 | 317.6045 | 326.4853 | 452.0885 | 93.1168 | 37.7923 | 314.9896 | 324.6223 | 220.8351 | 214.8137 | 0 | 96.5949 | 167.3376 | 593.1732 | 0 | 100.7916 | 141.0009 | 224.4552 | 101.7424 | 147.1957 | 207.3504 | 95.1675 | 0 | 0 | 0 | 0 | 0 | 0 | 0 | 0 | 89.1897 | 0 | 172.8465 | 202.3988 | 294.6504 | 188.6454 | 0 | 199.9364 | 67.2281 | 50.9059 | 28.3755 | 982.5899 | 43.9776 | 155.6534 | 62.772 | 62.772 | 125.3032 | 41.0276 | 67.2281 | 43.9776 | 41.4278 | 41.4278 | 70.698 | 0 | 0 | 0 | 0 | 41.0276 | 41.0276 | 41.0276 | 63.6487 | 41.4278 | 134.8875 | 0 | 0 | 30.6219 | 0 | 0 | 0 | 121.7829 | 48.4033 | 155.9262 | 61.9322 | 65.2675 | 30.6219 | 133.2838 | 218.4244 | 40.3674 | 174.6804 | 156.1787 | 678.8613 | 130.1146 | 125.9335 | 159.1449 | 24.9786 | 29.8757 | 29.8757 | 24.9786 | 59.3633 | 95.858 | 209.6975 | 2303.8863 | 177.2078 | 95.858 | 89.8949 | 219.3138 | 132.3032 | 109.8956 | 112.0977 | 89.8949 | 205.6191 | 86.5123 | 48.4033 | 48.4033 | 182.3729 | 136.2182 | 0 | 0 | 0 | 29.8757 | 29.8757 | 36.4102 | 0 | 0 | 0 | 0 | 0 | 0 | 24.9786 | 48.4033 | 188.1148 | 29.8757 | 38.8917 | 82.7863 | 0 | 0 | 0 | 0 | 0 | 0 | 0 | 0 | 0 | 0 | 0 | 0 | 0 | 0 | 0 | 0 | 0 | 0 | 0 | 0 | 0 | 0 | 0 | 0 | 0 | 0 | 0 | 0 | 0 | 0 | 0 | 0 | 0 | 0 | 0 | 0 | 0 | 0 | 0 | 0 | 0 | 0 | 0 | 0 | 0 | 0 | 0 | 0 | 0 | 0 | 0 | 0 | 0 | 0 | 0 | 0 | 0 | 0 | 0 | 0 | 0 | 0 | 0 | 0 | 0 | 0 | 0 | 0 | 0 | 0 | 0 | 0 | 0 | 0 | 0 | 0 | 0 | 0 | 0 | 0 | 0 | 0 | 0 | 0 | 0 | 0 | 0 | 0 | 0 | 0 | 0 | 0 | 0 | 0 | 0 | 0 | 0 | 0 | 0 | 0 | 0 | 0 | 0 | 0 | 0 | 0 | 0 | 0 | 0 | 2017-01-27 13:00
t0639 | 0 | 144.1537 | 413.7217 | 164.5419 | 47.1361 | 327.1778 | 47.1361 | 575.8592 | 79.4351 | 79.4351 | 2552.9166 | 87.1998 | 91.7713 | 380.9286 | 452.2897 | 65.4379 | 88.703 | 410.6206 | 260.2529 | 385.2705 | 0 | 0 | 513.2489 | 41.8362 | 41.8362 | 41.8362 | 94.8728 | 184.5726 | 300.0699 | 175.1095 | 410.194 | 106.1905 | 268.1623 | 241.5934 | 314.904 | 317.5174 | 156.7369 | 612.8393 | 412.1818 | 110.5651 | 238.3684 | 321.2804 | 124.5186 | 264.7512 | 522.0885 | 124.5186 | 49.1173 | 331.1054 | 889.2671 | 181.2357 | 218.2635 | 112.277 | 203.2345 | 49.1173 | 193.5903 | 314.2113 | 110.8927 | 415.2786 | 42.1309 | 198.4955 | 42.1309 | 124.5186 | 184.5726 | 73.3504 | 522.0885 | 0 | 0 | 0 | 0 | 0 | 0 | 0 | 0 | 185.3306 | 0 | 0 | 0 | 0 | 292.1391 | 326.7195 | 30.2223 | 38.2547 | 290.8066 | 175.0388 | 14.2279 | 95.9694 | 104.7202 | 315.8509 | 175.4796 | 236.5526 | 117.5009 | 30.2223 | 351.2467 | 51.6094 | 305.2128 | 144.4149 | 176.8322 | 54.3466 | 102.9311 | 586.992 | 27.3971 | 173.1036 | 177.9374 | 14.2279 | 14.2279 | 77.3859 | 132.9956 | 73.7911 | 147.0858 | 173.8043 | 114.2338 | 120.9719 | 848.8407 | 135.3585 | 95.9694 | 86.8103 | 86.8103 | 37.9461 | 60.2651 | 848.8407 | 466.9703 | 160.662 | 0 | 0 | 0 | 86.2105 | 104.7202 | 84.2939 | 413.5962 | 102.9311 | 0 | 74.3168 | 60.2651 | 14.2279 | 79.6139 | 31.6393 | 0 | 0 | 0 | 98.7313 | 0 | 0 | 159.6955 | 0 | 36.7545 | 0 | 0 | 227.788 | 90.8676 | 31.6393 | 33.4733 | 33.4733 | 78.7456 | 163.5883 | 227.1267 | 156.0013 | 349.936 | 203.6676 | 128.1018 | 293.4011 | 296.1539 | 179.1722 | 165.4027 | 521.9385 | 204.9214 | 220.1956 | 103.2192 | 96.2693 | 221.1887 | 237.4703 | 87.0417 | 96.2693 | 96.2693 | 181.445 | 103.2192 | 103.2192 | 103.2192 | 195.367 | 191.1913 | 198.9692 | 153.5144 | 153.5144 | 120.8657 | 218.9889 | 497.0032 | 170.6533 | 127.4884 | 818.9699 | 205.3947 | 127.4884 | 556.0005 | 1173.3658 | 169.1254 | 670.1826 | 456.6521 | 205.3947 | 126.5455 | 72.3326 | 250.4156 | 59.9462 | 59.9462 | 59.9462 | 190.3669 | 248.302 | 88.5092 | 130.6006 | 249.049 | 230.5222 | 127.8642 | 127.8642 | 144.8465 | 385.2719 | 59.9462 | 493.6555 | 246.8406 | 416.9585 | 154.6995 | 128.7179 | 437.1606 | 107.9159 | 193.2017 | 107.9159 | 280.5707 | 97.468 | 125.8474 | 73.3504 | 73.3504 | 97.468 | 344.4044 | 295.8034 | 176.6361 | 247.0162 | 128.7038 | 97.468 | 819.7009 | 208.6305 | 254.0547 | 572.5678 | 1000.0302 | 100.6238 | 109.0899 | 194.0109 | 392.757 | 109.0899 | 64.4993 | 152.8824 | 113.8653 | 105.7504 | 129.9349 | 63.7886 | 63.7886 | 103.9647 | 63.032 | 194.8576 | 274.2161 | 123.7626 | 193.2017 | 117.9293 | 268.7429 | 200.0736 | 123.7626 | 117.9293 | 94.7815 | 316.8944 | 199.8968 | 54.6373 | 33.2494 | 415.7223 | 89.4803 | 316.7325 | 91.2931 | 403.1228 | 1026.1077 | 48.0807 | 311.3507 | 316.8944 | 440.669 | 91.2931 | 36.7545 | 336.6242 | 317.3046 | 222.1214 | 220.2079 | 0 | 96.2693 | 166.5987 | 580.3877 | 0 | 100.6238 | 139.239 | 221.1887 | 99.9592 | 142.3541 | 206.8203 | 92.7982 | 0 | 0 | 0 | 0 | 0 | 0 | 0 | 0 | 90.8676 | 0 | 173.5521 | 210.8005 | 287.2371 | 185.28 | 0 | 194.7559 | 63.9738 | 49.8636 | 27.3971 | 941.9103 | 43.6345 | 150.1066 | 60.4982 | 60.4982 | 118.7408 | 39.5966 | 63.9738 | 43.6345 | 40.3198 | 40.3198 | 68.9168 | 0 | 0 | 0 | 0 | 39.5966 | 39.5966 | 39.5966 | 62.089 | 40.3198 | 131.908 | 0 | 0 | 29.6406 | 0 | 0 | 0 | 118.4684 | 48.8883 | 151.8713 | 63.1592 | 63.9317 | 29.6406 | 133.7948 | 210.03 | 39.6375 | 175.6031 | 153.8 | 671.4339 | 129.0246 | 124.9674 | 156.8759 | 24.7418 | 29.6732 | 29.6732 | 24.7418 | 57.3487 | 93.822 | 205.8845 | 2239.6945 | 169.8636 | 93.822 | 88.2827 | 210.7625 | 127.6835 | 106.0426 | 107.7993 | 88.2827 | 198.2006 | 84.4113 | 48.8883 | 48.8883 | 178.065 | 131.5505 | 0 | 0 | 0 | 29.6732 | 29.6732 | 35.3356 | 0 | 0 | 0 | 0 | 0 | 0 | 24.7418 | 48.8883 | 182.7213 | 29.6732 | 38.4188 | 80.1111 | 0 | 0 | 0 | 0 | 0 | 0 | 0 | 0 | 0 | 0 | 0 | 0 | 0 | 0 | 0 | 0 | 0 | 0 | 0 | 0 | 0 | 0 | 0 | 0 | 0 | 0 | 0 | 0 | 0 | 0 | 0 | 0 | 0 | 0 | 0 | 0 | 0 | 0 | 0 | 0 | 0 | 0 | 0 | 0 | 0 | 0 | 0 | 0 | 0 | 0 | 0 | 0 | 0 | 0 | 0 | 0 | 0 | 0 | 0 | 0 | 0 | 0 | 0 | 0 | 0 | 0 | 0 | 0 | 0 | 0 | 0 | 0 | 0 | 0 | 0 | 0 | 0 | 0 | 0 | 0 | 0 | 0 | 0 | 0 | 0 | 0 | 0 | 0 | 0 | 0 | 0 | 0 | 0 | 0 | 0 | 0 | 0 | 0 | 0 | 0 | 0 | 0 | 0 | 0 | 0 | 0 | 0 | 0 | 0 | 2017-01-27 14:00
t0640 | 0 | 142.958 | 413.0373 | 161.9086 | 46.829 | 326.3356 | 46.829 | 558.2838 | 80.3488 | 80.3488 | 2612.9805 | 87.5151 | 89.9962 | 377.1863 | 444.3201 | 63.8967 | 87.7034 | 406.2612 | 257.6247 | 376.8198 | 0 | 0 | 513.3254 | 41.1728 | 41.1728 | 41.1728 | 93.4174 | 182.2095 | 294.1094 | 179.6319 | 410.6579 | 105.643 | 263.0526 | 236.5976 | 310.2139 | 314.5846 | 153.6511 | 598.5243 | 408.7907 | 108.8449 | 233.2745 | 319.1234 | 122.7762 | 261.0375 | 525.1527 | 122.7762 | 47.9239 | 326.2732 | 876.6139 | 177.6725 | 217.5675 | 110.7664 | 199.6422 | 47.9239 | 190.2384 | 307.5667 | 108.7194 | 414.3976 | 41.6044 | 194.3816 | 41.6044 | 122.7762 | 182.2095 | 72.4778 | 525.1527 | 0 | 0 | 0 | 0 | 0 | 0 | 0 | 0 | 182.5505 | 0 | 0 | 0 | 0 | 288.9325 | 322.1804 | 29.5522 | 37.4944 | 290.5279 | 171.6586 | 14.0051 | 94.4359 | 102.3439 | 314.0905 | 173.416 | 233.1639 | 116.5791 | 29.5522 | 354.1076 | 50.6364 | 303.1008 | 141.985 | 173.3304 | 53.2791 | 101.1568 | 585.8321 | 26.9697 | 170.173 | 175.4979 | 14.0051 | 14.0051 | 76.8168 | 130.8832 | 72.5525 | 144.7163 | 171.5171 | 115.9445 | 124.997 | 863.2731 | 133.7172 | 94.4359 | 85.1083 | 85.1083 | 37.2968 | 60.0986 | 863.2731 | 469.5468 | 156.9963 | 0 | 0 | 0 | 84.3319 | 102.3439 | 82.7053 | 409.4956 | 101.1568 | 0 | 72.8393 | 60.0986 | 14.0051 | 79.7211 | 31.4701 | 0 | 0 | 0 | 97.4366 | 0 | 0 | 158.0274 | 0 | 36.1739 | 0 | 0 | 224.581 | 88.8883 | 31.4701 | 32.9581 | 32.9581 | 77.3223 | 162.0344 | 226.4437 | 153.7757 | 349.9665 | 200.8703 | 126.8905 | 289.6047 | 299.2133 | 178.21 | 163.4064 | 537.1985 | 202.8467 | 219.185 | 102.7393 | 95.4142 | 220.9435 | 235.2687 | 86.3463 | 95.4142 | 95.4142 | 182.2334 | 102.7393 | 102.7393 | 102.7393 | 194.3355 | 189.9042 | 198.5989 | 152.1387 | 152.1387 | 120.1115 | 221.6136 | 493.1109 | 168.6913 | 127.6254 | 851.7184 | 204.9167 | 127.6254 | 574.7294 | 1201.5158 | 168.2152 | 677.2994 | 455.2084 | 204.9167 | 126.6788 | 71.6771 | 248.2888 | 59.0436 | 59.0436 | 59.0436 | 188.549 | 250.6711 | 88.0531 | 127.2967 | 246.1689 | 226.9684 | 126.0224 | 126.0224 | 144.178 | 376.3465 | 59.0436 | 494.0707 | 243.5679 | 411.5915 | 152.3762 | 126.5332 | 446.9597 | 106.8787 | 190.3841 | 106.8787 | 280.5587 | 97.5017 | 125.2834 | 72.4778 | 72.4778 | 97.5017 | 339.8913 | 291.44 | 176.6222 | 247.6857 | 127.1705 | 97.5017 | 808.1251 | 205.8893 | 257.4645 | 579.0072 | 1032.0284 | 99.3333 | 107.5626 | 193.624 | 391.7344 | 107.5626 | 63.4062 | 152.029 | 112.2219 | 104.4846 | 128.997 | 63.2684 | 63.2684 | 103.1558 | 62.6505 | 197.594 | 273.2554 | 122.4122 | 190.3841 | 117.3793 | 270.7802 | 197.2027 | 122.4122 | 117.3793 | 93.6701 | 321.6014 | 197.962 | 53.2933 | 32.6714 | 410.0751 | 88.4553 | 316.0362 | 90.4103 | 395.8455 | 1029.1506 | 47.1479 | 305.7447 | 321.6014 | 444.1162 | 90.4103 | 36.1739 | 327.6477 | 316.1521 | 220.4468 | 216.1998 | 0 | 95.4142 | 163.565 | 601.1376 | 0 | 99.3333 | 138.3578 | 220.9435 | 100.7304 | 140.3129 | 203.5409 | 92.215 | 0 | 0 | 0 | 0 | 0 | 0 | 0 | 0 | 88.8883 | 0 | 170.9691 | 205.3068 | 290.1561 | 186.4468 | 0 | 193.7675 | 63.9764 | 49.2925 | 26.9697 | 955.8825 | 43.0216 | 151.9479 | 60.0989 | 60.0989 | 119.0458 | 39.4924 | 63.9764 | 43.0216 | 39.6984 | 39.6984 | 68.0695 | 0 | 0 | 0 | 0 | 39.4924 | 39.4924 | 39.4924 | 61.5131 | 39.6984 | 130.6069 | 0 | 0 | 30.0271 | 0 | 0 | 0 | 117.6588 | 48.1731 | 151.7612 | 62.6219 | 63.3468 | 30.0271 | 131.6148 | 213.3456 | 38.9995 | 173.7525 | 153.2587 | 674.1862 | 127.5556 | 123.5676 | 155.6715 | 24.5075 | 29.2956 | 29.2956 | 24.5075 | 57.2391 | 93.4894 | 203.8897 | 2295.2367 | 171.0048 | 93.4894 | 88.0083 | 216.1185 | 127.6084 | 104.9654 | 107.8321 | 88.0083 | 198.9519 | 84.9443 | 48.1731 | 48.1731 | 176.5366 | 132.8316 | 0 | 0 | 0 | 29.2956 | 29.2956 | 35.1381 | 0 | 0 | 0 | 0 | 0 | 0 | 24.5075 | 48.1731 | 183.218 | 29.2956 | 38.0285 | 79.3409 | 0 | 0 | 0 | 0 | 0 | 0 | 0 | 0 | 0 | 0 | 0 | 0 | 0 | 0 | 0 | 0 | 0 | 0 | 0 | 0 | 0 | 0 | 0 | 0 | 0 | 0 | 0 | 0 | 0 | 0 | 0 | 0 | 0 | 0 | 0 | 0 | 0 | 0 | 0 | 0 | 0 | 0 | 0 | 0 | 0 | 0 | 0 | 0 | 0 | 0 | 0 | 0 | 0 | 0 | 0 | 0 | 0 | 0 | 0 | 0 | 0 | 0 | 0 | 0 | 0 | 0 | 0 | 0 | 0 | 0 | 0 | 0 | 0 | 0 | 0 | 0 | 0 | 0 | 0 | 0 | 0 | 0 | 0 | 0 | 0 | 0 | 0 | 0 | 0 | 0 | 0 | 0 | 0 | 0 | 0 | 0 | 0 | 0 | 0 | 0 | 0 | 0 | 0 | 0 | 0 | 0 | 0 | 0 | 0 | 2017-01-27 15:00
t0641 | 0 | 150.9104 | 433.5908 | 170.7755 | 49.0209 | 342.2014 | 49.0209 | 595.5621 | 84.4868 | 84.4868 | 2757.852 | 91.5449 | 94.7655 | 399.0019 | 469.0471 | 67.4378 | 92.1715 | 427.5609 | 270.797 | 398.903 | 0 | 0 | 539.3505 | 43.3051 | 43.3051 | 43.3051 | 98.5812 | 192.1113 | 311.3027 | 189.079 | 432.5794 | 110.9823 | 278.0263 | 250.2259 | 326.6248 | 330.7112 | 162.0192 | 636.7428 | 433.011 | 114.7483 | 247.1374 | 336.276 | 129.635 | 275.5676 | 556.4633 | 129.635 | 50.4918 | 344.0014 | 925.3382 | 187.8455 | 229.1105 | 116.4245 | 210.8505 | 50.4918 | 200.5052 | 325.3569 | 114.6735 | 436.1854 | 43.6644 | 205.6696 | 43.6644 | 129.635 | 192.1113 | 76.3506 | 556.4633 | 0 | 0 | 0 | 0 | 0 | 0 | 0 | 0 | 192.3049 | 0 | 0 | 0 | 0 | 304.4767 | 338.9628 | 31.0914 | 39.1579 | 304.2807 | 180.2468 | 14.6691 | 98.9497 | 107.2228 | 330.3349 | 182.6437 | 245.572 | 121.8854 | 31.0914 | 371.2781 | 53.037 | 318.3634 | 148.7624 | 182.1068 | 55.8637 | 106.1241 | 614.8905 | 28.1278 | 178.7489 | 183.8389 | 14.6691 | 14.6691 | 80.394 | 137.8712 | 76.0983 | 151.7482 | 180.5298 | 121.2691 | 130.5252 | 903.3672 | 139.5223 | 98.9497 | 89.3468 | 89.3468 | 39.0931 | 62.7316 | 903.3672 | 492.1544 | 165.033 | 0 | 0 | 0 | 88.5604 | 107.2228 | 86.8782 | 429.5252 | 106.1241 | 0 | 76.504 | 62.7316 | 14.6691 | 83.4688 | 32.9106 | 0 | 0 | 0 | 102.4263 | 0 | 0 | 165.9728 | 0 | 37.7986 | 0 | 0 | 236.1841 | 93.9136 | 32.9106 | 34.6034 | 34.6034 | 80.7204 | 169.775 | 237.1934 | 161.2705 | 368.3691 | 211.5394 | 133.304 | 304.469 | 314.4284 | 186.6646 | 171.6141 | 564.7256 | 213.3923 | 229.2602 | 108.2777 | 100.4422 | 232.1903 | 246.2436 | 90.4981 | 100.4422 | 100.4422 | 190.8866 | 108.2777 | 108.2777 | 108.2777 | 203.5581 | 199.939 | 207.8293 | 159.4778 | 159.4778 | 125.9049 | 232.1967 | 518.7585 | 178.278 | 133.5095 | 896.345 | 215.6135 | 133.5095 | 601.9566 | 1264.4915 | 175.83 | 710.5988 | 478.1538 | 215.6135 | 132.932 | 75.1863 | 259.5111 | 62.076 | 62.076 | 62.076 | 197.3269 | 262.2421 | 91.9174 | 134.6354 | 258.7972 | 239.2281 | 132.988 | 132.988 | 151.4774 | 397.7113 | 62.076 | 518.0233 | 256.5142 | 433.3414 | 160.5158 | 133.0142 | 468.5371 | 112.2693 | 201.3768 | 112.2693 | 294.9756 | 102.2482 | 132.0211 | 76.3506 | 76.3506 | 102.2482 | 359.9191 | 307.9018 | 185.6015 | 259.8671 | 134.2774 | 102.2482 | 856.8454 | 216.6954 | 270.4365 | 608.4866 | 1086.0333 | 104.5513 | 113.308 | 202.6317 | 411.5388 | 113.308 | 66.533 | 159.6491 | 118.3171 | 109.8164 | 135.1525 | 66.5686 | 66.5686 | 108.6498 | 65.713 | 207.9217 | 287.7178 | 128.5228 | 201.3768 | 123.3537 | 284.2799 | 207.5995 | 128.5228 | 123.3537 | 98.0166 | 337.4761 | 208.5798 | 56.2685 | 34.1799 | 430.9824 | 92.7551 | 331.2831 | 94.7626 | 415.9728 | 1085.3463 | 49.4871 | 320.0348 | 337.4761 | 466.0489 | 94.7626 | 37.7986 | 349.9978 | 331.422 | 232.6494 | 228.8945 | 0 | 100.4422 | 171.8939 | 634.0197 | 0 | 104.5513 | 145.3632 | 232.1903 | 105.9167 | 146.4317 | 214.0851 | 96.5685 | 0 | 0 | 0 | 0 | 0 | 0 | 0 | 0 | 93.9136 | 0 | 180.157 | 217.9683 | 304.6012 | 195.989 | 0 | 202.8987 | 66.6338 | 51.6388 | 28.1278 | 999.8434 | 45.2016 | 159.1205 | 62.7402 | 62.7402 | 123.903 | 41.2693 | 66.6338 | 45.2016 | 41.492 | 41.492 | 71.2101 | 0 | 0 | 0 | 0 | 41.2693 | 41.2693 | 41.2693 | 64.3938 | 41.492 | 136.799 | 0 | 0 | 31.4784 | 0 | 0 | 0 | 123.1264 | 50.8396 | 159.0162 | 66.3067 | 66.3861 | 31.4784 | 138.6496 | 223.369 | 40.8522 | 183.2642 | 160.9728 | 709.7179 | 134.0538 | 129.8899 | 163.4447 | 25.7562 | 30.7945 | 30.7945 | 25.7562 | 59.8366 | 98.04 | 213.7834 | 2413.0545 | 178.6415 | 98.04 | 92.3785 | 226.5686 | 133.3914 | 109.5512 | 112.6293 | 92.3785 | 208.0453 | 89.1417 | 50.8396 | 50.8396 | 184.8676 | 139.0989 | 0 | 0 | 0 | 30.7945 | 30.7945 | 36.7553 | 0 | 0 | 0 | 0 | 0 | 0 | 25.7562 | 50.8396 | 191.9425 | 30.7945 | 39.9341 | 82.8767 | 0 | 0 | 0 | 0 | 0 | 0 | 0 | 0 | 0 | 0 | 0 | 0 | 0 | 0 | 0 | 0 | 0 | 0 | 0 | 0 | 0 | 0 | 0 | 0 | 0 | 0 | 0 | 0 | 0 | 0 | 0 | 0 | 0 | 0 | 0 | 0 | 0 | 0 | 0 | 0 | 0 | 0 | 0 | 0 | 0 | 0 | 0 | 0 | 0 | 0 | 0 | 0 | 0 | 0 | 0 | 0 | 0 | 0 | 0 | 0 | 0 | 0 | 0 | 0 | 0 | 0 | 0 | 0 | 0 | 0 | 0 | 0 | 0 | 0 | 0 | 0 | 0 | 0 | 0 | 0 | 0 | 0 | 0 | 0 | 0 | 0 | 0 | 0 | 0 | 0 | 0 | 0 | 0 | 0 | 0 | 0 | 0 | 0 | 0 | 0 | 0 | 0 | 0 | 0 | 0 | 0 | 0 | 0 | 0 | 2017-01-27 16:00
t0642 | 0 | 150.5744 | 443.9977 | 170.8842 | 50.8055 | 352.0925 | 50.8055 | 564.358 | 85.9952 | 85.9952 | 2763.4045 | 95.2871 | 95.5171 | 394.243 | 467.4617 | 67.2314 | 93.8088 | 432.4259 | 275.4247 | 392.2846 | 0 | 0 | 550.1958 | 43.8924 | 43.8924 | 43.8924 | 98.4333 | 192.6538 | 306.4056 | 191.8436 | 436.2755 | 113.2254 | 275.5159 | 247.189 | 329.5115 | 336.2023 | 162.2668 | 611.7856 | 425.2978 | 115.0893 | 242.1796 | 338.3209 | 129.1311 | 274.7345 | 546.5202 | 129.1311 | 50.7344 | 344.915 | 922.8416 | 185.8659 | 231.2839 | 118.3944 | 209.6902 | 50.7344 | 201.2947 | 321.0544 | 114.6992 | 441.28 | 44.7066 | 202.7566 | 44.7066 | 129.1311 | 192.6538 | 76.875 | 546.5202 | 0 | 0 | 0 | 0 | 0 | 0 | 0 | 0 | 193.5581 | 0 | 0 | 0 | 0 | 306.1174 | 343.1932 | 31.4508 | 40.945 | 314.8389 | 184.0029 | 15.1491 | 102.0161 | 110.5222 | 335.2998 | 184.0776 | 247.4234 | 126.997 | 31.4508 | 382.6556 | 54.7533 | 324.9935 | 153.3996 | 185.4115 | 57.3969 | 108.7902 | 630.0564 | 29.6028 | 182.2375 | 189.8012 | 15.1491 | 15.1491 | 83.3979 | 138.7816 | 78.0914 | 155.9207 | 182.4388 | 126.4421 | 137.3224 | 940.0265 | 146.6012 | 102.0161 | 91.295 | 91.295 | 40.2373 | 65.8698 | 940.0265 | 507.833 | 167.5705 | 0 | 0 | 0 | 90.3375 | 110.5222 | 88.5322 | 441.0326 | 108.7902 | 0 | 77.9989 | 65.8698 | 15.1491 | 86.5064 | 34.263 | 0 | 0 | 0 | 104.1061 | 0 | 0 | 169.4192 | 0 | 39.45 | 0 | 0 | 239.563 | 93.1936 | 34.263 | 35.3564 | 35.3564 | 84.5704 | 175.1805 | 245.2298 | 165.635 | 372.7503 | 213.2416 | 135.9325 | 309.314 | 320.8928 | 192.9644 | 175.183 | 576.5039 | 216.2411 | 238.5041 | 108.8868 | 101.4876 | 236.6202 | 255.3046 | 93.2709 | 101.4876 | 101.4876 | 197.4984 | 108.8868 | 108.8868 | 108.8868 | 210.4165 | 201.9422 | 215.8052 | 164.2378 | 164.2378 | 129.705 | 240.1569 | 525.7633 | 176.8922 | 138.8955 | 911.5248 | 218.4797 | 138.8955 | 624.9812 | 1283.7176 | 183.4446 | 730.4637 | 488.2041 | 218.4797 | 136.3946 | 77.193 | 270.7387 | 63.0403 | 63.0403 | 63.0403 | 204.6624 | 273.001 | 96.4612 | 132.9017 | 262.9859 | 240.1729 | 132.8047 | 132.8047 | 154.4903 | 394.1968 | 63.0403 | 533.5052 | 258.5495 | 437.3806 | 161.5726 | 135.1319 | 484.0511 | 114.5336 | 198.9525 | 114.5336 | 300.0169 | 105.2085 | 132.8392 | 76.875 | 76.875 | 105.2085 | 353.8132 | 305.8542 | 189.2159 | 266.8897 | 133.7748 | 105.2085 | 837.2 | 219.0463 | 276.6379 | 620.8892 | 1103.8519 | 105.669 | 114.0688 | 210.366 | 419.9464 | 114.0688 | 68.1458 | 163.1597 | 118.6444 | 111.7179 | 139.5216 | 67.4215 | 67.4215 | 109.5286 | 67.5111 | 210.9959 | 290.5975 | 131.3868 | 198.9525 | 125.6612 | 291.2756 | 209.6101 | 131.3868 | 125.6612 | 101.702 | 346.7741 | 209.8819 | 55.9907 | 35.4777 | 438.4518 | 95.3468 | 341.4147 | 97.625 | 423.2199 | 1089.0852 | 50.6081 | 331.3658 | 346.7741 | 478.4874 | 97.625 | 39.45 | 329.6853 | 341.4253 | 232.4261 | 225.0826 | 0 | 101.4876 | 174.8294 | 638.1395 | 0 | 105.669 | 148.2243 | 236.6202 | 107.7702 | 153.6981 | 216.9754 | 99.9156 | 0 | 0 | 0 | 0 | 0 | 0 | 0 | 0 | 93.1936 | 0 | 181.0942 | 211.3856 | 312.2769 | 199.6517 | 0 | 210.0357 | 70.6598 | 53.3104 | 29.6028 | 1042.1852 | 46.0441 | 164.9651 | 65.8137 | 65.8137 | 131.8292 | 43.1194 | 70.6598 | 46.0441 | 43.2577 | 43.2577 | 73.9657 | 0 | 0 | 0 | 0 | 43.1194 | 43.1194 | 43.1194 | 66.7117 | 43.2577 | 141.3658 | 0 | 0 | 32.4813 | 0 | 0 | 0 | 127.7875 | 50.7507 | 164.2111 | 65.2394 | 68.4419 | 32.4813 | 139.523 | 231.8762 | 42.1702 | 183.5113 | 164.401 | 718.1034 | 136.434 | 132.0735 | 167.1355 | 26.2183 | 31.3071 | 31.3071 | 26.2183 | 62.4218 | 100.8388 | 219.8793 | 2461.3214 | 187.0985 | 100.8388 | 94.6229 | 234.0653 | 139.2101 | 115.0006 | 117.9659 | 94.6229 | 216.8653 | 91.4949 | 50.7507 | 50.7507 | 191.2432 | 144.1832 | 0 | 0 | 0 | 31.3071 | 31.3071 | 38.2236 | 0 | 0 | 0 | 0 | 0 | 0 | 26.2183 | 50.7507 | 198.4439 | 31.3071 | 40.7941 | 86.6835 | 0 | 0 | 0 | 0 | 0 | 0 | 0 | 0 | 0 | 0 | 0 | 0 | 0 | 0 | 0 | 0 | 0 | 0 | 0 | 0 | 0 | 0 | 0 | 0 | 0 | 0 | 0 | 0 | 0 | 0 | 0 | 0 | 0 | 0 | 0 | 0 | 0 | 0 | 0 | 0 | 0 | 0 | 0 | 0 | 0 | 0 | 0 | 0 | 0 | 0 | 0 | 0 | 0 | 0 | 0 | 0 | 0 | 0 | 0 | 0 | 0 | 0 | 0 | 0 | 0 | 0 | 0 | 0 | 0 | 0 | 0 | 0 | 0 | 0 | 0 | 0 | 0 | 0 | 0 | 0 | 0 | 0 | 0 | 0 | 0 | 0 | 0 | 0 | 0 | 0 | 0 | 0 | 0 | 0 | 0 | 0 | 0 | 0 | 0 | 0 | 0 | 0 | 0 | 0 | 0 | 0 | 0 | 0 | 0 | 2017-01-27 17:00
t0643 | 0 | 145.6575 | 436.928 | 168.0075 | 51.0259 | 348.7607 | 51.0259 | 536.0069 | 82.2963 | 82.2963 | 2545.9986 | 94.6063 | 95.1697 | 378.2351 | 458.8704 | 66.6925 | 93.1678 | 426.16 | 272.8272 | 382.3859 | 0 | 0 | 537.6511 | 43.7336 | 43.7336 | 43.7336 | 96.4445 | 188.8301 | 297.8763 | 178.7113 | 420.361 | 111.6158 | 269.4586 | 241.611 | 326.1857 | 332.3925 | 160.6882 | 582.5263 | 404.1507 | 113.3491 | 234.9199 | 329.3852 | 125.9042 | 268.1379 | 506.6607 | 125.9042 | 50.8082 | 339.0325 | 901.3128 | 181.6695 | 224.6832 | 117.9063 | 205.3823 | 50.8082 | 199.044 | 313.6899 | 113.4091 | 428.9446 | 44.7687 | 197.7543 | 44.7687 | 125.9042 | 188.8301 | 75.5609 | 506.6607 | 0 | 0 | 0 | 0 | 0 | 0 | 0 | 0 | 191.1709 | 0 | 0 | 0 | 0 | 299.9456 | 340.4577 | 31.6029 | 42.3722 | 312.8961 | 185.7519 | 15.3822 | 103.4647 | 113.2856 | 328.9644 | 181.0787 | 244.3588 | 128.511 | 31.6029 | 373.2739 | 55.8623 | 321.5015 | 155.8174 | 186.82 | 58.3543 | 109.9216 | 620.7742 | 30.6232 | 183.0094 | 192.0681 | 15.3822 | 15.3822 | 83.9506 | 137.2857 | 78.9292 | 157.6249 | 180.4044 | 123.5594 | 131.767 | 913.7357 | 150.6014 | 103.4647 | 92.2962 | 92.2962 | 40.8142 | 66.6482 | 913.7357 | 498.0857 | 169.2137 | 0 | 0 | 0 | 91.4975 | 113.2856 | 89.1442 | 441.1007 | 109.9216 | 0 | 78.7118 | 66.6482 | 15.3822 | 85.8066 | 34.5072 | 0 | 0 | 0 | 103.5632 | 0 | 0 | 168.5547 | 0 | 40.4903 | 0 | 0 | 238.1777 | 91.7115 | 34.5072 | 35.4971 | 35.4971 | 87.4387 | 175.9787 | 244.309 | 166.8752 | 361.0938 | 210.5053 | 134.8752 | 307.4577 | 308.5871 | 192.9382 | 174.7577 | 537.9307 | 213.3763 | 239.7361 | 105.5929 | 99.6268 | 231.4469 | 257.6343 | 93.3578 | 99.6268 | 99.6268 | 194.6256 | 105.5929 | 105.5929 | 105.5929 | 210.3454 | 197.4506 | 215.5745 | 164.5164 | 164.5164 | 129.4027 | 233.7378 | 516.9183 | 170.9988 | 138.3794 | 832.1341 | 212.814 | 138.3794 | 590.4812 | 1200.2246 | 185.1622 | 707.736 | 480.109 | 212.814 | 133.9231 | 77.0909 | 274.5979 | 62.8568 | 62.8568 | 62.8568 | 206.6978 | 268.593 | 97.9072 | 130.8475 | 260.8899 | 236.7314 | 129.9316 | 129.9316 | 152.1092 | 388.3658 | 62.8568 | 526.106 | 254.9983 | 431.7263 | 159.5957 | 135.2187 | 462.8565 | 113.7243 | 192.4334 | 113.7243 | 292.3284 | 103.7317 | 128.8648 | 75.5609 | 75.5609 | 103.7317 | 339.4393 | 297.6947 | 184.8459 | 261.6231 | 129.9894 | 103.7317 | 799.1207 | 216.6585 | 265.3895 | 596.0797 | 1020.1598 | 104.4453 | 112.4965 | 210.1416 | 412.3537 | 112.4965 | 68.7616 | 161.25 | 116.6029 | 111.0311 | 139.7153 | 66.2744 | 66.2744 | 107.0576 | 67.1412 | 200.4027 | 282.6113 | 131.0192 | 192.4334 | 123.5808 | 282.5811 | 207.4903 | 131.0192 | 123.5808 | 103.1111 | 333.5775 | 205.3917 | 55.531 | 36.3067 | 436.9214 | 95.7096 | 338.5608 | 97.9371 | 424.8957 | 1040.2359 | 51.189 | 338.6119 | 333.5775 | 465.0524 | 97.9371 | 40.4903 | 308.6797 | 339.2101 | 224.8628 | 217.9547 | 0 | 99.6268 | 175.5059 | 579.2635 | 0 | 104.4453 | 146.3164 | 231.4469 | 103.7323 | 158.2711 | 216.1766 | 100.1385 | 0 | 0 | 0 | 0 | 0 | 0 | 0 | 0 | 91.7115 | 0 | 178.5764 | 204.4063 | 301.8919 | 192.8642 | 0 | 210.2079 | 71.8961 | 53.7495 | 30.6232 | 1018.3238 | 45.9797 | 160.8961 | 66.9219 | 66.9219 | 134.0711 | 43.401 | 71.8961 | 45.9797 | 44.3239 | 44.3239 | 75.1381 | 0 | 0 | 0 | 0 | 43.401 | 43.401 | 43.401 | 67.2678 | 44.3239 | 142.3105 | 0 | 0 | 31.4802 | 0 | 0 | 0 | 128.5906 | 49.6519 | 162.8018 | 62.1495 | 68.6555 | 31.4802 | 138.0699 | 225.231 | 42.8302 | 178.8965 | 161.8161 | 690.9969 | 135.5266 | 131.0274 | 165.844 | 25.9671 | 31.1317 | 31.1317 | 25.9671 | 62.6589 | 100.0037 | 220.215 | 2310.841 | 186.0664 | 100.0037 | 93.364 | 222.7583 | 139.5074 | 117.6684 | 118.4905 | 93.364 | 215.5853 | 89.1138 | 49.6519 | 49.6519 | 192.339 | 141.1605 | 0 | 0 | 0 | 31.1317 | 31.1317 | 38.4674 | 0 | 0 | 0 | 0 | 0 | 0 | 25.9671 | 49.6519 | 195.9081 | 31.1317 | 40.5991 | 88.2994 | 0 | 0 | 0 | 0 | 0 | 0 | 0 | 0 | 0 | 0 | 0 | 0 | 0 | 0 | 0 | 0 | 0 | 0 | 0 | 0 | 0 | 0 | 0 | 0 | 0 | 0 | 0 | 0 | 0 | 0 | 0 | 0 | 0 | 0 | 0 | 0 | 0 | 0 | 0 | 0 | 0 | 0 | 0 | 0 | 0 | 0 | 0 | 0 | 0 | 0 | 0 | 0 | 0 | 0 | 0 | 0 | 0 | 0 | 0 | 0 | 0 | 0 | 0 | 0 | 0 | 0 | 0 | 0 | 0 | 0 | 0 | 0 | 0 | 0 | 0 | 0 | 0 | 0 | 0 | 0 | 0 | 0 | 0 | 0 | 0 | 0 | 0 | 0 | 0 | 0 | 0 | 0 | 0 | 0 | 0 | 0 | 0 | 0 | 0 | 0 | 0 | 0 | 0 | 0 | 0 | 0 | 0 | 0 | 0 | 2017-01-27 18:00
t0644 | 0 | 138.4134 | 412.3931 | 162.7046 | 48.8763 | 330.3944 | 48.8763 | 529.4901 | 75.1239 | 75.1239 | 2237.034 | 88.7325 | 93.0516 | 359.5718 | 445.5364 | 65.6434 | 89.7022 | 408.9286 | 261.9346 | 373.6397 | 0 | 0 | 504.6826 | 42.4921 | 42.4921 | 42.4921 | 93.1995 | 181.6402 | 289.7191 | 157.1251 | 392.0332 | 106.0644 | 262.0816 | 235.6823 | 315.8257 | 318.453 | 156.9696 | 567.4734 | 381.9202 | 109.7325 | 229.0193 | 312.6966 | 121.2003 | 258.2084 | 461.8734 | 121.2003 | 50.1887 | 327.4587 | 868.4299 | 176.8703 | 211.7802 | 114.0509 | 199.3194 | 50.1887 | 193.5193 | 306.235 | 110.7235 | 403.6021 | 43.2964 | 192.8142 | 43.2964 | 121.2003 | 181.6402 | 72.6201 | 461.8734 | 0 | 0 | 0 | 0 | 0 | 0 | 0 | 0 | 185.0223 | 0 | 0 | 0 | 0 | 287.5309 | 329.2378 | 31.1223 | 41.8525 | 295.8928 | 182.1999 | 15.0139 | 101.0133 | 112.1852 | 312.3822 | 174.0281 | 236.2048 | 123.6472 | 31.1223 | 345.2319 | 54.893 | 306.799 | 152.4091 | 183.3222 | 57.3712 | 107.4502 | 586.4759 | 30.029 | 178.5187 | 186.6722 | 15.0139 | 15.0139 | 80.5836 | 133.1404 | 77.0999 | 153.7976 | 174.075 | 112.9976 | 115.8762 | 830.9914 | 146.561 | 101.0133 | 90.6108 | 90.6108 | 39.9271 | 63.5744 | 830.9914 | 463.6897 | 167.027 | 0 | 0 | 0 | 90.2143 | 112.1852 | 87.3118 | 424.5131 | 107.4502 | 0 | 77.2778 | 63.5744 | 15.0139 | 80.7697 | 33.0142 | 0 | 0 | 0 | 100.0857 | 0 | 0 | 162.1263 | 0 | 39.6391 | 0 | 0 | 230.5432 | 89.7986 | 33.0142 | 34.5294 | 34.5294 | 86.0865 | 169.4487 | 232.0329 | 162.1544 | 338.0154 | 203.2372 | 129.4035 | 296.9765 | 282.8104 | 184.2 | 168.7052 | 470.3378 | 204.6402 | 228.9331 | 99.7407 | 95.1899 | 217.8134 | 248.2945 | 89.5648 | 95.1899 | 95.1899 | 181.8525 | 99.7407 | 99.7407 | 99.7407 | 200.775 | 187.6966 | 204.5077 | 158.135 | 158.135 | 123.6482 | 214.5453 | 493.1819 | 163.4422 | 130.5041 | 705.5147 | 200.4497 | 130.5041 | 515.1589 | 1060.5853 | 177.2778 | 650.0959 | 454.2706 | 200.4497 | 125.7062 | 74.0497 | 264.67 | 60.9961 | 60.9961 | 60.9961 | 199.3456 | 248.573 | 93.8557 | 128.9829 | 251.2377 | 229.1675 | 125.292 | 125.292 | 144.3506 | 381.3585 | 60.9961 | 494.7135 | 245.9185 | 416.1548 | 154.4718 | 131.7891 | 414.1827 | 109.1634 | 185.0385 | 109.1634 | 274.236 | 97.6216 | 121.6982 | 72.6201 | 72.6201 | 97.6216 | 324.7239 | 286.8426 | 173.5648 | 244.7178 | 124.5279 | 97.6216 | 764.8768 | 209.0639 | 241.6478 | 545.0411 | 883.4069 | 100.7076 | 108.6361 | 199.3996 | 389.5856 | 108.6361 | 67.1582 | 153.4652 | 112.5842 | 107.0557 | 133.8769 | 63.2646 | 63.2646 | 101.954 | 64.0738 | 181.5577 | 266.6272 | 126.2089 | 185.0385 | 117.2455 | 261.0995 | 200.7004 | 126.2089 | 117.2455 | 99.9226 | 303.2768 | 196.3511 | 54.7612 | 35.6133 | 422.8051 | 92.4538 | 320.6325 | 94.2948 | 415.2689 | 963.9432 | 50.2422 | 332.3788 | 303.2768 | 429.7961 | 94.2948 | 39.6391 | 301.4991 | 322.2432 | 213.3857 | 211.0964 | 0 | 95.1899 | 171.5737 | 493.6433 | 0 | 100.7076 | 139.3881 | 217.8134 | 95.5506 | 154.6938 | 210.0356 | 95.8223 | 0 | 0 | 0 | 0 | 0 | 0 | 0 | 0 | 89.7986 | 0 | 172.7216 | 200.9442 | 277.3029 | 178.3401 | 0 | 200.6422 | 68.3783 | 51.984 | 30.029 | 931.4702 | 44.5561 | 147.7291 | 64.3431 | 64.3431 | 126.9629 | 41.3241 | 68.3783 | 44.5561 | 43.3452 | 43.3452 | 72.9246 | 0 | 0 | 0 | 0 | 41.3241 | 41.3241 | 41.3241 | 64.8153 | 43.3452 | 137.1982 | 0 | 0 | 28.7961 | 0 | 0 | 0 | 123.3105 | 47.8988 | 153.7733 | 58.8076 | 66.0408 | 28.7961 | 134.0144 | 205.2118 | 41.8392 | 171.1018 | 153.2472 | 640.6381 | 130.5193 | 126.0995 | 158.616 | 24.9012 | 30.0622 | 30.0622 | 24.9012 | 59.5373 | 94.9342 | 211.9323 | 2042.7119 | 173.688 | 94.9342 | 88.4232 | 197.8712 | 132.1901 | 114.0118 | 112.1872 | 88.4232 | 202.2246 | 82.641 | 47.8988 | 47.8988 | 184.9694 | 130.3628 | 0 | 0 | 0 | 30.0622 | 30.0622 | 36.8102 | 0 | 0 | 0 | 0 | 0 | 0 | 24.9012 | 47.8988 | 183.6815 | 30.0622 | 39.0345 | 85.372 | 0 | 0 | 0 | 0 | 0 | 0 | 0 | 0 | 0 | 0 | 0 | 0 | 0 | 0 | 0 | 0 | 0 | 0 | 0 | 0 | 0 | 0 | 0 | 0 | 0 | 0 | 0 | 0 | 0 | 0 | 0 | 0 | 0 | 0 | 0 | 0 | 0 | 0 | 0 | 0 | 0 | 0 | 0 | 0 | 0 | 0 | 0 | 0 | 0 | 0 | 0 | 0 | 0 | 0 | 0 | 0 | 0 | 0 | 0 | 0 | 0 | 0 | 0 | 0 | 0 | 0 | 0 | 0 | 0 | 0 | 0 | 0 | 0 | 0 | 0 | 0 | 0 | 0 | 0 | 0 | 0 | 0 | 0 | 0 | 0 | 0 | 0 | 0 | 0 | 0 | 0 | 0 | 0 | 0 | 0 | 0 | 0 | 0 | 0 | 0 | 0 | 0 | 0 | 0 | 0 | 0 | 0 | 0 | 0 | 2017-01-27 19:00
t0645 | 0 | 134.6013 | 388.8208 | 158.7633 | 45.7832 | 310.3919 | 45.7832 | 551.2847 | 70.3396 | 70.3396 | 2102.6421 | 81.985 | 90.4122 | 353.5554 | 436.986 | 64.6523 | 85.7972 | 393.2299 | 250.4336 | 372.4767 | 0 | 0 | 476.7514 | 40.9574 | 40.9574 | 40.9574 | 91.0825 | 176.4146 | 288.1415 | 145.3786 | 374.127 | 100.6747 | 258.7601 | 233.6925 | 305.5125 | 304.3789 | 153.4774 | 579.8503 | 377.3772 | 106.7972 | 229.0218 | 301.2123 | 118.5985 | 252.4577 | 451.2077 | 118.5985 | 49.0946 | 318.5497 | 848.953 | 174.9685 | 202.7073 | 109.3741 | 195.908 | 49.0946 | 188.4325 | 304.0816 | 108.387 | 385.128 | 41.2276 | 191.5803 | 41.2276 | 118.5985 | 176.4146 | 70.206 | 451.2077 | 0 | 0 | 0 | 0 | 0 | 0 | 0 | 0 | 179.387 | 0 | 0 | 0 | 0 | 278.1535 | 317.1455 | 30.2065 | 39.3747 | 276.1218 | 174.9688 | 14.2254 | 95.8772 | 107.1096 | 298.0538 | 168.0668 | 228.6642 | 115.4182 | 30.2065 | 320.4454 | 52.1699 | 291.5063 | 144.7432 | 176.5396 | 54.792 | 102.6189 | 552.7834 | 27.9894 | 171.2968 | 176.6097 | 14.2254 | 14.2254 | 75.4802 | 129.167 | 73.5362 | 146.437 | 167.8768 | 103.0077 | 102.5253 | 757.2533 | 136.3569 | 95.8772 | 86.9617 | 86.9617 | 37.9904 | 58.655 | 757.2533 | 431.061 | 161.6376 | 0 | 0 | 0 | 86.8691 | 107.1096 | 83.9487 | 402.2618 | 102.6189 | 0 | 74.3312 | 58.655 | 14.2254 | 75.0915 | 30.7665 | 0 | 0 | 0 | 95.9994 | 0 | 0 | 154.5343 | 0 | 37.217 | 0 | 0 | 221.7363 | 88.7205 | 30.7665 | 33.0233 | 33.0233 | 80.7265 | 159.7944 | 217.1102 | 154.2069 | 321.8319 | 196.5598 | 123.3545 | 284.9367 | 264.4195 | 172.7576 | 161.0278 | 430.7569 | 196.3386 | 213.3344 | 95.9493 | 91.4841 | 206.1984 | 233.096 | 84.4349 | 91.4841 | 91.4841 | 168.8304 | 95.9493 | 95.9493 | 95.9493 | 188.2965 | 180.1222 | 190.3942 | 149.3135 | 149.3135 | 116.4265 | 197.6935 | 472.1721 | 160.2392 | 120.9428 | 640.455 | 191.0144 | 120.9428 | 461.3962 | 982.6971 | 164.9035 | 603.4002 | 430.0834 | 191.0144 | 117.9959 | 70.1212 | 246.9293 | 58.6479 | 58.6479 | 58.6479 | 187.1306 | 228.2473 | 86.8381 | 128.4101 | 240.71 | 222.804 | 122.3411 | 122.3411 | 136.9891 | 377.5918 | 58.6479 | 462.8439 | 237.7708 | 401.7129 | 149.7599 | 126.8725 | 377.7535 | 104.0321 | 182.6311 | 104.0321 | 259.8423 | 91.4536 | 116.9899 | 70.206 | 70.206 | 91.4536 | 321.7661 | 281.6196 | 164.0915 | 229.1364 | 121.6369 | 91.4536 | 763.2403 | 201.5648 | 224.7102 | 509.2133 | 810.1508 | 97.0841 | 105.222 | 185.6962 | 368.8548 | 105.222 | 64.1725 | 145.485 | 109.4954 | 102.4989 | 125.933 | 60.6258 | 60.6258 | 98.1092 | 60.4728 | 170.0717 | 255.1471 | 120.1826 | 182.6311 | 111.3933 | 243.8535 | 193.906 | 120.1826 | 111.3933 | 93.9519 | 280.3613 | 189.5864 | 54.0726 | 33.6439 | 405.3599 | 87.6385 | 300.6614 | 89.0633 | 399.5908 | 923.0524 | 48.1747 | 314.8456 | 280.3613 | 400.5304 | 89.0633 | 37.217 | 315.301 | 302.6881 | 207.1182 | 209.8922 | 0 | 91.4841 | 165.1686 | 455.4997 | 0 | 97.0841 | 132.5092 | 206.1984 | 89.8335 | 144.3479 | 202.4604 | 89.8749 | 0 | 0 | 0 | 0 | 0 | 0 | 0 | 0 | 88.7205 | 0 | 167.6538 | 203.704 | 258.1714 | 167.7099 | 0 | 187.8919 | 62.3764 | 49.0859 | 27.9894 | 849.4854 | 42.6837 | 135.7822 | 59.6373 | 59.6373 | 115.1877 | 38.2883 | 62.3764 | 42.6837 | 40.721 | 40.721 | 68.5387 | 0 | 0 | 0 | 0 | 38.2883 | 38.2883 | 38.2883 | 60.8901 | 40.721 | 129.2502 | 0 | 0 | 26.564 | 0 | 0 | 0 | 115.3963 | 46.7959 | 143.7249 | 58.0154 | 62.3059 | 26.564 | 130.0952 | 187.675 | 39.6725 | 166.11 | 145.0981 | 607.7484 | 124.8508 | 120.7085 | 150.5704 | 23.7761 | 28.8189 | 28.8189 | 23.7761 | 55.201 | 89.2966 | 200.4766 | 1881.8688 | 159.0781 | 89.2966 | 83.4594 | 179.8562 | 122.3598 | 105.9649 | 103.421 | 83.4594 | 186.5671 | 77.1506 | 46.7959 | 46.7959 | 173.884 | 120.1577 | 0 | 0 | 0 | 28.8189 | 28.8189 | 34.3457 | 0 | 0 | 0 | 0 | 0 | 0 | 23.7761 | 46.7959 | 170.9209 | 28.8189 | 37.1713 | 79.5555 | 0 | 0 | 0 | 0 | 0 | 0 | 0 | 0 | 0 | 0 | 0 | 0 | 0 | 0 | 0 | 0 | 0 | 0 | 0 | 0 | 0 | 0 | 0 | 0 | 0 | 0 | 0 | 0 | 0 | 0 | 0 | 0 | 0 | 0 | 0 | 0 | 0 | 0 | 0 | 0 | 0 | 0 | 0 | 0 | 0 | 0 | 0 | 0 | 0 | 0 | 0 | 0 | 0 | 0 | 0 | 0 | 0 | 0 | 0 | 0 | 0 | 0 | 0 | 0 | 0 | 0 | 0 | 0 | 0 | 0 | 0 | 0 | 0 | 0 | 0 | 0 | 0 | 0 | 0 | 0 | 0 | 0 | 0 | 0 | 0 | 0 | 0 | 0 | 0 | 0 | 0 | 0 | 0 | 0 | 0 | 0 | 0 | 0 | 0 | 0 | 0 | 0 | 0 | 0 | 0 | 0 | 0 | 0 | 0 | 2017-01-27 20:00
t0646 | 0 | 134.0758 | 371.9117 | 157.9739 | 43.1741 | 295.0115 | 43.1741 | 591.5499 | 67.3562 | 67.3562 | 2050.7754 | 76.2942 | 89.1988 | 357.2883 | 437.463 | 64.8257 | 83.2203 | 384.6593 | 242.9919 | 380.1517 | 0 | 0 | 458.0818 | 40.0432 | 40.0432 | 40.0432 | 90.8734 | 174.7913 | 293.5778 | 138.6522 | 365.3878 | 97.0067 | 261.1716 | 236.9855 | 300.4761 | 295.4026 | 152.7409 | 610.7028 | 384.4495 | 105.9093 | 234.8211 | 296.3148 | 118.6601 | 252.289 | 457.8551 | 118.6601 | 48.7319 | 315.9172 | 848.0647 | 176.9958 | 198.1186 | 106.3269 | 196.6956 | 48.7319 | 186.75 | 308.8634 | 108.0525 | 375.0253 | 39.6851 | 194.8203 | 39.6851 | 118.6601 | 174.7913 | 69.1454 | 457.8551 | 0 | 0 | 0 | 0 | 0 | 0 | 0 | 0 | 176.9964 | 0 | 0 | 0 | 0 | 274.4065 | 310.2372 | 29.694 | 37.0023 | 260.0437 | 169.7 | 13.5572 | 91.5982 | 102.7414 | 289.359 | 165.2933 | 225.2378 | 108.1252 | 29.694 | 301.6744 | 49.8344 | 280.9163 | 138.3173 | 171.8696 | 52.6956 | 98.8657 | 528.3485 | 26.002 | 166.2318 | 168.1854 | 13.5572 | 13.5572 | 71.1249 | 127.4778 | 70.7303 | 140.5558 | 164.5921 | 94.7622 | 91.3555 | 697.6547 | 126.6413 | 91.5982 | 84.2489 | 84.2489 | 36.4001 | 54.1526 | 697.6547 | 405.8248 | 158.1522 | 0 | 0 | 0 | 84.4402 | 102.7414 | 81.5947 | 385.1297 | 98.8657 | 0 | 72.2357 | 54.1526 | 13.5572 | 70.4397 | 28.806 | 0 | 0 | 0 | 93.375 | 0 | 0 | 149.2156 | 0 | 34.9695 | 0 | 0 | 216.3885 | 89.4567 | 28.806 | 31.9265 | 31.9265 | 75.5764 | 151.9091 | 204.9795 | 147.9477 | 312.9409 | 193.4309 | 119.2175 | 277.3069 | 252.3475 | 163.3844 | 155.6123 | 405.5974 | 191.4916 | 199.847 | 94.3633 | 89.5383 | 198.5582 | 220.0871 | 80.3255 | 89.5383 | 89.5383 | 158.4372 | 94.3633 | 94.3633 | 94.3633 | 178.0838 | 176.2093 | 178.4993 | 142.2829 | 142.2829 | 110.7113 | 184.5994 | 459.9032 | 161.0612 | 112.8424 | 602.1473 | 185.5917 | 112.8424 | 420.4245 | 937.4737 | 153.9361 | 569.3582 | 413.4827 | 185.5917 | 112.3508 | 67.1112 | 231.0179 | 57.1652 | 57.1652 | 57.1652 | 176.629 | 211.4056 | 80.3811 | 130.5145 | 234.0191 | 220.6439 | 121.9977 | 121.9977 | 132.0184 | 381.4839 | 57.1652 | 438.3486 | 233.9733 | 394.4786 | 147.7518 | 123.7138 | 350.5249 | 100.4892 | 184.8541 | 100.4892 | 250.783 | 86.7565 | 114.9531 | 69.1454 | 69.1454 | 86.7565 | 327.8221 | 282.9245 | 157.8302 | 217.6415 | 121.5855 | 86.7565 | 784.4408 | 197.545 | 213.2501 | 485.8144 | 767.0335 | 95.1548 | 103.7479 | 174.1611 | 354.802 | 103.7479 | 61.8878 | 139.869 | 108.5673 | 99.5163 | 119.4719 | 59.1169 | 59.1169 | 96.2865 | 57.7217 | 163.379 | 249.2222 | 115.8351 | 184.8541 | 107.5332 | 231.7167 | 190.4443 | 115.8351 | 107.5332 | 88.7522 | 263.924 | 186.7051 | 54.3709 | 31.8783 | 393.8729 | 83.8496 | 285.0239 | 84.8642 | 389.0662 | 907.5447 | 46.6154 | 299.4228 | 263.924 | 379.3628 | 84.8642 | 34.9695 | 341.0262 | 287.3653 | 205.8765 | 214.0331 | 0 | 89.5383 | 160.9037 | 437.6357 | 0 | 95.1548 | 127.8576 | 198.5582 | 86.2662 | 134.4653 | 197.957 | 84.9424 | 0 | 0 | 0 | 0 | 0 | 0 | 0 | 0 | 89.4567 | 0 | 165.7087 | 211.9674 | 244.692 | 160.8993 | 0 | 177.316 | 56.652 | 46.6854 | 26.002 | 781.9404 | 41.4106 | 126.2987 | 55.2948 | 55.2948 | 103.8828 | 35.5975 | 56.652 | 41.4106 | 38.3085 | 38.3085 | 64.6749 | 0 | 0 | 0 | 0 | 35.5975 | 35.5975 | 35.5975 | 57.554 | 38.3085 | 122.6439 | 0 | 0 | 24.8756 | 0 | 0 | 0 | 108.6282 | 46.6924 | 135.7217 | 58.9594 | 59.2887 | 24.8756 | 128.4687 | 173.7326 | 37.8413 | 164.7708 | 139.4709 | 589.7891 | 121.1093 | 117.2316 | 144.8082 | 23.0351 | 28.0163 | 28.0163 | 23.0351 | 51.4095 | 84.9652 | 191.4652 | 1780.2179 | 146.3272 | 84.9652 | 79.8652 | 166.4898 | 113.7803 | 98.4043 | 95.6056 | 79.8652 | 173.2208 | 73.1771 | 46.6924 | 46.6924 | 164.6198 | 112.0089 | 0 | 0 | 0 | 28.0163 | 28.0163 | 32.2127 | 0 | 0 | 0 | 0 | 0 | 0 | 23.0351 | 46.6924 | 160.7562 | 28.0163 | 35.8488 | 74.223 | 0 | 0 | 0 | 0 | 0 | 0 | 0 | 0 | 0 | 0 | 0 | 0 | 0 | 0 | 0 | 0 | 0 | 0 | 0 | 0 | 0 | 0 | 0 | 0 | 0 | 0 | 0 | 0 | 0 | 0 | 0 | 0 | 0 | 0 | 0 | 0 | 0 | 0 | 0 | 0 | 0 | 0 | 0 | 0 | 0 | 0 | 0 | 0 | 0 | 0 | 0 | 0 | 0 | 0 | 0 | 0 | 0 | 0 | 0 | 0 | 0 | 0 | 0 | 0 | 0 | 0 | 0 | 0 | 0 | 0 | 0 | 0 | 0 | 0 | 0 | 0 | 0 | 0 | 0 | 0 | 0 | 0 | 0 | 0 | 0 | 0 | 0 | 0 | 0 | 0 | 0 | 0 | 0 | 0 | 0 | 0 | 0 | 0 | 0 | 0 | 0 | 0 | 0 | 0 | 0 | 0 | 0 | 0 | 0 | 2017-01-27 21:00
t0647 | 0 | 130.0732 | 350.3899 | 152.9534 | 40.1889 | 276.5171 | 40.1889 | 601.8412 | 63.6706 | 63.6706 | 1970.7175 | 70.3925 | 85.783 | 350.1315 | 425.3222 | 63.0439 | 79.1213 | 368.0908 | 231.1251 | 374.4536 | 0 | 0 | 433.2227 | 38.2713 | 38.2713 | 38.2713 | 88.166 | 168.7948 | 288.9194 | 131.0554 | 349.9273 | 91.8572 | 255.3591 | 232.4304 | 288.5006 | 281.0653 | 147.8239 | 614.4044 | 378.9838 | 102.2992 | 232.0614 | 284.9267 | 115.3829 | 245.1101 | 451.1771 | 115.3829 | 47.0421 | 305.2053 | 823.6824 | 173.3167 | 189.6972 | 101.2262 | 191.6366 | 47.0421 | 180.2544 | 303.2495 | 104.7061 | 358.1585 | 37.5033 | 191.4477 | 37.5033 | 115.3829 | 168.7948 | 66.4897 | 451.1771 | 0 | 0 | 0 | 0 | 0 | 0 | 0 | 0 | 170.3428 | 0 | 0 | 0 | 0 | 264.2294 | 296.7226 | 28.469 | 34.2732 | 242.0469 | 161.1287 | 12.7066 | 86.0111 | 96.6773 | 275.5517 | 158.7815 | 216.5243 | 100.0948 | 28.469 | 281.1946 | 46.7685 | 265.9465 | 129.8881 | 163.6432 | 49.7091 | 93.4231 | 497.4563 | 23.8762 | 157.9605 | 157.5863 | 12.7066 | 12.7066 | 66.1577 | 122.6918 | 66.7565 | 132.4594 | 157.7066 | 86.8074 | 81.7912 | 640.142 | 116.3292 | 86.0111 | 79.9222 | 79.9222 | 34.2508 | 49.5805 | 640.142 | 378.0931 | 151.0837 | 0 | 0 | 0 | 80.2805 | 96.6773 | 77.6047 | 362.5947 | 93.4231 | 0 | 68.6844 | 49.5805 | 12.7066 | 65.3847 | 26.6659 | 0 | 0 | 0 | 88.9365 | 0 | 0 | 141.3961 | 0 | 32.4075 | 0 | 0 | 206.5853 | 87.3683 | 26.6659 | 30.2583 | 30.2583 | 69.8088 | 142.2406 | 191.1035 | 139.418 | 298.6596 | 185.8345 | 113.0669 | 264.2478 | 237.8582 | 152.4682 | 147.5105 | 379.8431 | 182.8515 | 185.1039 | 90.7496 | 85.7403 | 188.0575 | 204.9775 | 75.2742 | 85.7403 | 85.7403 | 147.199 | 90.7496 | 90.7496 | 90.7496 | 166.1907 | 168.7359 | 165.5179 | 133.4876 | 133.4876 | 103.7442 | 171.0741 | 438.8781 | 157.1908 | 104.2853 | 564.7695 | 176.9421 | 104.2853 | 383.7432 | 885.9208 | 142.155 | 531.9356 | 390.991 | 176.9421 | 105.5248 | 63.176 | 213.6061 | 54.5181 | 54.5181 | 54.5181 | 164.4522 | 194.5276 | 73.7211 | 128.126 | 222.8709 | 212.9103 | 118.336 | 118.336 | 125.0365 | 373.0314 | 54.5181 | 409.9708 | 224.7926 | 378.4404 | 142.1884 | 117.9851 | 323.9152 | 95.2634 | 181.2221 | 95.2634 | 237.9787 | 81.2383 | 110.4807 | 66.4897 | 66.4897 | 81.2383 | 322.9341 | 275.8897 | 149.379 | 204.0889 | 118.1855 | 81.2383 | 777.3239 | 189.2274 | 200.2495 | 457.8924 | 721.9275 | 91.1578 | 99.8123 | 161.5408 | 335.6695 | 99.8123 | 58.5288 | 132.2052 | 104.8721 | 94.6732 | 111.7292 | 56.4589 | 56.4589 | 92.4077 | 54.2511 | 154.8986 | 238.5088 | 109.6033 | 181.2221 | 101.9776 | 217.559 | 182.6807 | 109.6033 | 101.9776 | 82.6577 | 246.3297 | 179.5858 | 52.9758 | 29.7336 | 374.8307 | 78.882 | 266.629 | 79.6048 | 370.5752 | 873.7691 | 44.182 | 280.0647 | 246.3297 | 355.2926 | 79.6048 | 32.4075 | 348.8927 | 269.0613 | 199.4503 | 210.8122 | 0 | 85.7403 | 153.3143 | 416.9935 | 0 | 91.1578 | 121.1741 | 188.0575 | 81.6632 | 123.7742 | 189.2088 | 79.2129 | 0 | 0 | 0 | 0 | 0 | 0 | 0 | 0 | 87.3683 | 0 | 159.6876 | 211.4609 | 229.3934 | 152.163 | 0 | 165.1949 | 51.1855 | 43.7159 | 23.8762 | 716.6239 | 39.3599 | 116.6845 | 50.77 | 50.77 | 93.3387 | 32.781 | 51.1855 | 39.3599 | 35.5389 | 35.5389 | 60.1759 | 0 | 0 | 0 | 0 | 32.781 | 32.781 | 32.781 | 53.6487 | 35.5389 | 114.6629 | 0 | 0 | 23.1112 | 0 | 0 | 0 | 100.9694 | 45.3089 | 126.606 | 58.0202 | 55.5607 | 23.1112 | 123.691 | 159.9979 | 35.4881 | 159.3087 | 131.8567 | 562.439 | 115.148 | 111.5659 | 136.8617 | 21.8876 | 26.6757 | 26.6757 | 21.8876 | 47.4143 | 79.6939 | 179.9226 | 1671.5943 | 133.8039 | 79.6939 | 75.2502 | 153.6534 | 104.8318 | 90.4136 | 87.6763 | 75.2502 | 159.5288 | 68.5908 | 45.3089 | 45.3089 | 153.6623 | 103.6124 | 0 | 0 | 0 | 26.6757 | 26.6757 | 29.8598 | 0 | 0 | 0 | 0 | 0 | 0 | 21.8876 | 45.3089 | 149.5741 | 26.6757 | 33.9404 | 68.4613 | 0 | 0 | 0 | 0 | 0 | 0 | 0 | 0 | 0 | 0 | 0 | 0 | 0 | 0 | 0 | 0 | 0 | 0 | 0 | 0 | 0 | 0 | 0 | 0 | 0 | 0 | 0 | 0 | 0 | 0 | 0 | 0 | 0 | 0 | 0 | 0 | 0 | 0 | 0 | 0 | 0 | 0 | 0 | 0 | 0 | 0 | 0 | 0 | 0 | 0 | 0 | 0 | 0 | 0 | 0 | 0 | 0 | 0 | 0 | 0 | 0 | 0 | 0 | 0 | 0 | 0 | 0 | 0 | 0 | 0 | 0 | 0 | 0 | 0 | 0 | 0 | 0 | 0 | 0 | 0 | 0 | 0 | 0 | 0 | 0 | 0 | 0 | 0 | 0 | 0 | 0 | 0 | 0 | 0 | 0 | 0 | 0 | 0 | 0 | 0 | 0 | 0 | 0 | 0 | 0 | 0 | 0 | 0 | 0 | 2017-01-27 22:00
t0648 | 0 | 126.933 | 329.1361 | 148.6344 | 37.0675 | 257.8173 | 37.0675 | 620.62 | 60.2887 | 60.2887 | 1914.299 | 64.2583 | 82.5604 | 346.0528 | 415.4379 | 61.531 | 75.0991 | 352.5301 | 219.565 | 371.6478 | 0 | 0 | 409.2893 | 36.5517 | 36.5517 | 36.5517 | 85.9193 | 163.5695 | 286.539 | 124.5938 | 336.3882 | 86.8232 | 251.1886 | 229.4774 | 277.3073 | 267.1742 | 143.4644 | 625.8604 | 377.5189 | 99.1064 | 231.305 | 274.8958 | 112.8033 | 239.3591 | 450.6002 | 112.8033 | 45.4591 | 295.8103 | 804.0037 | 170.7966 | 182.124 | 96.2129 | 187.6917 | 45.4591 | 174.3998 | 299.7795 | 101.7893 | 342.7478 | 35.2911 | 189.4848 | 35.2911 | 112.8033 | 163.5695 | 64.0795 | 450.6002 | 0 | 0 | 0 | 0 | 0 | 0 | 0 | 0 | 164.2479 | 0 | 0 | 0 | 0 | 255.1679 | 283.7836 | 27.2706 | 31.2878 | 223.5303 | 152.3999 | 11.8105 | 80.1524 | 90.2327 | 262.4575 | 152.8195 | 208.4886 | 91.5534 | 27.2706 | 260.8309 | 43.5213 | 251.1947 | 121.0287 | 155.357 | 46.5881 | 87.8129 | 466.8279 | 21.5384 | 149.6405 | 146.4756 | 11.8105 | 11.8105 | 60.9412 | 118.2884 | 62.6487 | 124.0639 | 151.222 | 78.6617 | 72.0247 | 581.8474 | 105.0802 | 80.1524 | 75.4944 | 75.4944 | 32.0039 | 44.6705 | 581.8474 | 350.2245 | 144.0009 | 0 | 0 | 0 | 76.0309 | 90.2327 | 73.5792 | 339.6158 | 87.8129 | 0 | 65.0832 | 44.6705 | 11.8105 | 60.1788 | 24.4043 | 0 | 0 | 0 | 84.5913 | 0 | 0 | 133.6197 | 0 | 29.6342 | 0 | 0 | 197.0804 | 85.7732 | 24.4043 | 28.5699 | 28.5699 | 63.4938 | 132.212 | 176.8063 | 130.6238 | 285.6897 | 178.8132 | 106.999 | 251.5063 | 224.2635 | 141.1715 | 139.4172 | 356.9111 | 174.6326 | 169.576 | 87.6115 | 82.2226 | 177.9735 | 189.0772 | 70.0725 | 82.2226 | 82.2226 | 135.761 | 87.6115 | 87.6115 | 87.6115 | 153.8877 | 161.8916 | 151.9861 | 124.4364 | 124.4364 | 96.6082 | 157.5382 | 419.0065 | 154.4915 | 95.3637 | 533.7581 | 168.9285 | 95.3637 | 348.0268 | 841.5257 | 129.6364 | 495.3764 | 369.0279 | 168.9285 | 98.7637 | 59.1728 | 195.0075 | 51.9246 | 51.9246 | 51.9246 | 151.6181 | 177.1626 | 66.5511 | 126.5429 | 212.0213 | 205.998 | 115.3078 | 115.3078 | 118.2335 | 366.7032 | 51.9246 | 381.3842 | 216.3312 | 363.5027 | 137.0887 | 112.3274 | 297.9856 | 90.0937 | 179.0296 | 90.0937 | 225.8744 | 75.6943 | 106.5739 | 64.0795 | 64.0795 | 75.6943 | 321.0853 | 270.6746 | 141.2676 | 190.6585 | 115.5386 | 75.6943 | 778.487 | 181.3781 | 187.9736 | 431.7925 | 683.6787 | 87.3946 | 96.2152 | 148.3901 | 317.0747 | 96.2152 | 55.0804 | 124.6353 | 101.6295 | 89.9232 | 103.7234 | 53.9567 | 53.9567 | 88.904 | 50.7356 | 147.3719 | 228.8156 | 103.3534 | 179.0296 | 96.5999 | 203.8572 | 175.3888 | 103.3534 | 96.5999 | 76.2005 | 229.3465 | 173.2241 | 51.8214 | 27.4352 | 356.0652 | 73.7767 | 247.925 | 74.1773 | 352.1082 | 846.3031 | 41.6844 | 259.427 | 229.3465 | 331.765 | 74.1773 | 29.6342 | 362.3656 | 250.4196 | 194.309 | 209.3619 | 0 | 82.2226 | 145.7448 | 402.036 | 0 | 87.3946 | 114.6384 | 177.9735 | 77.4013 | 112.0956 | 180.7221 | 73.2558 | 0 | 0 | 0 | 0 | 0 | 0 | 0 | 0 | 85.7732 | 0 | 154.2461 | 213.0909 | 214.6372 | 143.972 | 0 | 152.6025 | 45.2271 | 40.6181 | 21.5384 | 649.7868 | 37.3222 | 106.9806 | 45.8921 | 45.8921 | 81.8192 | 29.7912 | 45.2271 | 37.3222 | 32.55 | 32.55 | 55.3906 | 0 | 0 | 0 | 0 | 29.7912 | 29.7912 | 29.7912 | 49.5484 | 32.55 | 106.338 | 0 | 0 | 21.3665 | 0 | 0 | 0 | 92.9232 | 44.1704 | 117.296 | 57.6656 | 51.7078 | 21.3665 | 119.3003 | 146.163 | 33.0104 | 154.6952 | 124.4033 | 537.9738 | 109.2969 | 106.0376 | 128.9471 | 20.7662 | 25.3629 | 25.3629 | 20.7662 | 43.1951 | 74.3599 | 168.082 | 1574.2547 | 120.6338 | 74.3599 | 70.6696 | 141.2264 | 95.3932 | 81.7389 | 79.2502 | 70.6696 | 145.2415 | 64.0979 | 44.1704 | 44.1704 | 142.2234 | 95.1011 | 0 | 0 | 0 | 25.3629 | 25.3629 | 27.3796 | 0 | 0 | 0 | 0 | 0 | 0 | 20.7662 | 44.1704 | 138.1863 | 25.3629 | 32.0369 | 62.2592 | 0 | 0 | 0 | 0 | 0 | 0 | 0 | 0 | 0 | 0 | 0 | 0 | 0 | 0 | 0 | 0 | 0 | 0 | 0 | 0 | 0 | 0 | 0 | 0 | 0 | 0 | 0 | 0 | 0 | 0 | 0 | 0 | 0 | 0 | 0 | 0 | 0 | 0 | 0 | 0 | 0 | 0 | 0 | 0 | 0 | 0 | 0 | 0 | 0 | 0 | 0 | 0 | 0 | 0 | 0 | 0 | 0 | 0 | 0 | 0 | 0 | 0 | 0 | 0 | 0 | 0 | 0 | 0 | 0 | 0 | 0 | 0 | 0 | 0 | 0 | 0 | 0 | 0 | 0 | 0 | 0 | 0 | 0 | 0 | 0 | 0 | 0 | 0 | 0 | 0 | 0 | 0 | 0 | 0 | 0 | 0 | 0 | 0 | 0 | 0 | 0 | 0 | 0 | 0 | 0 | 0 | 0 | 0 | 0 | 2017-01-27 23:00
t0649 | 0 | 126.5921 | 312.8698 | 147.9441 | 34.5063 | 242.9029 | 34.5063 | 660.8567 | 57.5214 | 57.5214 | 1872.3985 | 58.7256 | 81.3695 | 350.2644 | 416.1455 | 61.7049 | 72.5946 | 344.3451 | 212.3631 | 379.4341 | 0 | 0 | 391.5162 | 35.6574 | 35.6574 | 35.6574 | 85.7749 | 162.1026 | 292.1116 | 118.5602 | 328.4506 | 83.2934 | 253.7207 | 232.8542 | 272.4624 | 258.515 | 142.7724 | 656.9657 | 385.1909 | 98.2864 | 237.1934 | 270.4234 | 112.967 | 239.4043 | 458.6265 | 112.967 | 45.0896 | 293.4094 | 803.8156 | 172.8993 | 177.8805 | 93.2379 | 188.5867 | 45.0896 | 172.8058 | 304.6616 | 101.4886 | 333.3293 | 33.7759 | 192.7972 | 33.7759 | 112.967 | 162.1026 | 63.0835 | 458.6265 | 0 | 0 | 0 | 0 | 0 | 0 | 0 | 0 | 161.9729 | 0 | 0 | 0 | 0 | 251.7053 | 277.0886 | 26.7572 | 28.9078 | 207.8876 | 147.1504 | 11.1465 | 75.9005 | 85.8355 | 254.1804 | 150.2007 | 205.2205 | 84.3597 | 26.7572 | 242.8682 | 41.1872 | 240.9549 | 114.633 | 150.7043 | 44.4925 | 84.0843 | 443.285 | 19.5534 | 144.6315 | 138.1324 | 11.1465 | 11.1465 | 56.6582 | 116.6721 | 59.8623 | 118.2279 | 148.065 | 70.7294 | 61.3586 | 524.7386 | 95.418 | 75.9005 | 72.7883 | 72.7883 | 30.4214 | 40.2394 | 524.7386 | 325.9544 | 140.4954 | 0 | 0 | 0 | 73.5944 | 85.8355 | 71.2395 | 322.8283 | 84.0843 | 0 | 62.9933 | 40.2394 | 11.1465 | 55.6601 | 22.4774 | 0 | 0 | 0 | 82.0336 | 0 | 0 | 128.4373 | 0 | 27.3928 | 0 | 0 | 191.8734 | 86.5282 | 22.4774 | 27.4874 | 27.4874 | 58.3382 | 124.4599 | 164.9788 | 124.4373 | 277.4392 | 175.8296 | 102.9832 | 244.0807 | 212.9597 | 132.0024 | 134.1203 | 333.9295 | 169.9821 | 156.3383 | 86.1805 | 80.3823 | 170.6989 | 176.2537 | 66.0461 | 80.3823 | 80.3823 | 125.72 | 86.1805 | 86.1805 | 86.1805 | 143.8991 | 158.2231 | 140.3663 | 117.5409 | 117.5409 | 91.0265 | 145.0097 | 407.3091 | 155.4963 | 87.468 | 499.6402 | 163.8371 | 87.468 | 309.4743 | 800.7565 | 118.8442 | 463.0349 | 353.0938 | 163.8371 | 93.3411 | 56.2283 | 179.2906 | 50.4732 | 50.4732 | 50.4732 | 141.26 | 160.8935 | 60.1818 | 128.643 | 205.5317 | 203.98 | 115.0614 | 115.0614 | 113.4584 | 370.6348 | 50.4732 | 357.7277 | 212.72 | 356.5904 | 135.1768 | 109.2148 | 272.2726 | 86.6511 | 181.4183 | 86.6511 | 217.3098 | 71.1597 | 104.7271 | 63.0835 | 63.0835 | 71.1597 | 327.4979 | 272.212 | 135.3127 | 179.6295 | 115.615 | 71.1597 | 800.5193 | 177.5113 | 177.2316 | 409.9238 | 645.0146 | 85.5419 | 94.818 | 137.1215 | 303.6161 | 94.818 | 52.8133 | 119.2099 | 100.7823 | 87.0212 | 97.3922 | 52.5198 | 52.5198 | 87.2073 | 48.057 | 141.2575 | 223.3157 | 99.1046 | 181.4183 | 92.9001 | 192.3438 | 172.056 | 99.1046 | 92.9001 | 71.0546 | 213.8269 | 170.5573 | 52.1165 | 25.6727 | 344.8388 | 70.0497 | 232.743 | 70.0528 | 341.6852 | 833.0154 | 40.1292 | 244.0247 | 213.8269 | 311.6185 | 70.0528 | 27.3928 | 388.2044 | 235.5163 | 193.3627 | 213.6357 | 0 | 80.3823 | 141.5203 | 387.0036 | 0 | 85.5419 | 110.1551 | 170.6989 | 74.0748 | 102.2446 | 176.3174 | 68.421 | 0 | 0 | 0 | 0 | 0 | 0 | 0 | 0 | 86.5282 | 0 | 152.4134 | 221.3727 | 201.8843 | 137.5833 | 0 | 142.2502 | 39.5862 | 38.2498 | 19.5534 | 584.816 | 36.0742 | 97.8843 | 41.6026 | 41.6026 | 70.6899 | 27.1499 | 39.5862 | 36.0742 | 30.1459 | 30.1459 | 51.5619 | 0 | 0 | 0 | 0 | 27.1499 | 27.1499 | 27.1499 | 46.2612 | 30.1459 | 99.8329 | 0 | 0 | 19.758 | 0 | 0 | 0 | 86.2704 | 44.1032 | 109.5264 | 58.6988 | 48.7451 | 19.758 | 117.7431 | 132.8211 | 31.1895 | 153.541 | 118.9956 | 521.4696 | 105.6595 | 102.6647 | 123.3521 | 20.0491 | 24.5813 | 24.5813 | 20.0491 | 39.4797 | 70.1549 | 159.2421 | 1481.1383 | 108.2231 | 70.1549 | 67.2017 | 128.6435 | 86.9967 | 74.2387 | 71.5929 | 67.2017 | 132.2541 | 60.3096 | 44.1032 | 44.1032 | 133.1127 | 87.2641 | 0 | 0 | 0 | 24.5813 | 24.5813 | 25.2839 | 0 | 0 | 0 | 0 | 0 | 0 | 20.0491 | 44.1032 | 128.3529 | 24.5813 | 30.7477 | 56.9791 | 0 | 0 | 0 | 0 | 0 | 0 | 0 | 0 | 0 | 0 | 0 | 0 | 0 | 0 | 0 | 0 | 0 | 0 | 0 | 0 | 0 | 0 | 0 | 0 | 0 | 0 | 0 | 0 | 0 | 0 | 0 | 0 | 0 | 0 | 0 | 0 | 0 | 0 | 0 | 0 | 0 | 0 | 0 | 0 | 0 | 0 | 0 | 0 | 0 | 0 | 0 | 0 | 0 | 0 | 0 | 0 | 0 | 0 | 0 | 0 | 0 | 0 | 0 | 0 | 0 | 0 | 0 | 0 | 0 | 0 | 0 | 0 | 0 | 0 | 0 | 0 | 0 | 0 | 0 | 0 | 0 | 0 | 0 | 0 | 0 | 0 | 0 | 0 | 0 | 0 | 0 | 0 | 0 | 0 | 0 | 0 | 0 | 0 | 0 | 0 | 0 | 0 | 0 | 0 | 0 | 0 | 0 | 0 | 0 | 2017-01-28
t0650 | 0 | 125.327 | 300.6767 | 146.4643 | 32.7564 | 232.1791 | 32.7564 | 679.636 | 55.2682 | 55.2682 | 1822.3945 | 54.9689 | 80.1381 | 349.7511 | 413.5633 | 61.4091 | 70.5988 | 336.9272 | 206.5564 | 381.2951 | 0 | 0 | 377.6011 | 34.891 | 34.891 | 34.891 | 85.0528 | 160.008 | 293.2321 | 113.3774 | 320.6859 | 80.5509 | 253.3735 | 233.1746 | 267.6853 | 251.4721 | 141.4021 | 670.1601 | 386.2575 | 97.0941 | 238.9118 | 265.5406 | 112.1939 | 237.5972 | 458.3214 | 112.1939 | 44.6002 | 289.8363 | 797.5795 | 172.8877 | 173.8329 | 90.8422 | 187.7402 | 44.6002 | 170.6665 | 305.3588 | 100.6205 | 324.8547 | 32.6568 | 193.3529 | 32.6568 | 112.1939 | 160.008 | 62.0205 | 458.3214 | 0 | 0 | 0 | 0 | 0 | 0 | 0 | 0 | 159.4758 | 0 | 0 | 0 | 0 | 247.7178 | 271.1951 | 26.2946 | 27.3757 | 197.0153 | 143.187 | 10.6905 | 72.9507 | 82.8188 | 247.2407 | 147.5272 | 201.8198 | 79.5747 | 26.2946 | 229.9197 | 39.5901 | 233.0753 | 110.2079 | 147.0616 | 43.0113 | 81.3844 | 425.7528 | 18.2923 | 140.7695 | 132.3736 | 10.6905 | 10.6905 | 53.7495 | 114.9008 | 57.8619 | 114.0779 | 145.1363 | 65.3069 | 54.1657 | 485.266 | 89.2187 | 72.9507 | 70.7696 | 70.7696 | 29.3129 | 37.3525 | 485.266 | 308.652 | 137.6257 | 0 | 0 | 0 | 71.7445 | 82.8188 | 69.4289 | 310.6969 | 81.3844 | 0 | 61.3902 | 37.3525 | 10.6905 | 52.5371 | 21.1866 | 0 | 0 | 0 | 79.9552 | 0 | 0 | 124.466 | 0 | 25.9301 | 0 | 0 | 187.4763 | 86.3795 | 21.1866 | 26.6737 | 26.6737 | 55.0311 | 119.052 | 156.7453 | 120.0087 | 270.0501 | 172.7974 | 99.8615 | 237.9941 | 204.0592 | 125.6371 | 130.0724 | 315.5936 | 165.9634 | 147.431 | 84.5936 | 78.669 | 164.9386 | 167.5468 | 63.2087 | 78.669 | 78.669 | 118.6874 | 84.5936 | 84.5936 | 84.5936 | 136.9618 | 154.772 | 132.4484 | 112.6632 | 112.6632 | 87.0703 | 136.1318 | 397.2211 | 154.8169 | 82.113 | 471.038 | 159.415 | 82.113 | 282.0667 | 766.0598 | 111.6777 | 439.2095 | 340.7995 | 159.415 | 89.3348 | 54.0959 | 168.9001 | 49.278 | 49.278 | 49.278 | 134.243 | 149.7696 | 56.0382 | 129.0256 | 200.2296 | 201.3236 | 114.0482 | 114.0482 | 109.7312 | 370.4541 | 49.278 | 340.7528 | 209.036 | 349.9108 | 133.0856 | 106.6752 | 253.7109 | 83.9907 | 181.3872 | 83.9907 | 210.3324 | 67.8868 | 102.7347 | 62.0205 | 62.0205 | 67.8868 | 328.5591 | 271.0204 | 130.6156 | 171.5273 | 114.7387 | 67.8868 | 806.798 | 173.9535 | 168.9511 | 392.6556 | 612.5157 | 83.8295 | 93.3058 | 129.4371 | 293.1534 | 93.3058 | 51.1571 | 115.0819 | 99.54 | 84.6948 | 92.9728 | 51.2621 | 51.2621 | 85.5032 | 46.1185 | 136.0458 | 218.1476 | 95.9067 | 181.3872 | 89.9679 | 183.6607 | 168.8719 | 95.9067 | 89.9679 | 67.5877 | 202.3032 | 167.6416 | 51.9565 | 24.4985 | 335.8594 | 67.3875 | 221.9464 | 67.1456 | 333.4099 | 816.9627 | 38.9796 | 233.6468 | 202.3032 | 296.6828 | 67.1456 | 25.9301 | 400.308 | 224.9119 | 191.1683 | 214.5211 | 0 | 78.669 | 138.148 | 371.9381 | 0 | 83.8295 | 106.6542 | 164.9386 | 71.3618 | 95.9248 | 172.5372 | 65.0862 | 0 | 0 | 0 | 0 | 0 | 0 | 0 | 0 | 86.3795 | 0 | 150.2343 | 224.6581 | 192.2868 | 132.4603 | 0 | 135.1166 | 35.9958 | 36.6083 | 18.2923 | 540.3534 | 35.0959 | 91.519 | 38.8139 | 38.8139 | 63.6382 | 25.399 | 35.9958 | 35.0959 | 28.5695 | 28.5695 | 48.9979 | 0 | 0 | 0 | 0 | 25.399 | 25.399 | 25.399 | 44.0204 | 28.5695 | 95.3393 | 0 | 0 | 18.6006 | 0 | 0 | 0 | 81.7592 | 43.7315 | 104.0615 | 58.7869 | 46.6656 | 18.6006 | 116.004 | 123.5075 | 29.9365 | 151.639 | 114.8381 | 506.6563 | 102.7611 | 99.9365 | 119.1341 | 19.4779 | 23.9485 | 23.9485 | 19.4779 | 36.9994 | 67.1278 | 152.9367 | 1406.4371 | 99.967 | 67.1278 | 64.6144 | 119.5302 | 81.3899 | 69.3986 | 66.5415 | 64.6144 | 123.4888 | 57.4997 | 43.7315 | 43.7315 | 126.8453 | 81.7921 | 0 | 0 | 0 | 23.9485 | 23.9485 | 23.8735 | 0 | 0 | 0 | 0 | 0 | 0 | 19.4779 | 43.7315 | 121.4515 | 23.9485 | 29.7682 | 53.5274 | 0 | 0 | 0 | 0 | 0 | 0 | 0 | 0 | 0 | 0 | 0 | 0 | 0 | 0 | 0 | 0 | 0 | 0 | 0 | 0 | 0 | 0 | 0 | 0 | 0 | 0 | 0 | 0 | 0 | 0 | 0 | 0 | 0 | 0 | 0 | 0 | 0 | 0 | 0 | 0 | 0 | 0 | 0 | 0 | 0 | 0 | 0 | 0 | 0 | 0 | 0 | 0 | 0 | 0 | 0 | 0 | 0 | 0 | 0 | 0 | 0 | 0 | 0 | 0 | 0 | 0 | 0 | 0 | 0 | 0 | 0 | 0 | 0 | 0 | 0 | 0 | 0 | 0 | 0 | 0 | 0 | 0 | 0 | 0 | 0 | 0 | 0 | 0 | 0 | 0 | 0 | 0 | 0 | 0 | 0 | 0 | 0 | 0 | 0 | 0 | 0 | 0 | 0 | 0 | 0 | 0 | 0 | 0 | 0 | 2017-01-28 01:00
t0651 | 0 | 123.8704 | 294.6168 | 144.8573 | 32.0039 | 227.1815 | 32.0039 | 679.3047 | 54.0708 | 54.0708 | 1786.9543 | 53.4273 | 79.1743 | 346.5072 | 409.4847 | 60.854 | 69.4678 | 332.0488 | 203.2327 | 378.7301 | 0 | 0 | 370.2841 | 34.4026 | 34.4026 | 34.4026 | 84.1498 | 158.0876 | 291.1365 | 110.5696 | 315.5015 | 79.0928 | 251.2154 | 231.3787 | 264.1964 | 247.412 | 139.9079 | 668.2073 | 383.0452 | 95.9715 | 237.4336 | 261.849 | 111.036 | 235.1025 | 453.5507 | 111.036 | 44.131 | 286.4582 | 789.175 | 171.48 | 171.1381 | 89.4492 | 185.972 | 44.131 | 168.7072 | 303.0875 | 99.5836 | 319.5481 | 32.0872 | 191.9375 | 32.0872 | 111.036 | 158.0876 | 61.207 | 453.5507 | 0 | 0 | 0 | 0 | 0 | 0 | 0 | 0 | 157.4874 | 0 | 0 | 0 | 0 | 244.515 | 267.3683 | 25.9699 | 26.7674 | 192.277 | 141.0197 | 10.4845 | 71.5884 | 81.4083 | 243.158 | 145.5535 | 199.2305 | 77.6204 | 25.9699 | 224.0756 | 38.8627 | 228.9115 | 108.1668 | 144.95 | 42.2882 | 80.0241 | 417.1169 | 17.8175 | 138.6174 | 129.7688 | 10.4845 | 10.4845 | 52.51 | 113.484 | 56.8719 | 112.0665 | 143.1362 | 63.1209 | 51.4457 | 469.1045 | 86.8562 | 71.5884 | 69.6851 | 69.6851 | 28.7881 | 36.2469 | 469.1045 | 300.9254 | 135.8207 | 0 | 0 | 0 | 70.7085 | 81.4083 | 68.4032 | 304.8199 | 80.0241 | 0 | 60.4883 | 36.2469 | 10.4845 | 51.2009 | 20.6559 | 0 | 0 | 0 | 78.7344 | 0 | 0 | 122.3462 | 0 | 25.3402 | 0 | 0 | 184.7517 | 85.6542 | 20.6559 | 26.2414 | 26.2414 | 53.7409 | 116.5999 | 153.1202 | 117.8556 | 265.4897 | 170.541 | 98.1678 | 234.3819 | 199.5104 | 122.8249 | 127.9034 | 306.5483 | 163.4593 | 143.7455 | 83.3933 | 77.5222 | 161.8473 | 163.8102 | 61.9057 | 77.5222 | 77.5222 | 115.6326 | 83.3933 | 83.3933 | 83.3933 | 133.8951 | 152.4643 | 129.1179 | 110.3983 | 110.3983 | 85.2472 | 132.2826 | 391.0219 | 153.2863 | 79.9031 | 456.4431 | 156.7456 | 79.9031 | 270.7049 | 747.3586 | 108.7874 | 428.1559 | 334.3819 | 156.7456 | 87.4079 | 53.0628 | 164.7041 | 48.5562 | 48.5562 | 48.5562 | 131.2427 | 145.2198 | 54.4445 | 128.1273 | 197.1189 | 198.9468 | 112.8171 | 112.8171 | 107.7411 | 367.4969 | 48.5562 | 332.967 | 206.2935 | 345.1773 | 131.4247 | 105.1429 | 245.6301 | 82.5584 | 179.8342 | 82.5584 | 206.4634 | 66.368 | 101.2586 | 61.207 | 61.207 | 66.368 | 325.9928 | 268.4121 | 128.1181 | 167.6883 | 113.5129 | 66.368 | 801.4958 | 171.5439 | 164.8786 | 383.8229 | 595.5843 | 82.6665 | 92.1213 | 126.1981 | 287.6456 | 92.1213 | 50.3111 | 112.9492 | 98.3747 | 83.3608 | 90.9852 | 50.475 | 50.475 | 84.2889 | 45.1925 | 133.1482 | 214.7495 | 94.2422 | 179.8342 | 88.3688 | 179.446 | 166.6195 | 94.2422 | 88.3688 | 66.1096 | 196.9576 | 165.3991 | 51.5136 | 23.9978 | 330.6822 | 66.1151 | 217.018 | 65.8006 | 328.5669 | 804.5872 | 38.372 | 229.0938 | 196.9576 | 289.6245 | 65.8006 | 25.3402 | 400.2794 | 220.0402 | 188.8658 | 212.978 | 0 | 77.5222 | 136.1576 | 362.7766 | 0 | 82.6665 | 104.7696 | 161.8473 | 69.8988 | 93.4965 | 170.1248 | 63.6261 | 0 | 0 | 0 | 0 | 0 | 0 | 0 | 0 | 85.6542 | 0 | 148.4038 | 223.7594 | 187.6808 | 129.7422 | 0 | 132.0131 | 34.7062 | 35.8671 | 17.8175 | 522.3861 | 34.5462 | 88.8215 | 37.7378 | 37.7378 | 61.1508 | 24.702 | 34.7062 | 34.5462 | 27.9274 | 27.9274 | 47.9163 | 0 | 0 | 0 | 0 | 24.702 | 24.702 | 24.702 | 43.0507 | 27.9274 | 93.3375 | 0 | 0 | 18.087 | 0 | 0 | 0 | 79.8467 | 43.2645 | 101.6286 | 58.2802 | 45.7132 | 18.087 | 114.5901 | 119.6135 | 29.367 | 149.8107 | 112.676 | 497.6432 | 101.1175 | 98.3596 | 116.9656 | 19.1573 | 23.5793 | 23.5793 | 19.1573 | 35.9992 | 65.709 | 149.9546 | 1368.9256 | 96.7467 | 65.709 | 63.3306 | 115.5695 | 79.1375 | 67.5408 | 64.5704 | 63.3306 | 119.9367 | 56.1644 | 43.2645 | 43.2645 | 124.0907 | 79.4662 | 0 | 0 | 0 | 23.5793 | 23.5793 | 23.2877 | 0 | 0 | 0 | 0 | 0 | 0 | 19.1573 | 43.2645 | 118.4268 | 23.5793 | 29.2528 | 52.1635 | 0 | 0 | 0 | 0 | 0 | 0 | 0 | 0 | 0 | 0 | 0 | 0 | 0 | 0 | 0 | 0 | 0 | 0 | 0 | 0 | 0 | 0 | 0 | 0 | 0 | 0 | 0 | 0 | 0 | 0 | 0 | 0 | 0 | 0 | 0 | 0 | 0 | 0 | 0 | 0 | 0 | 0 | 0 | 0 | 0 | 0 | 0 | 0 | 0 | 0 | 0 | 0 | 0 | 0 | 0 | 0 | 0 | 0 | 0 | 0 | 0 | 0 | 0 | 0 | 0 | 0 | 0 | 0 | 0 | 0 | 0 | 0 | 0 | 0 | 0 | 0 | 0 | 0 | 0 | 0 | 0 | 0 | 0 | 0 | 0 | 0 | 0 | 0 | 0 | 0 | 0 | 0 | 0 | 0 | 0 | 0 | 0 | 0 | 0 | 0 | 0 | 0 | 0 | 0 | 0 | 0 | 0 | 0 | 0 | 2017-01-28 02:00
t0652 | 0 | 123.6442 | 294.1907 | 144.488 | 31.9345 | 226.8159 | 31.9345 | 677.329 | 54.0807 | 54.0807 | 1790.0065 | 53.3753 | 78.9406 | 345.8642 | 408.4085 | 60.6645 | 69.303 | 331.3132 | 202.776 | 377.6761 | 0 | 0 | 369.839 | 34.3085 | 34.3085 | 34.3085 | 83.9426 | 157.7241 | 290.3693 | 110.8106 | 315.188 | 78.9516 | 250.546 | 230.7426 | 263.5161 | 246.8789 | 139.5056 | 666.4752 | 382.4105 | 95.7273 | 236.7944 | 261.3851 | 110.7791 | 234.5552 | 453.3878 | 110.7791 | 43.985 | 285.7546 | 787.3207 | 171.0185 | 170.8889 | 89.2194 | 185.488 | 43.985 | 168.2496 | 302.2479 | 99.3 | 319.1111 | 32.0041 | 191.4146 | 32.0041 | 110.7791 | 157.7241 | 61.0679 | 453.3878 | 0 | 0 | 0 | 0 | 0 | 0 | 0 | 0 | 157.086 | 0 | 0 | 0 | 0 | 243.985 | 266.6892 | 25.8853 | 26.6662 | 191.9904 | 140.5712 | 10.4523 | 71.3689 | 81.1076 | 242.7291 | 145.2225 | 198.7317 | 77.433 | 25.8853 | 224.0099 | 38.7316 | 228.4586 | 107.8258 | 144.49 | 42.1469 | 79.7783 | 416.4953 | 17.7549 | 138.2101 | 129.3966 | 10.4523 | 10.4523 | 52.3903 | 113.1856 | 56.6985 | 111.7291 | 142.7866 | 63.1654 | 51.6837 | 469.5875 | 86.5881 | 71.3689 | 69.4603 | 69.4603 | 28.6977 | 36.1767 | 469.5875 | 300.7304 | 135.3613 | 0 | 0 | 0 | 70.4691 | 81.1076 | 68.1909 | 304.0948 | 79.7783 | 0 | 60.2943 | 36.1767 | 10.4523 | 51.1383 | 20.6124 | 0 | 0 | 0 | 78.5353 | 0 | 0 | 122.0602 | 0 | 25.2561 | 0 | 0 | 184.274 | 85.4056 | 20.6124 | 26.167 | 26.167 | 53.5445 | 116.3178 | 152.8562 | 117.5229 | 265.1887 | 170.1218 | 97.9497 | 233.795 | 199.5158 | 122.5798 | 127.5839 | 307.4167 | 163.1004 | 143.4571 | 83.2629 | 77.3645 | 161.6316 | 163.4037 | 61.7672 | 77.3645 | 77.3645 | 115.5376 | 83.2629 | 83.2629 | 83.2629 | 133.6295 | 152.1868 | 128.9051 | 110.1412 | 110.1412 | 85.0734 | 132.3136 | 390.2504 | 152.9723 | 79.799 | 458.5771 | 156.5252 | 79.799 | 271.8304 | 748.7851 | 108.5535 | 428.1776 | 333.8537 | 156.5252 | 87.307 | 52.9414 | 164.29 | 48.4252 | 48.4252 | 48.4252 | 130.9121 | 145.1997 | 54.3231 | 127.7311 | 196.6504 | 198.44 | 112.5482 | 112.5482 | 107.5555 | 366.3971 | 48.4252 | 332.5615 | 205.7958 | 344.3497 | 131.0894 | 104.8402 | 246.0897 | 82.3731 | 179.4281 | 82.3731 | 206.2166 | 66.2838 | 101.1013 | 61.0679 | 61.0679 | 66.2838 | 325.3157 | 267.7836 | 127.9616 | 167.5266 | 113.2706 | 66.2838 | 799.8188 | 171.1245 | 164.9507 | 383.8792 | 597.4952 | 82.467 | 91.8945 | 125.9885 | 287.2107 | 91.8945 | 50.1588 | 112.7399 | 98.1343 | 83.1579 | 90.7869 | 50.3743 | 50.3743 | 84.1288 | 45.1032 | 133.2165 | 214.4286 | 94.0154 | 179.4281 | 88.2174 | 179.385 | 166.1965 | 94.0154 | 88.2174 | 65.927 | 197.0848 | 165.0588 | 51.3505 | 23.9174 | 329.8264 | 65.9461 | 216.6737 | 65.642 | 327.5802 | 803.9745 | 38.2483 | 228.3248 | 197.0848 | 289.5324 | 65.642 | 25.2561 | 399.2404 | 219.6558 | 188.5314 | 212.4472 | 0 | 77.3645 | 135.7476 | 364.0842 | 0 | 82.467 | 104.5705 | 161.6316 | 69.8783 | 93.1874 | 169.6592 | 63.4917 | 0 | 0 | 0 | 0 | 0 | 0 | 0 | 0 | 85.4056 | 0 | 148.03 | 223.1112 | 187.6799 | 129.6811 | 0 | 131.7513 | 34.6463 | 35.7726 | 17.7549 | 522.7419 | 34.4546 | 88.8459 | 37.6472 | 37.6472 | 61.0651 | 24.6566 | 34.6463 | 34.4546 | 27.8365 | 27.8365 | 47.78 | 0 | 0 | 0 | 0 | 24.6566 | 24.6566 | 24.6566 | 42.9444 | 27.8365 | 93.1055 | 0 | 0 | 18.094 | 0 | 0 | 0 | 79.6689 | 43.1608 | 101.4825 | 58.1812 | 45.6049 | 18.094 | 114.2852 | 119.7116 | 29.2759 | 149.4999 | 112.4932 | 497.3001 | 100.8765 | 98.1283 | 116.7221 | 19.1152 | 23.5205 | 23.5205 | 19.1152 | 35.9372 | 65.5963 | 149.5972 | 1371.7895 | 96.6897 | 65.5963 | 63.2284 | 115.8461 | 79.0141 | 67.3491 | 64.474 | 63.2284 | 119.8211 | 56.1357 | 43.1608 | 43.1608 | 123.7971 | 79.4587 | 0 | 0 | 0 | 23.5205 | 23.5205 | 23.2384 | 0 | 0 | 0 | 0 | 0 | 0 | 19.1152 | 43.1608 | 118.3054 | 23.5205 | 29.1849 | 52.0229 | 0 | 0 | 0 | 0 | 0 | 0 | 0 | 0 | 0 | 0 | 0 | 0 | 0 | 0 | 0 | 0 | 0 | 0 | 0 | 0 | 0 | 0 | 0 | 0 | 0 | 0 | 0 | 0 | 0 | 0 | 0 | 0 | 0 | 0 | 0 | 0 | 0 | 0 | 0 | 0 | 0 | 0 | 0 | 0 | 0 | 0 | 0 | 0 | 0 | 0 | 0 | 0 | 0 | 0 | 0 | 0 | 0 | 0 | 0 | 0 | 0 | 0 | 0 | 0 | 0 | 0 | 0 | 0 | 0 | 0 | 0 | 0 | 0 | 0 | 0 | 0 | 0 | 0 | 0 | 0 | 0 | 0 | 0 | 0 | 0 | 0 | 0 | 0 | 0 | 0 | 0 | 0 | 0 | 0 | 0 | 0 | 0 | 0 | 0 | 0 | 0 | 0 | 0 | 0 | 0 | 0 | 0 | 0 | 0 | 2017-01-28 03:00
t0653 | 0 | 121.7556 | 293.9308 | 141.7738 | 31.966 | 226.9686 | 31.966 | 653.086 | 54.4642 | 54.4642 | 1805.9951 | 54.0714 | 77.4737 | 339.3156 | 399.9372 | 59.2274 | 68.578 | 327.2457 | 200.7645 | 367.85 | 0 | 0 | 369.3821 | 33.7995 | 33.7995 | 33.7995 | 82.3462 | 155.146 | 283.1483 | 112.8913 | 313.4705 | 78.5394 | 244.8078 | 225.1056 | 259.3696 | 244.5298 | 136.6405 | 645.7696 | 374.881 | 94.0163 | 230.5167 | 258.3497 | 108.6801 | 230.1627 | 447.943 | 108.6801 | 43.012 | 280.7767 | 772.5617 | 166.9886 | 169.5093 | 88.1309 | 181.5329 | 43.012 | 165.1235 | 294.7215 | 97.2311 | 317.0409 | 31.7146 | 186.6452 | 31.7146 | 108.6801 | 155.146 | 60.179 | 447.943 | 0 | 0 | 0 | 0 | 0 | 0 | 0 | 0 | 154.4929 | 0 | 0 | 0 | 0 | 240.4537 | 262.9638 | 25.3895 | 26.5114 | 192.9521 | 138.5141 | 10.3698 | 70.7412 | 80.0118 | 240.8865 | 143.1663 | 195.592 | 77.6341 | 25.3895 | 226.5364 | 38.3317 | 227.0286 | 106.8195 | 142.2072 | 41.6146 | 78.8342 | 416.1473 | 17.772 | 136.3362 | 128.5481 | 10.3698 | 10.3698 | 52.429 | 111.2622 | 56.0664 | 110.5887 | 140.7681 | 64.8946 | 55.1813 | 482.8413 | 86.8715 | 70.7412 | 68.4528 | 68.4528 | 28.4036 | 36.6165 | 482.8413 | 303.5736 | 132.8667 | 0 | 0 | 0 | 69.3123 | 80.0118 | 67.1732 | 302.2604 | 78.8342 | 0 | 59.3653 | 36.6165 | 10.3698 | 51.5517 | 20.7035 | 0 | 0 | 0 | 77.5804 | 0 | 0 | 120.9876 | 0 | 25.171 | 0 | 0 | 181.7892 | 83.3631 | 20.7035 | 25.8586 | 25.8586 | 53.3602 | 115.9018 | 153.2784 | 116.4561 | 263.9078 | 167.5207 | 97.1174 | 230.9395 | 201.017 | 122.6616 | 126.3212 | 315.7458 | 161.2611 | 144.1315 | 82.3925 | 76.4747 | 161.2004 | 163.2161 | 61.587 | 76.4747 | 76.4747 | 116.6875 | 82.3925 | 82.3925 | 82.3925 | 133.7252 | 150.6282 | 129.7008 | 109.698 | 109.698 | 84.9265 | 134.6381 | 386.462 | 150.1147 | 80.6071 | 475.5589 | 155.5876 | 80.6071 | 285.425 | 761.7368 | 109.1594 | 433.3471 | 332.7226 | 155.5876 | 87.5094 | 52.6534 | 164.7333 | 47.7621 | 47.7621 | 47.7621 | 130.7546 | 148.044 | 54.8291 | 124.3146 | 194.4436 | 194.9655 | 110.4693 | 110.4693 | 107.0224 | 357.2896 | 47.7621 | 333.9191 | 202.7007 | 339.4034 | 128.9267 | 103.2925 | 253.1798 | 81.6784 | 175.5851 | 81.6784 | 205.6547 | 66.494 | 100.076 | 60.179 | 60.179 | 66.494 | 318.1855 | 262.4006 | 127.7442 | 168.236 | 111.2576 | 66.494 | 780.7542 | 168.7228 | 166.8895 | 387.0468 | 613.5007 | 81.3214 | 90.437 | 126.7361 | 286.2862 | 90.437 | 49.5594 | 112.1991 | 96.4369 | 82.2358 | 90.6474 | 49.8617 | 49.8617 | 83.153 | 44.975 | 134.2373 | 212.6942 | 93.2129 | 175.5851 | 87.734 | 180.6897 | 163.6795 | 93.2129 | 87.734 | 65.7428 | 200.2552 | 162.8455 | 50.0849 | 23.7483 | 325.8214 | 65.504 | 217.0651 | 65.3521 | 322.6827 | 798.9898 | 37.7092 | 226.3719 | 200.2552 | 292.039 | 65.3521 | 25.171 | 385.1419 | 219.7451 | 185.8094 | 207.285 | 0 | 76.4747 | 133.6899 | 372.625 | 0 | 81.3214 | 103.9125 | 161.2004 | 70.1334 | 93.2512 | 167.1396 | 63.513 | 0 | 0 | 0 | 0 | 0 | 0 | 0 | 0 | 83.3631 | 0 | 145.5381 | 216.3039 | 189.5553 | 130.078 | 0 | 131.9645 | 35.435 | 35.5985 | 17.772 | 536.8261 | 34.0414 | 90.5863 | 37.9335 | 37.9335 | 62.8422 | 24.8812 | 35.435 | 34.0414 | 27.7373 | 27.7373 | 47.6481 | 0 | 0 | 0 | 0 | 24.8812 | 24.8812 | 24.8812 | 42.879 | 27.7373 | 92.8091 | 0 | 0 | 18.4026 | 0 | 0 | 0 | 79.7827 | 42.3537 | 101.9034 | 57.0539 | 45.437 | 18.4026 | 112.3057 | 122.668 | 29.0304 | 147.1858 | 112.095 | 496.3539 | 99.8131 | 97.0725 | 116.01 | 18.9398 | 23.2425 | 23.2425 | 18.9398 | 36.2559 | 65.5768 | 148.8269 | 1401.2064 | 98.7136 | 65.5768 | 63.1081 | 119.6258 | 79.8387 | 67.6581 | 65.3591 | 63.1081 | 121.5228 | 56.5348 | 42.3537 | 42.3537 | 123.5924 | 80.7846 | 0 | 0 | 0 | 23.2425 | 23.2425 | 23.3219 | 0 | 0 | 0 | 0 | 0 | 0 | 18.9398 | 42.3537 | 119.2461 | 23.2425 | 28.9428 | 52.1824 | 0 | 0 | 0 | 0 | 0 | 0 | 0 | 0 | 0 | 0 | 0 | 0 | 0 | 0 | 0 | 0 | 0 | 0 | 0 | 0 | 0 | 0 | 0 | 0 | 0 | 0 | 0 | 0 | 0 | 0 | 0 | 0 | 0 | 0 | 0 | 0 | 0 | 0 | 0 | 0 | 0 | 0 | 0 | 0 | 0 | 0 | 0 | 0 | 0 | 0 | 0 | 0 | 0 | 0 | 0 | 0 | 0 | 0 | 0 | 0 | 0 | 0 | 0 | 0 | 0 | 0 | 0 | 0 | 0 | 0 | 0 | 0 | 0 | 0 | 0 | 0 | 0 | 0 | 0 | 0 | 0 | 0 | 0 | 0 | 0 | 0 | 0 | 0 | 0 | 0 | 0 | 0 | 0 | 0 | 0 | 0 | 0 | 0 | 0 | 0 | 0 | 0 | 0 | 0 | 0 | 0 | 0 | 0 | 0 | 2017-01-28 04:00
t0654 | 0 | 120.485 | 297.1472 | 140.1179 | 32.5585 | 230.2604 | 32.5585 | 627.964 | 55.2077 | 55.2077 | 1818.8595 | 55.715 | 76.7958 | 333.7493 | 394.1484 | 58.2611 | 68.6521 | 326.2854 | 201.0016 | 359.5985 | 0 | 0 | 372.6419 | 33.6695 | 33.6695 | 33.6695 | 81.3056 | 153.7197 | 277.0796 | 115.1495 | 313.6562 | 79.0094 | 240.426 | 220.6157 | 257.7095 | 244.8382 | 134.9284 | 624.8821 | 367.7735 | 93.0597 | 225.0149 | 257.1434 | 107.2153 | 227.1679 | 441.5171 | 107.2153 | 42.4786 | 277.9724 | 762.593 | 163.8413 | 169.3733 | 88.0829 | 178.6966 | 42.4786 | 163.4248 | 288.6468 | 95.9462 | 317.4376 | 31.8675 | 182.7373 | 31.8675 | 107.2153 | 153.7197 | 59.7956 | 441.5171 | 0 | 0 | 0 | 0 | 0 | 0 | 0 | 0 | 153.2787 | 0 | 0 | 0 | 0 | 238.7929 | 261.9974 | 25.193 | 26.9819 | 196.9598 | 138.4215 | 10.4713 | 71.3259 | 80.3711 | 241.3558 | 142.3503 | 194.23 | 79.3966 | 25.193 | 231.8258 | 38.6271 | 228.2787 | 107.6668 | 141.8293 | 41.7687 | 79.0931 | 420.8491 | 18.2522 | 136.2774 | 129.9213 | 10.4713 | 10.4713 | 53.4164 | 110.354 | 56.3062 | 111.2059 | 140.124 | 67.6575 | 59.5897 | 503.0766 | 89.3063 | 71.3259 | 68.4416 | 68.4416 | 28.584 | 37.8979 | 503.0766 | 310.4464 | 132.108 | 0 | 0 | 0 | 69.1516 | 80.3711 | 67.0629 | 304.8076 | 79.0931 | 0 | 59.2591 | 37.8979 | 10.4713 | 52.7912 | 21.1943 | 0 | 0 | 0 | 77.5234 | 0 | 0 | 121.4261 | 0 | 25.6435 | 0 | 0 | 181.3216 | 81.856 | 21.1943 | 25.9063 | 25.9063 | 54.4685 | 117.3747 | 156.1317 | 117.1834 | 264.5676 | 166.4474 | 97.4449 | 230.7128 | 204.0968 | 124.7385 | 126.6777 | 324.9477 | 161.0356 | 147.5211 | 82.0575 | 76.2609 | 162.3787 | 166.0003 | 62.365 | 76.2609 | 76.2609 | 119.549 | 82.0575 | 82.0575 | 82.0575 | 135.9906 | 150.315 | 132.7658 | 110.9487 | 110.9487 | 86.0574 | 138.6878 | 386.3771 | 147.9027 | 82.8488 | 491.4832 | 155.9473 | 82.8488 | 301.5299 | 776.4506 | 111.9798 | 443.0889 | 335.2821 | 155.9473 | 88.7615 | 53.1182 | 168.603 | 47.6566 | 47.6566 | 47.6566 | 133.0045 | 153.3103 | 56.6009 | 121.6215 | 194.4145 | 193.1037 | 109.1184 | 109.1184 | 107.6676 | 350.4678 | 47.6566 | 339.7845 | 201.4282 | 337.6227 | 127.9177 | 103.0009 | 262.7216 | 81.974 | 172.4234 | 81.974 | 206.9593 | 67.5848 | 99.7141 | 59.7956 | 59.7956 | 67.5848 | 311.8132 | 258.4006 | 128.7905 | 170.9645 | 109.8499 | 67.5848 | 762.647 | 167.9818 | 170.1545 | 393.1422 | 629.6808 | 80.9671 | 89.7738 | 129.6933 | 288.4451 | 89.7738 | 49.6985 | 112.9972 | 95.4859 | 82.2713 | 91.9636 | 49.8196 | 49.8196 | 82.8345 | 45.4743 | 135.9173 | 212.5689 | 93.6314 | 172.4234 | 88.1822 | 183.7997 | 162.7554 | 93.6314 | 88.1822 | 66.8053 | 205.2986 | 161.8957 | 49.203 | 24.0554 | 325.7149 | 66.0578 | 220.582 | 66.0889 | 321.929 | 797.2947 | 37.7283 | 228.7538 | 205.2986 | 297.6765 | 66.0889 | 25.6435 | 369.8575 | 223.0279 | 184.0643 | 202.8515 | 0 | 76.2609 | 133.3383 | 379.5944 | 0 | 80.9671 | 104.4283 | 162.3787 | 70.9087 | 95.6057 | 166.4903 | 64.6014 | 0 | 0 | 0 | 0 | 0 | 0 | 0 | 0 | 81.856 | 0 | 144.2864 | 209.9458 | 193.2504 | 131.5372 | 0 | 134.3921 | 37.2188 | 36.0245 | 18.2522 | 559.3983 | 34.0531 | 93.5778 | 39.0962 | 39.0962 | 66.4958 | 25.6158 | 37.2188 | 34.0531 | 28.2375 | 28.2375 | 48.4455 | 0 | 0 | 0 | 0 | 25.6158 | 25.6158 | 25.6158 | 43.5804 | 28.2375 | 94.0867 | 0 | 0 | 18.9236 | 0 | 0 | 0 | 81.349 | 41.8235 | 103.8445 | 56.0176 | 45.9914 | 18.9236 | 111.3503 | 127.2916 | 29.2968 | 145.8339 | 112.9594 | 498.5851 | 99.9148 | 97.1165 | 116.7556 | 18.9794 | 23.2335 | 23.2335 | 18.9794 | 37.286 | 66.4684 | 150.3015 | 1435.9173 | 102.7086 | 66.4684 | 63.7602 | 124.4638 | 82.2259 | 69.5914 | 67.6282 | 63.7602 | 125.4332 | 57.5534 | 41.8235 | 41.8235 | 125.5083 | 83.2663 | 0 | 0 | 0 | 23.2335 | 23.2335 | 23.8452 | 0 | 0 | 0 | 0 | 0 | 0 | 18.9794 | 41.8235 | 121.9392 | 23.2335 | 29.0682 | 53.4987 | 0 | 0 | 0 | 0 | 0 | 0 | 0 | 0 | 0 | 0 | 0 | 0 | 0 | 0 | 0 | 0 | 0 | 0 | 0 | 0 | 0 | 0 | 0 | 0 | 0 | 0 | 0 | 0 | 0 | 0 | 0 | 0 | 0 | 0 | 0 | 0 | 0 | 0 | 0 | 0 | 0 | 0 | 0 | 0 | 0 | 0 | 0 | 0 | 0 | 0 | 0 | 0 | 0 | 0 | 0 | 0 | 0 | 0 | 0 | 0 | 0 | 0 | 0 | 0 | 0 | 0 | 0 | 0 | 0 | 0 | 0 | 0 | 0 | 0 | 0 | 0 | 0 | 0 | 0 | 0 | 0 | 0 | 0 | 0 | 0 | 0 | 0 | 0 | 0 | 0 | 0 | 0 | 0 | 0 | 0 | 0 | 0 | 0 | 0 | 0 | 0 | 0 | 0 | 0 | 0 | 0 | 0 | 0 | 0 | 2017-01-28 05:00
t0655 | 0 | 122.0561 | 323.7327 | 142.4958 | 36.6501 | 254.3217 | 36.6501 | 574.7719 | 59.6728 | 59.6728 | 1890.0111 | 64.3479 | 79.3368 | 330.4802 | 396.9524 | 58.606 | 73.0091 | 341.4323 | 213.5361 | 351.6555 | 0 | 0 | 401.9947 | 35.3259 | 35.3259 | 35.3259 | 82.2981 | 157.3342 | 271.5431 | 124.6112 | 327.8925 | 84.9301 | 239.0382 | 217.8056 | 267.3808 | 259.9133 | 137.3092 | 584.9332 | 359.6006 | 95.1734 | 218.517 | 266.0242 | 107.9817 | 229.242 | 432.8092 | 107.9817 | 43.4738 | 284.1861 | 770.0776 | 162.3429 | 177.0842 | 93.3399 | 179.1129 | 43.4738 | 167.3959 | 284.2907 | 97.3529 | 334.0277 | 34.4196 | 179.6417 | 34.4196 | 107.9817 | 157.3342 | 61.8294 | 432.8092 | 0 | 0 | 0 | 0 | 0 | 0 | 0 | 0 | 158.1289 | 0 | 0 | 0 | 0 | 246.1243 | 274.4376 | 26.217 | 30.8017 | 221.7877 | 147.6284 | 11.5613 | 78.3494 | 87.7594 | 255.7279 | 147.5589 | 200.9359 | 90.7987 | 26.217 | 260.0886 | 42.4904 | 245.4957 | 118.2458 | 150.1877 | 45.3114 | 85.4227 | 459.2698 | 21.3853 | 145.0685 | 143.5709 | 11.5613 | 11.5613 | 60.2555 | 113.8239 | 61.0061 | 120.9756 | 146.1351 | 79.8221 | 75.5395 | 590.5882 | 104.5204 | 78.3494 | 73.161 | 73.161 | 31.2214 | 44.7971 | 590.5882 | 348.7297 | 138.7 | 0 | 0 | 0 | 73.4923 | 87.7594 | 71.2165 | 332.542 | 85.4227 | 0 | 62.9694 | 44.7971 | 11.5613 | 59.9136 | 24.2407 | 0 | 0 | 0 | 82.0568 | 0 | 0 | 130.2413 | 0 | 29.2303 | 0 | 0 | 190.7895 | 81.5647 | 24.2407 | 27.7672 | 27.7672 | 62.6908 | 129.9654 | 175.0046 | 127.508 | 278.9197 | 172.4563 | 104.2948 | 243.9223 | 222.2281 | 139.4385 | 135.7349 | 360.2666 | 169.4118 | 168.4511 | 84.878 | 79.6781 | 174.4963 | 186.5708 | 68.9055 | 79.6781 | 79.6781 | 135.3427 | 84.878 | 84.878 | 84.878 | 152.0037 | 157.0747 | 151.1162 | 122.1994 | 122.1994 | 95.1018 | 158.1602 | 407.176 | 147.7621 | 95.2239 | 543.0615 | 164.7917 | 95.2239 | 359.4793 | 840.5918 | 128.9855 | 493.9983 | 361.746 | 164.7917 | 97.5094 | 57.9742 | 193.486 | 50.2735 | 50.2735 | 50.2735 | 149.6152 | 178.4798 | 66.5547 | 119.7684 | 205.8617 | 197.9586 | 110.5183 | 110.5183 | 115.677 | 348.2234 | 50.2735 | 377.5871 | 208.6903 | 351.0611 | 131.9854 | 108.6424 | 302.107 | 87.8337 | 170.4994 | 87.8337 | 221.3254 | 74.8547 | 103.3001 | 61.8294 | 61.8294 | 74.8547 | 305.1709 | 258.5648 | 138.66 | 188.6443 | 110.7477 | 74.8547 | 737.0189 | 175.3098 | 187.1498 | 428.158 | 689.1778 | 84.4798 | 92.7013 | 147.499 | 310.821 | 92.7013 | 53.5612 | 122.0319 | 97.6522 | 87.3513 | 102.1852 | 52.397 | 52.397 | 86.0861 | 49.8495 | 145.8277 | 222.5133 | 100.8101 | 170.4994 | 94.4285 | 202.1753 | 169.2605 | 100.8101 | 94.4285 | 75.0825 | 229.5517 | 167.3185 | 49.2779 | 26.9179 | 345.4944 | 72.2128 | 244.9509 | 72.8218 | 340.6345 | 823.0758 | 40.4236 | 253.9657 | 229.5517 | 329.6517 | 72.8218 | 29.2303 | 335.2224 | 247.0439 | 187.0827 | 198.4772 | 0 | 79.6781 | 140.95 | 403.0314 | 0 | 84.4798 | 111.9978 | 174.4963 | 76.3423 | 111.1871 | 174.6551 | 72.3503 | 0 | 0 | 0 | 0 | 0 | 0 | 0 | 0 | 81.5647 | 0 | 148.39 | 199.8092 | 213.4616 | 141.9646 | 0 | 150.9289 | 45.8945 | 39.8811 | 21.3853 | 659.0794 | 36.2336 | 107.6653 | 45.8159 | 45.8159 | 83.5303 | 29.7527 | 45.8945 | 36.2336 | 32.0902 | 32.0902 | 54.5959 | 0 | 0 | 0 | 0 | 29.7527 | 29.7527 | 29.7527 | 48.8626 | 32.0902 | 104.6168 | 0 | 0 | 21.4279 | 0 | 0 | 0 | 91.9525 | 42.3205 | 116.2213 | 54.9757 | 50.8115 | 21.4279 | 114.7465 | 147.8188 | 32.293 | 148.8744 | 121.9389 | 526.8046 | 106.2458 | 103.026 | 126.1044 | 20.2168 | 24.6135 | 24.6135 | 20.2168 | 43.1118 | 73.2733 | 164.8096 | 1580.5443 | 121.8572 | 73.2733 | 69.4432 | 143.6534 | 95.3596 | 81.3853 | 79.5381 | 69.4432 | 145.6544 | 63.5891 | 42.3205 | 42.3205 | 140.1797 | 95.4525 | 0 | 0 | 0 | 24.6135 | 24.6135 | 27.1661 | 0 | 0 | 0 | 0 | 0 | 0 | 20.2168 | 42.3205 | 137.47 | 24.6135 | 31.2498 | 61.8384 | 0 | 0 | 0 | 0 | 0 | 0 | 0 | 0 | 0 | 0 | 0 | 0 | 0 | 0 | 0 | 0 | 0 | 0 | 0 | 0 | 0 | 0 | 0 | 0 | 0 | 0 | 0 | 0 | 0 | 0 | 0 | 0 | 0 | 0 | 0 | 0 | 0 | 0 | 0 | 0 | 0 | 0 | 0 | 0 | 0 | 0 | 0 | 0 | 0 | 0 | 0 | 0 | 0 | 0 | 0 | 0 | 0 | 0 | 0 | 0 | 0 | 0 | 0 | 0 | 0 | 0 | 0 | 0 | 0 | 0 | 0 | 0 | 0 | 0 | 0 | 0 | 0 | 0 | 0 | 0 | 0 | 0 | 0 | 0 | 0 | 0 | 0 | 0 | 0 | 0 | 0 | 0 | 0 | 0 | 0 | 0 | 0 | 0 | 0 | 0 | 0 | 0 | 0 | 0 | 0 | 0 | 0 | 0 | 0 | 2017-01-28 06:00
t0656 | 0 | 122.1722 | 353.0513 | 141.96 | 40.9989 | 280.7684 | 40.9989 | 491.3776 | 65.6664 | 65.6664 | 2030.1354 | 74.5934 | 80.1434 | 321.4084 | 390.2944 | 57.1555 | 76.7979 | 353.3327 | 224.6847 | 332.0164 | 0 | 0 | 435.0764 | 36.4372 | 36.4372 | 36.4372 | 81.6102 | 158.4833 | 257.6789 | 140.0581 | 343.8822 | 90.9922 | 231.0805 | 208.3761 | 272.7709 | 273.5512 | 136.3175 | 520.5351 | 345.02 | 95.4747 | 204.6421 | 273.1726 | 106.6256 | 226.8734 | 424.1577 | 106.6256 | 43.2146 | 285.2937 | 762.5412 | 156.1859 | 184.7432 | 97.5685 | 175.1139 | 43.2146 | 167.8787 | 271.0419 | 96.3342 | 351.3387 | 36.7331 | 170.9562 | 36.7331 | 106.6256 | 158.4833 | 63.062 | 424.1577 | 0 | 0 | 0 | 0 | 0 | 0 | 0 | 0 | 160.2869 | 0 | 0 | 0 | 0 | 250.4142 | 283.2186 | 26.6118 | 34.3729 | 249.8573 | 154.3168 | 12.5637 | 84.6895 | 93.6001 | 269.7967 | 150.9379 | 204.4694 | 102.8908 | 26.6118 | 295.3789 | 45.843 | 262.5782 | 127.6672 | 155.7393 | 48.1757 | 90.6644 | 501.4922 | 24.5373 | 151.7538 | 156.4984 | 12.5637 | 12.5637 | 67.4692 | 115.2344 | 64.991 | 129.4985 | 150.2269 | 95.6419 | 98.2807 | 706.5841 | 120.2832 | 84.6895 | 76.6315 | 76.6315 | 33.5175 | 52.567 | 706.5841 | 395.1703 | 142.0433 | 0 | 0 | 0 | 76.3288 | 93.6001 | 74.1489 | 359.56 | 90.6644 | 0 | 65.5293 | 52.567 | 12.5637 | 68.1783 | 27.5532 | 0 | 0 | 0 | 85.7058 | 0 | 0 | 138.349 | 0 | 32.7239 | 0 | 0 | 197.8037 | 78.8142 | 27.5532 | 29.305 | 29.305 | 70.6178 | 142.6368 | 195.8182 | 136.8113 | 294.7734 | 175.9046 | 110.673 | 254.5116 | 245.953 | 155.1825 | 143.7585 | 416.6108 | 176.4226 | 191.363 | 87.3641 | 82.4888 | 187.8276 | 207.7288 | 75.601 | 82.4888 | 82.4888 | 154.2433 | 87.3641 | 87.3641 | 87.3641 | 169.1712 | 163.065 | 171.7375 | 133.5128 | 133.5128 | 104.5811 | 183.2472 | 425.97 | 144.9543 | 109.5654 | 636.3632 | 174.0623 | 109.5654 | 446.1268 | 942.6677 | 147.537 | 559.5494 | 389.9721 | 174.0623 | 107.5707 | 62.7719 | 219.7709 | 52.2044 | 52.2044 | 52.2044 | 166.662 | 209.9214 | 77.5288 | 113.6313 | 215.4933 | 199.1505 | 109.7926 | 109.7926 | 123.9507 | 334.7991 | 52.2044 | 421.0626 | 212.9713 | 359.8471 | 133.8065 | 112.5511 | 357.673 | 93.2941 | 164.6004 | 93.2941 | 237.3704 | 83.158 | 106.5274 | 63.062 | 63.062 | 83.158 | 291.4104 | 253.1491 | 149.728 | 209.4348 | 109.7571 | 83.158 | 691.791 | 180.3588 | 210.0433 | 474.543 | 790.4439 | 86.9233 | 94.1741 | 167.4756 | 334.878 | 94.1741 | 56.7436 | 131.2919 | 98.0874 | 91.6539 | 112.8279 | 54.6784 | 54.6784 | 88.7263 | 54.4029 | 159.8298 | 232.3464 | 107.4411 | 164.6004 | 100.8346 | 225.1817 | 173.2271 | 107.4411 | 100.8346 | 83.3573 | 262.1968 | 171.0106 | 47.7543 | 29.5708 | 361.4655 | 78.0931 | 271.9497 | 79.5304 | 353.6338 | 853.4905 | 42.4524 | 276.7213 | 262.1968 | 369.6657 | 79.5304 | 32.7239 | 283.6843 | 273.1364 | 188.146 | 188.3272 | 0 | 82.4888 | 146.1542 | 451.0481 | 0 | 86.9233 | 119.543 | 187.8276 | 83.2607 | 126.933 | 180.121 | 80.5735 | 0 | 0 | 0 | 0 | 0 | 0 | 0 | 0 | 78.8142 | 0 | 149.9155 | 181.3009 | 239.5186 | 154.927 | 0 | 168.7624 | 55.9296 | 43.6614 | 24.5373 | 788.6447 | 38.0115 | 125.7794 | 53.1242 | 53.1242 | 103.5765 | 34.3961 | 55.9296 | 38.0115 | 35.8424 | 35.8424 | 60.7261 | 0 | 0 | 0 | 0 | 34.3961 | 34.3961 | 34.3961 | 54.2808 | 35.8424 | 115.2285 | 0 | 0 | 24.7019 | 0 | 0 | 0 | 103.2196 | 41.986 | 130.223 | 52.9709 | 55.6691 | 24.7019 | 115.9952 | 174.9181 | 35.0192 | 149.9231 | 131.4649 | 560.9111 | 111.733 | 108.1028 | 135.3467 | 21.3473 | 25.7433 | 25.7433 | 21.3473 | 49.6854 | 80.6477 | 179.1372 | 1803.5078 | 145.1304 | 80.6477 | 75.5739 | 171.3565 | 110.3686 | 93.8099 | 93.2819 | 75.5739 | 169.6856 | 71.0124 | 41.986 | 41.986 | 155.2872 | 110.7829 | 0 | 0 | 0 | 25.7433 | 25.7433 | 30.7604 | 0 | 0 | 0 | 0 | 0 | 0 | 21.3473 | 41.986 | 155.7443 | 25.7433 | 33.2839 | 70.5986 | 0 | 0 | 0 | 0 | 0 | 0 | 0 | 0 | 0 | 0 | 0 | 0 | 0 | 0 | 0 | 0 | 0 | 0 | 0 | 0 | 0 | 0 | 0 | 0 | 0 | 0 | 0 | 0 | 0 | 0 | 0 | 0 | 0 | 0 | 0 | 0 | 0 | 0 | 0 | 0 | 0 | 0 | 0 | 0 | 0 | 0 | 0 | 0 | 0 | 0 | 0 | 0 | 0 | 0 | 0 | 0 | 0 | 0 | 0 | 0 | 0 | 0 | 0 | 0 | 0 | 0 | 0 | 0 | 0 | 0 | 0 | 0 | 0 | 0 | 0 | 0 | 0 | 0 | 0 | 0 | 0 | 0 | 0 | 0 | 0 | 0 | 0 | 0 | 0 | 0 | 0 | 0 | 0 | 0 | 0 | 0 | 0 | 0 | 0 | 0 | 0 | 0 | 0 | 0 | 0 | 0 | 0 | 0 | 0 | 2017-01-28 07:00
t0657 | 0 | 119.295 | 374.6864 | 134.8996 | 43.6719 | 299.6782 | 43.6719 | 380.9765 | 72.785 | 72.785 | 2296.1577 | 83.5368 | 76.2923 | 304.9184 | 364.9253 | 52.1064 | 77.2827 | 351.8175 | 226.913 | 295.1356 | 0 | 0 | 461.6929 | 35.6412 | 35.6412 | 35.6412 | 77.4018 | 153.4568 | 231.6746 | 163.9372 | 357.9468 | 94.4391 | 211.8921 | 188.3016 | 265.2126 | 276.9993 | 127.7333 | 433.4887 | 325.1062 | 91.3781 | 180.809 | 273.4938 | 101.1746 | 215.6659 | 425.5274 | 101.1746 | 39.9854 | 274.0054 | 724.7676 | 142.3221 | 189.1422 | 97.1064 | 162.8915 | 39.9854 | 159.7997 | 243.7799 | 90.0363 | 363.0032 | 37.2359 | 153.6993 | 37.2359 | 101.1746 | 153.4568 | 61.8467 | 425.5274 | 0 | 0 | 0 | 0 | 0 | 0 | 0 | 0 | 154.9883 | 0 | 0 | 0 | 0 | 245.7738 | 278.7286 | 25.2263 | 35.2663 | 271.4663 | 151.0461 | 12.7927 | 85.8231 | 92.187 | 276.5871 | 148.4309 | 198.7298 | 110.141 | 25.2263 | 330.7635 | 46.0275 | 270.8371 | 128.9657 | 151.2619 | 47.7351 | 90.3197 | 532.1971 | 25.9458 | 149.6311 | 160.5588 | 12.7927 | 12.7927 | 71.7498 | 111.0223 | 65.0083 | 130.245 | 147.708 | 112.5726 | 126.602 | 835.5725 | 128.5962 | 85.8231 | 75.0647 | 75.0647 | 33.6894 | 58.3064 | 835.5725 | 438.6943 | 135.3943 | 0 | 0 | 0 | 73.8094 | 92.187 | 72.447 | 370.6296 | 90.3197 | 0 | 63.8113 | 58.3064 | 12.7927 | 75.0215 | 29.7524 | 0 | 0 | 0 | 85.3311 | 0 | 0 | 140.5734 | 0 | 34.0154 | 0 | 0 | 195.2682 | 71.6346 | 29.7524 | 29.2198 | 29.2198 | 73.2738 | 148.7545 | 210.6285 | 138.5477 | 307.581 | 171.5911 | 112.6831 | 253.3283 | 272.6909 | 165.2489 | 145.0793 | 500.4704 | 176.7701 | 206.9841 | 88.1625 | 82.5777 | 197.8559 | 218.9275 | 79.1559 | 82.5777 | 82.5777 | 171.2844 | 88.1625 | 88.1625 | 88.1625 | 180.1934 | 164.6164 | 187.1789 | 139.0096 | 139.0096 | 110.2026 | 209.895 | 431.1434 | 137.8261 | 121.3078 | 794.3578 | 180.2819 | 121.3078 | 562.7888 | 1096.0328 | 159.9437 | 629.9055 | 408.8286 | 180.2819 | 115.9285 | 64.923 | 235.212 | 51.4539 | 51.4539 | 51.4539 | 175.5709 | 240.9443 | 85.0713 | 100.4141 | 215.8728 | 191.1375 | 104.586 | 104.586 | 128.8565 | 301.6024 | 51.4539 | 456.7296 | 208.1247 | 353.2992 | 129.3921 | 110.1212 | 426.8747 | 95.0132 | 152.8579 | 95.0132 | 250.1747 | 89.8552 | 107.7097 | 61.8467 | 61.8467 | 89.8552 | 269.2247 | 237.895 | 158.535 | 227.7048 | 105.1327 | 89.8552 | 627.0124 | 177.4544 | 236.9958 | 527.9878 | 952.9147 | 85.61 | 91.4945 | 182.3628 | 351.4843 | 91.4945 | 56.4951 | 136.5072 | 94.2952 | 91.8731 | 118.9018 | 55.1865 | 55.1865 | 88.8042 | 57.0575 | 178.0076 | 237.8181 | 109.2913 | 152.8579 | 104.554 | 248.7167 | 169.1314 | 109.2913 | 104.554 | 87.0969 | 300.2025 | 169.0962 | 43.1459 | 30.2038 | 359.8646 | 80.1624 | 291.6616 | 82.6185 | 345.5056 | 885.9389 | 41.6941 | 280.507 | 300.2025 | 410.3353 | 82.6185 | 34.0154 | 220.2725 | 290.9657 | 184.84 | 170.2007 | 0 | 82.5777 | 142.5954 | 542.4432 | 0 | 85.61 | 123.3262 | 197.8559 | 90.757 | 134.2129 | 176.1653 | 85.624 | 0 | 0 | 0 | 0 | 0 | 0 | 0 | 0 | 71.6346 | 0 | 144.6153 | 152.7722 | 267.7298 | 168.2581 | 0 | 180.4196 | 63.8909 | 45.2116 | 25.9458 | 927.2146 | 37.8719 | 144.8772 | 57.9034 | 57.9034 | 120.2419 | 37.8162 | 63.8909 | 37.8719 | 37.2355 | 37.2355 | 63.4341 | 0 | 0 | 0 | 0 | 37.8162 | 37.8162 | 37.8162 | 57.1185 | 37.2355 | 120.3491 | 0 | 0 | 28.2928 | 0 | 0 | 0 | 110.1073 | 39.922 | 141.0806 | 50.055 | 58.0427 | 28.2928 | 111.4828 | 204.9167 | 35.5604 | 146.1242 | 137.6902 | 595.2938 | 112.3809 | 108.6017 | 139.6516 | 21.6549 | 25.6863 | 25.6863 | 21.6549 | 54.6255 | 85.6717 | 185.4591 | 2123.0598 | 166.5157 | 85.6717 | 79.7626 | 207.0585 | 122.0943 | 100.9167 | 104.2732 | 79.7626 | 190.6882 | 78.2862 | 39.922 | 39.922 | 163.4006 | 126.2386 | 0 | 0 | 0 | 25.6863 | 25.6863 | 33.1116 | 0 | 0 | 0 | 0 | 0 | 0 | 21.6549 | 39.922 | 171.5452 | 25.6863 | 33.913 | 75.5855 | 0 | 0 | 0 | 0 | 0 | 0 | 0 | 0 | 0 | 0 | 0 | 0 | 0 | 0 | 0 | 0 | 0 | 0 | 0 | 0 | 0 | 0 | 0 | 0 | 0 | 0 | 0 | 0 | 0 | 0 | 0 | 0 | 0 | 0 | 0 | 0 | 0 | 0 | 0 | 0 | 0 | 0 | 0 | 0 | 0 | 0 | 0 | 0 | 0 | 0 | 0 | 0 | 0 | 0 | 0 | 0 | 0 | 0 | 0 | 0 | 0 | 0 | 0 | 0 | 0 | 0 | 0 | 0 | 0 | 0 | 0 | 0 | 0 | 0 | 0 | 0 | 0 | 0 | 0 | 0 | 0 | 0 | 0 | 0 | 0 | 0 | 0 | 0 | 0 | 0 | 0 | 0 | 0 | 0 | 0 | 0 | 0 | 0 | 0 | 0 | 0 | 0 | 0 | 0 | 0 | 0 | 0 | 0 | 0 | 2017-01-28 08:00
t0658 | 0 | 118.4229 | 382.8732 | 131.4754 | 44.3885 | 306.2507 | 44.3885 | 337.7828 | 76.3212 | 76.3212 | 2455.0372 | 86.8963 | 74.0458 | 299.7097 | 353.1668 | 49.6062 | 77.0014 | 349.8884 | 226.6454 | 279.356 | 0 | 0 | 472.8763 | 35.0276 | 35.0276 | 35.0276 | 75.4669 | 151.0307 | 220.7919 | 176.7143 | 365.5536 | 95.5787 | 203.4335 | 179.525 | 260.5575 | 277.1754 | 123.3311 | 400.27 | 319.7223 | 89.2968 | 170.9499 | 273.8283 | 98.8494 | 210.807 | 433.9697 | 98.8494 | 38.2063 | 268.3914 | 708.2054 | 136.253 | 191.3151 | 96.1941 | 157.3891 | 38.2063 | 155.5312 | 231.9046 | 86.8773 | 368.4801 | 37.1099 | 146.2866 | 37.1099 | 98.8494 | 151.0307 | 61.156 | 433.9697 | 0 | 0 | 0 | 0 | 0 | 0 | 0 | 0 | 152.0129 | 0 | 0 | 0 | 0 | 243.3874 | 275.1198 | 24.357 | 34.931 | 279.0586 | 147.7867 | 12.7123 | 85.1421 | 89.9587 | 278.9565 | 146.9067 | 195.375 | 111.8915 | 24.357 | 345.9968 | 45.3813 | 273.0703 | 127.696 | 147.5739 | 46.8457 | 89.0475 | 543.594 | 26.0349 | 147.168 | 160.2584 | 12.7123 | 12.7123 | 72.8235 | 108.6473 | 64.2014 | 128.931 | 145.9047 | 119.7959 | 139.44 | 892.056 | 129.925 | 85.1421 | 73.432 | 73.432 | 33.3007 | 60.068 | 892.056 | 456.6311 | 130.8315 | 0 | 0 | 0 | 71.7267 | 89.9587 | 70.8915 | 372.176 | 89.0475 | 0 | 62.2955 | 60.068 | 12.7123 | 77.5466 | 30.378 | 0 | 0 | 0 | 84.5761 | 0 | 0 | 140.5588 | 0 | 33.9768 | 0 | 0 | 192.8512 | 68.3091 | 30.378 | 28.8852 | 28.8852 | 72.9535 | 149.8806 | 215.497 | 137.7268 | 313.8454 | 169.0003 | 112.8761 | 251.1273 | 285.5178 | 168.1896 | 144.5039 | 543.8101 | 176.2013 | 211.612 | 88.6931 | 82.4318 | 201.9894 | 221.2052 | 79.9838 | 82.4318 | 82.4318 | 178.0373 | 88.6931 | 88.6931 | 88.6931 | 183.4322 | 165.1515 | 192.3276 | 140.1019 | 140.1019 | 111.771 | 221.5235 | 432.1803 | 135.2234 | 125.5069 | 879.2681 | 183.054 | 125.5069 | 618.6847 | 1177.4691 | 163.4435 | 661.622 | 415.8034 | 183.054 | 119.2688 | 65.3193 | 238.7502 | 50.7284 | 50.7284 | 50.7284 | 177.3177 | 253.6214 | 87.1891 | 94.3722 | 214.7511 | 186.9686 | 102.2345 | 102.2345 | 130.5535 | 286.1887 | 50.7284 | 470.4034 | 205.2177 | 348.9872 | 126.9074 | 108.0703 | 459.426 | 95.1627 | 148.2952 | 95.1627 | 255.7887 | 92.4122 | 108.4336 | 61.156 | 61.156 | 92.4122 | 261.3739 | 231.5326 | 162.2485 | 235.193 | 103.295 | 92.4122 | 604.3561 | 175.3246 | 249.9225 | 553.8384 | 1039.632 | 84.6417 | 89.9806 | 187.3106 | 357.8366 | 89.9806 | 55.7117 | 138.1348 | 92.4085 | 91.3612 | 120.4467 | 55.2564 | 55.2564 | 88.7761 | 57.8201 | 187.4401 | 240.4333 | 109.2441 | 148.2952 | 105.8602 | 259.3097 | 166.478 | 109.2441 | 105.8602 | 87.5513 | 317.9545 | 168.082 | 40.8932 | 29.9733 | 356.4512 | 80.2542 | 298.515 | 83.1471 | 338.4435 | 906.4863 | 40.8288 | 277.5865 | 317.9545 | 428.3496 | 83.1471 | 33.9768 | 196.8223 | 296.8195 | 183.9743 | 162.882 | 0 | 82.4318 | 139.5963 | 594.5963 | 0 | 84.6417 | 124.4453 | 201.9894 | 94.3983 | 134.876 | 173.1272 | 87.007 | 0 | 0 | 0 | 0 | 0 | 0 | 0 | 0 | 68.3091 | 0 | 141.7682 | 141.0325 | 280.6839 | 174.5592 | 0 | 183.8623 | 66.4381 | 45.3622 | 26.0349 | 986.3605 | 37.4972 | 153.1054 | 59.1544 | 59.1544 | 125.793 | 38.8919 | 66.4381 | 37.4972 | 37.2054 | 37.2054 | 63.7158 | 0 | 0 | 0 | 0 | 38.8919 | 38.8919 | 38.8919 | 57.6912 | 37.2054 | 121.2479 | 0 | 0 | 29.8992 | 0 | 0 | 0 | 111.9068 | 38.9917 | 144.9802 | 49.2433 | 58.5048 | 29.8992 | 108.9605 | 218.1141 | 35.2919 | 144.5272 | 139.9435 | 612.9181 | 111.9398 | 108.1692 | 140.6754 | 21.6716 | 25.4868 | 25.4868 | 21.6716 | 56.2285 | 87.3502 | 186.4861 | 2287.3264 | 174.6677 | 87.3502 | 81.2523 | 224.0761 | 126.0428 | 102.3505 | 107.9923 | 81.2523 | 198.5331 | 81.4588 | 38.9917 | 38.9917 | 165.1809 | 132.7402 | 0 | 0 | 0 | 25.4868 | 25.4868 | 33.774 | 0 | 0 | 0 | 0 | 0 | 0 | 21.6716 | 38.9917 | 177.6576 | 25.4868 | 33.9458 | 76.6241 | 0 | 0 | 0 | 0 | 0 | 0 | 0 | 0 | 0 | 0 | 0 | 0 | 0 | 0 | 0 | 0 | 0 | 0 | 0 | 0 | 0 | 0 | 0 | 0 | 0 | 0 | 0 | 0 | 0 | 0 | 0 | 0 | 0 | 0 | 0 | 0 | 0 | 0 | 0 | 0 | 0 | 0 | 0 | 0 | 0 | 0 | 0 | 0 | 0 | 0 | 0 | 0 | 0 | 0 | 0 | 0 | 0 | 0 | 0 | 0 | 0 | 0 | 0 | 0 | 0 | 0 | 0 | 0 | 0 | 0 | 0 | 0 | 0 | 0 | 0 | 0 | 0 | 0 | 0 | 0 | 0 | 0 | 0 | 0 | 0 | 0 | 0 | 0 | 0 | 0 | 0 | 0 | 0 | 0 | 0 | 0 | 0 | 0 | 0 | 0 | 0 | 0 | 0 | 0 | 0 | 0 | 0 | 0 | 0 | 2017-01-28 09:00
t0659 | 0 | 118.9738 | 382.2306 | 131.756 | 44.1303 | 305.2901 | 44.1303 | 344.8092 | 76.5048 | 76.5048 | 2476.7909 | 86.4735 | 73.9812 | 301.9865 | 354.2566 | 49.6878 | 76.851 | 349.8906 | 226.3015 | 281.2438 | 0 | 0 | 472.7416 | 34.9661 | 34.9661 | 34.9661 | 75.6905 | 151.3521 | 222.3134 | 177.7088 | 366.7094 | 95.4487 | 204.3858 | 180.4973 | 260.5167 | 276.8426 | 123.4591 | 406.5692 | 322.9193 | 89.4302 | 172.3489 | 274.4795 | 99.2476 | 211.595 | 439.397 | 99.2476 | 38.1658 | 268.8745 | 710.7472 | 136.9444 | 191.7094 | 95.9837 | 157.984 | 38.1658 | 155.657 | 233.2269 | 87.0054 | 369.0811 | 36.9657 | 147.1838 | 36.9657 | 99.2476 | 151.3521 | 61.2218 | 439.397 | 0 | 0 | 0 | 0 | 0 | 0 | 0 | 0 | 152.092 | 0 | 0 | 0 | 0 | 243.8058 | 274.8411 | 24.2934 | 34.5475 | 277.8671 | 147.1085 | 12.6248 | 84.5872 | 89.2367 | 278.9547 | 147.0257 | 195.4447 | 111.0607 | 24.2934 | 345.4675 | 45.0399 | 272.5552 | 126.8333 | 146.9902 | 46.544 | 88.5779 | 542.5521 | 25.7348 | 146.6263 | 159.2367 | 12.6248 | 12.6248 | 72.37 | 108.6801 | 63.8512 | 128.2033 | 145.8613 | 119.4128 | 139.1205 | 889.9482 | 128.5778 | 84.5872 | 73.0705 | 73.0705 | 33.0899 | 59.5738 | 889.9482 | 455.5724 | 130.3247 | 0 | 0 | 0 | 71.3713 | 89.2367 | 70.6091 | 370.649 | 88.5779 | 0 | 62.0237 | 59.5738 | 12.6248 | 77.2185 | 30.1744 | 0 | 0 | 0 | 84.4097 | 0 | 0 | 140.1925 | 0 | 33.6513 | 0 | 0 | 192.5464 | 68.5555 | 30.1744 | 28.771 | 28.771 | 72.1489 | 149.0845 | 214.5321 | 137.0217 | 314.471 | 169.0563 | 112.6378 | 250.6774 | 285.9382 | 167.3612 | 144.0759 | 546.2504 | 176.1199 | 210.2656 | 88.9525 | 82.4855 | 201.9393 | 219.7687 | 79.6088 | 82.4855 | 82.4855 | 177.4629 | 88.9525 | 88.9525 | 88.9525 | 182.5347 | 165.3501 | 191.2998 | 139.4447 | 139.4447 | 111.3007 | 221.1388 | 432.167 | 136.0129 | 124.8503 | 885.4864 | 183.2606 | 124.8503 | 619.2248 | 1183.574 | 162.2618 | 661.3547 | 415.3131 | 183.2606 | 119.0676 | 65.0649 | 236.8702 | 50.6195 | 50.6195 | 50.6195 | 176.1392 | 252.6599 | 86.4406 | 94.8103 | 214.4131 | 187.1966 | 102.5538 | 102.5538 | 130.4016 | 287.2472 | 50.6195 | 469.1266 | 205.3135 | 349.0344 | 126.9704 | 107.7806 | 459.576 | 94.947 | 149.2855 | 94.947 | 255.9177 | 92.1745 | 108.7355 | 61.2218 | 61.2218 | 92.1745 | 263.659 | 232.6415 | 162.2231 | 234.8114 | 103.7509 | 92.1745 | 610.8675 | 175.2592 | 250.2686 | 554.7692 | 1045.9458 | 84.6197 | 90.0415 | 186.3139 | 357.5112 | 90.0415 | 55.4347 | 137.8685 | 92.5749 | 91.1805 | 119.8501 | 55.262 | 55.262 | 88.9147 | 57.6209 | 188.1304 | 240.8773 | 108.9035 | 149.2855 | 105.7704 | 259.2865 | 166.4296 | 108.9035 | 105.7704 | 86.9192 | 318.0945 | 168.3724 | 40.9763 | 29.7162 | 355.6203 | 79.8743 | 297.4735 | 82.7369 | 337.3098 | 911.0379 | 40.6204 | 275.3407 | 318.0945 | 428.0993 | 82.7369 | 33.6513 | 201.6613 | 295.7287 | 184.7832 | 164.1171 | 0 | 82.4855 | 139.1372 | 600.146 | 0 | 84.6197 | 124.2644 | 201.9393 | 94.5713 | 133.4446 | 172.8262 | 86.5424 | 0 | 0 | 0 | 0 | 0 | 0 | 0 | 0 | 68.5555 | 0 | 141.9026 | 142.6165 | 280.7462 | 174.7779 | 0 | 182.903 | 65.7797 | 45.0961 | 25.7348 | 983.2525 | 37.3923 | 152.7564 | 58.6345 | 58.6345 | 124.517 | 38.6189 | 65.7797 | 37.3923 | 36.8622 | 36.8622 | 63.2309 | 0 | 0 | 0 | 0 | 38.6189 | 38.6189 | 38.6189 | 57.3278 | 36.8622 | 120.5474 | 0 | 0 | 29.8706 | 0 | 0 | 0 | 111.2089 | 39.1162 | 144.4408 | 49.7025 | 58.2113 | 29.8706 | 108.9937 | 217.6811 | 35.0496 | 144.9695 | 139.758 | 614.6128 | 111.7186 | 107.9882 | 140.3213 | 21.6364 | 25.4371 | 25.4371 | 21.6364 | 55.8632 | 87.0672 | 185.6465 | 2296.5382 | 173.6603 | 87.0672 | 81.0862 | 224.2591 | 125.245 | 101.356 | 107.2347 | 81.0862 | 197.5032 | 81.3948 | 39.1162 | 39.1162 | 164.2262 | 132.383 | 0 | 0 | 0 | 25.4371 | 25.4371 | 33.5552 | 0 | 0 | 0 | 0 | 0 | 0 | 21.6364 | 39.1162 | 177.0627 | 25.4371 | 33.8523 | 75.9549 | 0 | 0 | 0 | 0 | 0 | 0 | 0 | 0 | 0 | 0 | 0 | 0 | 0 | 0 | 0 | 0 | 0 | 0 | 0 | 0 | 0 | 0 | 0 | 0 | 0 | 0 | 0 | 0 | 0 | 0 | 0 | 0 | 0 | 0 | 0 | 0 | 0 | 0 | 0 | 0 | 0 | 0 | 0 | 0 | 0 | 0 | 0 | 0 | 0 | 0 | 0 | 0 | 0 | 0 | 0 | 0 | 0 | 0 | 0 | 0 | 0 | 0 | 0 | 0 | 0 | 0 | 0 | 0 | 0 | 0 | 0 | 0 | 0 | 0 | 0 | 0 | 0 | 0 | 0 | 0 | 0 | 0 | 0 | 0 | 0 | 0 | 0 | 0 | 0 | 0 | 0 | 0 | 0 | 0 | 0 | 0 | 0 | 0 | 0 | 0 | 0 | 0 | 0 | 0 | 0 | 0 | 0 | 0 | 0 | 2017-01-28 10:00
t0660 | 0 | 115.0994 | 377.3762 | 126.8922 | 43.7151 | 302.0057 | 43.7151 | 310.0106 | 75.9006 | 75.9006 | 2454.816 | 86.3475 | 71.4061 | 289.7966 | 339.7071 | 47.3932 | 75.1185 | 340.8498 | 221.2999 | 265.7478 | 0 | 0 | 466.3132 | 33.9714 | 33.9714 | 33.9714 | 72.8286 | 146.3792 | 210.6734 | 177.4257 | 359.6565 | 93.829 | 194.8915 | 171.4112 | 252.5312 | 270.8149 | 118.5909 | 375.3124 | 308.973 | 86.3015 | 162.4622 | 267.2979 | 95.4453 | 203.6075 | 425.4383 | 95.4453 | 36.5944 | 259.6235 | 683.9549 | 130.3505 | 187.5605 | 93.621 | 151.2493 | 36.5944 | 150.0865 | 221.1836 | 83.5024 | 361.8243 | 36.2291 | 139.5355 | 36.2291 | 95.4453 | 146.3792 | 59.4115 | 425.4383 | 0 | 0 | 0 | 0 | 0 | 0 | 0 | 0 | 147.1919 | 0 | 0 | 0 | 0 | 236.5426 | 267.2512 | 23.4492 | 34.0927 | 275.9433 | 143.191 | 12.4076 | 83.0335 | 87.1604 | 273.3407 | 142.7837 | 189.3798 | 110.2287 | 23.4492 | 344.1992 | 44.1568 | 267.7013 | 124.4422 | 142.7788 | 45.4751 | 86.5791 | 535.7384 | 25.5526 | 142.8673 | 156.6814 | 12.4076 | 12.4076 | 71.6867 | 105.1081 | 62.4703 | 125.587 | 141.7435 | 120.0298 | 141.4739 | 894.6569 | 127.8298 | 83.0335 | 71.1509 | 71.1509 | 32.4243 | 59.5248 | 894.6569 | 453.492 | 126.0512 | 0 | 0 | 0 | 69.301 | 87.1604 | 68.6766 | 364.5122 | 86.5791 | 0 | 60.296 | 59.5248 | 12.4076 | 76.8489 | 29.9807 | 0 | 0 | 0 | 82.3271 | 0 | 0 | 137.354 | 0 | 33.2633 | 0 | 0 | 187.4163 | 65.2668 | 29.9807 | 28.1041 | 28.1041 | 71.3587 | 147.0567 | 212.701 | 134.3686 | 308.7908 | 163.9424 | 110.368 | 244.4518 | 283.8658 | 165.6821 | 140.9976 | 547.8316 | 171.8396 | 208.9314 | 86.7342 | 80.411 | 198.9219 | 217.3712 | 78.5532 | 80.411 | 80.411 | 176.767 | 86.7342 | 86.7342 | 86.7342 | 180.7084 | 161.4103 | 190.2122 | 137.4507 | 137.4507 | 109.9222 | 221.15 | 422.4119 | 130.7237 | 124.4633 | 891.0805 | 179.7977 | 124.4633 | 626.6519 | 1180.8707 | 161.3879 | 658.9996 | 408.9881 | 179.7977 | 117.8781 | 64.0208 | 235.1561 | 49.2714 | 49.2714 | 49.2714 | 174.2207 | 253.1008 | 86.2322 | 89.5494 | 209.3369 | 180.7903 | 98.7649 | 98.7649 | 128.2125 | 272.8322 | 49.2714 | 465.2751 | 199.1642 | 338.9866 | 122.8833 | 104.7793 | 461.7798 | 93.0474 | 142.6261 | 93.0474 | 251.9972 | 91.348 | 106.0741 | 59.4115 | 59.4115 | 91.348 | 251.2879 | 223.1305 | 159.9397 | 232.8122 | 99.966 | 91.348 | 578.8125 | 170.3437 | 249.1743 | 550.9914 | 1048.3661 | 82.2583 | 87.2231 | 185.2219 | 352.0829 | 87.2231 | 54.1671 | 135.6232 | 89.4085 | 89.0555 | 118.4239 | 53.9796 | 53.9796 | 86.6265 | 56.8297 | 186.6351 | 235.6842 | 106.7564 | 142.6261 | 103.923 | 257.5086 | 161.4873 | 106.7564 | 103.923 | 85.8721 | 317.6297 | 163.6123 | 38.9861 | 29.2544 | 346.9195 | 78.5194 | 294.5924 | 81.5315 | 327.9492 | 892.0111 | 39.5802 | 270.5661 | 317.6297 | 425.6516 | 81.5315 | 33.2633 | 181.1015 | 292.5462 | 179.0251 | 155.67 | 0 | 80.411 | 135.2299 | 600.0142 | 0 | 82.2583 | 122.0226 | 198.9219 | 93.5974 | 132.42 | 167.9037 | 85.6651 | 0 | 0 | 0 | 0 | 0 | 0 | 0 | 0 | 65.2668 | 0 | 137.2235 | 132.4269 | 279.3116 | 172.9347 | 0 | 181.2309 | 66.1165 | 44.4381 | 25.5526 | 988.1382 | 36.4937 | 152.9515 | 58.4333 | 58.4333 | 125.4898 | 38.499 | 66.1165 | 36.4937 | 36.4249 | 36.4249 | 62.4818 | 0 | 0 | 0 | 0 | 38.499 | 38.499 | 38.499 | 56.679 | 36.4249 | 118.9765 | 0 | 0 | 29.8564 | 0 | 0 | 0 | 110.2213 | 37.6539 | 143.3181 | 47.6054 | 57.4061 | 29.8564 | 105.3539 | 218.4745 | 34.4275 | 140.3276 | 137.6179 | 605.0886 | 109.1903 | 105.4993 | 137.8862 | 21.1784 | 24.8204 | 24.8204 | 21.1784 | 55.6705 | 86.0625 | 182.7724 | 2297.2461 | 174.1838 | 86.0625 | 79.9944 | 225.6534 | 124.9295 | 100.8361 | 107.1988 | 79.9944 | 197.3686 | 80.848 | 37.6539 | 37.6539 | 162.3126 | 132.367 | 0 | 0 | 0 | 24.8204 | 24.8204 | 33.3165 | 0 | 0 | 0 | 0 | 0 | 0 | 21.1784 | 37.6539 | 176.1423 | 24.8204 | 33.1882 | 75.4522 | 0 | 0 | 0 | 0 | 0 | 0 | 0 | 0 | 0 | 0 | 0 | 0 | 0 | 0 | 0 | 0 | 0 | 0 | 0 | 0 | 0 | 0 | 0 | 0 | 0 | 0 | 0 | 0 | 0 | 0 | 0 | 0 | 0 | 0 | 0 | 0 | 0 | 0 | 0 | 0 | 0 | 0 | 0 | 0 | 0 | 0 | 0 | 0 | 0 | 0 | 0 | 0 | 0 | 0 | 0 | 0 | 0 | 0 | 0 | 0 | 0 | 0 | 0 | 0 | 0 | 0 | 0 | 0 | 0 | 0 | 0 | 0 | 0 | 0 | 0 | 0 | 0 | 0 | 0 | 0 | 0 | 0 | 0 | 0 | 0 | 0 | 0 | 0 | 0 | 0 | 0 | 0 | 0 | 0 | 0 | 0 | 0 | 0 | 0 | 0 | 0 | 0 | 0 | 0 | 0 | 0 | 0 | 0 | 0 | 2017-01-28 11:00
t0661 | 0 | 111.0009 | 367.1655 | 123.4072 | 42.937 | 294.7275 | 42.937 | 294.094 | 72.9291 | 72.9291 | 2320.1288 | 84.3374 | 69.9407 | 278.1516 | 330.0942 | 46.3251 | 73.4239 | 331.8851 | 216.0222 | 257.1561 | 0 | 0 | 452.2082 | 33.2665 | 33.2665 | 33.2665 | 70.6979 | 142.1302 | 203.5632 | 168.6534 | 346.4034 | 91.3676 | 188.9818 | 166.1477 | 246.4685 | 264.1024 | 115.7876 | 357.5556 | 294.9859 | 84.0088 | 156.7503 | 258.6802 | 92.4098 | 197.24 | 401.6914 | 92.4098 | 35.9545 | 252.4628 | 662.8131 | 126.3515 | 181.3425 | 91.6411 | 146.7899 | 35.9545 | 146.4121 | 214.3401 | 81.4613 | 349.953 | 35.5543 | 135.0794 | 35.5543 | 92.4098 | 142.1302 | 57.7717 | 401.6914 | 0 | 0 | 0 | 0 | 0 | 0 | 0 | 0 | 143.4916 | 0 | 0 | 0 | 0 | 229.6444 | 261.1065 | 23.0733 | 33.9885 | 269.6804 | 141.164 | 12.2588 | 81.9976 | 86.5849 | 265.5589 | 138.9008 | 184.6109 | 108.636 | 23.0733 | 333.5826 | 43.7425 | 261.1245 | 122.9901 | 140.6387 | 44.9825 | 85.3661 | 521.5379 | 25.4478 | 140.4531 | 154.525 | 12.2588 | 12.2588 | 70.4865 | 102.5517 | 61.6008 | 123.8396 | 138.2577 | 116.4336 | 136.3079 | 865.9459 | 126.8612 | 81.9976 | 70.1949 | 70.1949 | 32.0269 | 58.6312 | 865.9459 | 440.5569 | 124.3451 | 0 | 0 | 0 | 68.4519 | 86.5849 | 67.6171 | 357.4442 | 85.3661 | 0 | 59.4367 | 58.6312 | 12.2588 | 75.0343 | 29.4798 | 0 | 0 | 0 | 80.5413 | 0 | 0 | 134.3622 | 0 | 33.0197 | 0 | 0 | 183.3095 | 63.5089 | 29.4798 | 27.6215 | 27.6215 | 71.0862 | 144.49 | 208.1174 | 132.2617 | 298.1895 | 159.7749 | 107.8199 | 239.0544 | 273.3486 | 162.3967 | 138.1168 | 521.4162 | 167.4239 | 205.2536 | 83.7768 | 78.1421 | 192.9879 | 214.0051 | 77.0465 | 78.1421 | 78.1421 | 172.0865 | 83.7768 | 83.7768 | 83.7768 | 177.1079 | 156.5463 | 186.323 | 134.8711 | 134.8711 | 107.6417 | 214.1366 | 410.8092 | 125.9867 | 121.7592 | 841.3893 | 174.0757 | 121.7592 | 599.99 | 1124.07 | 158.843 | 636.7841 | 397.7987 | 174.0757 | 114.5697 | 62.7328 | 232.0046 | 48.2632 | 48.2632 | 48.2632 | 171.5892 | 246.2176 | 85.0697 | 87.1631 | 204.503 | 176.0614 | 95.8016 | 95.8016 | 124.776 | 265.6581 | 48.2632 | 453.1109 | 194.0087 | 330.347 | 119.8004 | 102.8302 | 443.9537 | 90.9311 | 137.4627 | 90.9311 | 244.0352 | 88.9534 | 102.4762 | 57.7717 | 57.7717 | 88.9534 | 241.0766 | 215.8185 | 155.0788 | 226.1098 | 96.6172 | 88.9534 | 553.4857 | 166.1757 | 239.733 | 530.2007 | 993.9351 | 80.2171 | 84.9642 | 181.4363 | 342.2027 | 84.9642 | 53.3725 | 132.226 | 86.9354 | 87.0786 | 116.1699 | 52.4919 | 52.4919 | 84.0001 | 55.5697 | 178.736 | 227.9918 | 104.5488 | 137.4627 | 101.0814 | 248.9403 | 157.6057 | 104.5488 | 101.0814 | 84.7403 | 306.0045 | 158.7415 | 38.1055 | 29.0116 | 339.6906 | 77.1361 | 287.6351 | 80.0605 | 322.4025 | 855.4994 | 39.0565 | 268.177 | 306.0045 | 411.837 | 80.0605 | 33.0197 | 170.0554 | 285.8967 | 172.6716 | 150.0826 | 0 | 78.1421 | 132.9391 | 564.5866 | 0 | 80.2171 | 118.901 | 192.9879 | 90.1506 | 131.5977 | 164.4142 | 84.0604 | 0 | 0 | 0 | 0 | 0 | 0 | 0 | 0 | 63.5089 | 0 | 133.6632 | 127.4472 | 269.6178 | 166.8344 | 0 | 177.7092 | 65.2533 | 43.7428 | 25.4478 | 958.49 | 35.7707 | 148.239 | 57.6991 | 57.6991 | 123.7949 | 37.8372 | 65.2533 | 35.7707 | 36.1298 | 36.1298 | 61.7159 | 0 | 0 | 0 | 0 | 37.8372 | 37.8372 | 37.8372 | 55.7821 | 36.1298 | 117.015 | 0 | 0 | 28.8571 | 0 | 0 | 0 | 108.3545 | 36.5236 | 139.9125 | 45.5146 | 56.366 | 28.8571 | 102.8125 | 211.3904 | 34.0205 | 135.8731 | 133.9084 | 582.5545 | 106.7371 | 103.0641 | 134.6964 | 20.6714 | 24.2769 | 24.2769 | 20.6714 | 54.647 | 84.0369 | 179.3385 | 2191.2046 | 170.2289 | 84.0369 | 77.9277 | 216.5521 | 122.5347 | 99.8759 | 105.2399 | 77.9277 | 192.8764 | 78.2953 | 36.5236 | 36.5236 | 159.5499 | 128.4945 | 0 | 0 | 0 | 24.2769 | 24.2769 | 32.7499 | 0 | 0 | 0 | 0 | 0 | 0 | 20.6714 | 36.5236 | 171.618 | 24.2769 | 32.4698 | 74.5883 | 0 | 0 | 0 | 0 | 0 | 0 | 0 | 0 | 0 | 0 | 0 | 0 | 0 | 0 | 0 | 0 | 0 | 0 | 0 | 0 | 0 | 0 | 0 | 0 | 0 | 0 | 0 | 0 | 0 | 0 | 0 | 0 | 0 | 0 | 0 | 0 | 0 | 0 | 0 | 0 | 0 | 0 | 0 | 0 | 0 | 0 | 0 | 0 | 0 | 0 | 0 | 0 | 0 | 0 | 0 | 0 | 0 | 0 | 0 | 0 | 0 | 0 | 0 | 0 | 0 | 0 | 0 | 0 | 0 | 0 | 0 | 0 | 0 | 0 | 0 | 0 | 0 | 0 | 0 | 0 | 0 | 0 | 0 | 0 | 0 | 0 | 0 | 0 | 0 | 0 | 0 | 0 | 0 | 0 | 0 | 0 | 0 | 0 | 0 | 0 | 0 | 0 | 0 | 0 | 0 | 0 | 0 | 0 | 0 | 2017-01-28 12:00
t0662 | 0 | 111.3594 | 354.635 | 125.6557 | 41.449 | 284.0654 | 41.449 | 340.8994 | 69.0725 | 69.0725 | 2175.5539 | 79.7003 | 71.1985 | 283.0982 | 339.0041 | 48.2754 | 72.6861 | 330.0909 | 213.4603 | 271.7081 | 0 | 0 | 436.635 | 33.3967 | 33.3967 | 33.3967 | 72.0464 | 143.2954 | 213.6122 | 156.1978 | 337.0805 | 89.1311 | 196.1461 | 173.8851 | 248.098 | 260.6176 | 118.8283 | 393.339 | 301.1613 | 85.2274 | 166.1828 | 256.44 | 94.1246 | 200.7187 | 396.7768 | 94.1246 | 37.1761 | 255.6359 | 674.579 | 131.6034 | 177.8715 | 91.2153 | 151.1579 | 37.1761 | 148.9918 | 224.9321 | 83.7103 | 341.835 | 35.0907 | 141.7746 | 35.0907 | 94.1246 | 143.2954 | 57.8807 | 396.7768 | 0 | 0 | 0 | 0 | 0 | 0 | 0 | 0 | 144.8283 | 0 | 0 | 0 | 0 | 229.9534 | 261.274 | 23.5509 | 33.4137 | 258.0218 | 141.7653 | 12.0823 | 80.9926 | 86.7534 | 260.4519 | 138.9816 | 185.8438 | 104.6894 | 23.5509 | 314.9681 | 43.4099 | 255.4973 | 121.6743 | 141.7755 | 44.9181 | 84.9942 | 503.7814 | 24.681 | 140.5009 | 151.7427 | 12.0823 | 12.0823 | 68.1 | 103.7077 | 61.213 | 122.7391 | 138.3869 | 107.8813 | 122.3648 | 800.7573 | 122.4114 | 80.9926 | 70.4722 | 70.4722 | 31.7573 | 55.6738 | 800.7573 | 417.5294 | 126.5826 | 0 | 0 | 0 | 69.178 | 86.7534 | 67.9573 | 350.0423 | 84.9942 | 0 | 59.843 | 55.6738 | 12.0823 | 71.4084 | 28.2973 | 0 | 0 | 0 | 80.1482 | 0 | 0 | 132.4198 | 0 | 32.2559 | 0 | 0 | 183.1697 | 66.2692 | 28.2973 | 27.4802 | 27.4802 | 69.5231 | 140.7859 | 199.987 | 130.6384 | 289.9293 | 160.5429 | 106.1449 | 237.9102 | 258.9307 | 156.754 | 136.5753 | 478.4523 | 166.028 | 196.8621 | 82.7213 | 77.5027 | 186.9506 | 207.5986 | 74.9255 | 77.5027 | 77.5027 | 163.1111 | 82.7213 | 82.7213 | 82.7213 | 170.9326 | 154.6138 | 178.0812 | 131.4915 | 131.4915 | 104.3652 | 200.3931 | 405.3575 | 128.1275 | 115.6119 | 761.1208 | 169.8677 | 115.6119 | 541.8308 | 1043.8325 | 152.236 | 599.7867 | 386.2778 | 169.8677 | 109.9226 | 61.3349 | 223.6204 | 48.2712 | 48.2712 | 48.2712 | 166.4909 | 230.3612 | 81.1464 | 92.4716 | 202.8745 | 178.3645 | 97.3974 | 97.3974 | 121.6248 | 278.6504 | 48.2712 | 433.6458 | 194.7552 | 330.8631 | 120.9127 | 103.242 | 408.8343 | 89.5109 | 141.5877 | 89.5109 | 236.2992 | 85.269 | 101.0943 | 57.8807 | 57.8807 | 85.269 | 248.9127 | 220.9394 | 149.8804 | 216.1201 | 97.9077 | 85.269 | 577.5318 | 166.2776 | 225.4861 | 501.4818 | 910.4461 | 80.2233 | 85.5423 | 173.4782 | 332.0926 | 85.5423 | 53.1513 | 128.9036 | 87.9845 | 86.3674 | 112.6515 | 51.8638 | 51.8638 | 83.3019 | 53.9816 | 168.8923 | 223.667 | 102.9957 | 141.5877 | 98.6377 | 236.2792 | 158.3145 | 102.9957 | 98.6377 | 82.5371 | 286.237 | 158.3613 | 39.915 | 28.5639 | 338.0727 | 75.6973 | 276.6772 | 78.1393 | 323.9805 | 833.1257 | 39.1605 | 264.9556 | 286.237 | 390.145 | 78.1393 | 32.2559 | 196.7424 | 275.8272 | 172.7039 | 156.9849 | 0 | 77.5027 | 133.6829 | 517.1115 | 0 | 80.2233 | 116.3157 | 186.9506 | 85.9941 | 127.6062 | 165.0669 | 81.2214 | 0 | 0 | 0 | 0 | 0 | 0 | 0 | 0 | 66.2692 | 0 | 135.0614 | 139.2107 | 254.6358 | 159.4147 | 0 | 171.2525 | 61.2652 | 42.7659 | 24.681 | 888.4453 | 35.5911 | 138.4458 | 55.1954 | 55.1954 | 115.5187 | 36.0481 | 61.2652 | 35.5911 | 35.3002 | 35.3002 | 60.1242 | 0 | 0 | 0 | 0 | 36.0481 | 36.0481 | 36.0481 | 54.1469 | 35.3002 | 113.9521 | 0 | 0 | 26.9996 | 0 | 0 | 0 | 104.5451 | 37.1675 | 134.0076 | 46.4035 | 54.9229 | 26.9996 | 104.1043 | 196.1412 | 33.5739 | 136.4935 | 130.0911 | 562.0107 | 105.6912 | 102.1047 | 131.794 | 20.3835 | 24.1326 | 24.1326 | 20.3835 | 52.0561 | 81.1676 | 175.2897 | 2025.9765 | 159.3755 | 81.1676 | 75.4602 | 198.5025 | 116.4224 | 96.0991 | 99.5848 | 75.4602 | 182.0342 | 74.3854 | 37.1675 | 37.1675 | 154.8544 | 120.5224 | 0 | 0 | 0 | 24.1326 | 24.1326 | 31.4767 | 0 | 0 | 0 | 0 | 0 | 0 | 20.3835 | 37.1675 | 163.2199 | 24.1326 | 31.9596 | 71.8976 | 0 | 0 | 0 | 0 | 0 | 0 | 0 | 0 | 0 | 0 | 0 | 0 | 0 | 0 | 0 | 0 | 0 | 0 | 0 | 0 | 0 | 0 | 0 | 0 | 0 | 0 | 0 | 0 | 0 | 0 | 0 | 0 | 0 | 0 | 0 | 0 | 0 | 0 | 0 | 0 | 0 | 0 | 0 | 0 | 0 | 0 | 0 | 0 | 0 | 0 | 0 | 0 | 0 | 0 | 0 | 0 | 0 | 0 | 0 | 0 | 0 | 0 | 0 | 0 | 0 | 0 | 0 | 0 | 0 | 0 | 0 | 0 | 0 | 0 | 0 | 0 | 0 | 0 | 0 | 0 | 0 | 0 | 0 | 0 | 0 | 0 | 0 | 0 | 0 | 0 | 0 | 0 | 0 | 0 | 0 | 0 | 0 | 0 | 0 | 0 | 0 | 0 | 0 | 0 | 0 | 0 | 0 | 0 | 0 | 2017-01-28 13:00
t0663 | 0 | 113.5968 | 349.3898 | 128.4671 | 40.4424 | 278.5992 | 40.4424 | 383.5445 | 67.9284 | 67.9284 | 2160.2501 | 76.9589 | 72.3178 | 292.7884 | 348.817 | 49.888 | 72.5608 | 331.7881 | 213.0826 | 285.6858 | 0 | 0 | 431.4639 | 33.6083 | 33.6083 | 33.6083 | 73.8209 | 145.7488 | 223.9271 | 152.7978 | 337.1668 | 88.3716 | 203.5783 | 181.4889 | 250.894 | 260.1447 | 121.6952 | 428.9407 | 313.5747 | 86.8502 | 175.5276 | 258.6522 | 96.6381 | 205.8551 | 408.6097 | 96.6381 | 38.0515 | 260.4162 | 691.6607 | 136.9395 | 178.251 | 91.2831 | 155.9735 | 38.0515 | 151.8482 | 235.2174 | 85.8666 | 341.4566 | 34.8234 | 148.4003 | 34.8234 | 96.6381 | 145.7488 | 58.5433 | 408.6097 | 0 | 0 | 0 | 0 | 0 | 0 | 0 | 0 | 146.8828 | 0 | 0 | 0 | 0 | 232.8447 | 262.8918 | 23.8666 | 32.575 | 251.3269 | 141.8227 | 11.9024 | 79.9489 | 86.0425 | 259.7897 | 140.3934 | 188.1534 | 101.6739 | 23.8666 | 306.3526 | 42.8701 | 253.4467 | 120.1506 | 142.3189 | 44.618 | 84.5021 | 496.0857 | 23.8418 | 140.533 | 149.3384 | 11.9024 | 11.9024 | 66.417 | 105.2367 | 60.7689 | 121.6209 | 139.4824 | 103.335 | 115.1555 | 767.6188 | 118.1928 | 79.9489 | 70.4385 | 70.4385 | 31.4292 | 53.4976 | 767.6188 | 406.2561 | 127.7577 | 0 | 0 | 0 | 69.3889 | 86.0425 | 68.1017 | 345.6909 | 84.5021 | 0 | 59.9799 | 53.4976 | 11.9024 | 69.3433 | 27.4633 | 0 | 0 | 0 | 80.2362 | 0 | 0 | 131.6765 | 0 | 31.4264 | 0 | 0 | 183.9374 | 68.8071 | 27.4633 | 27.388 | 27.388 | 67.5659 | 138.2647 | 195.2013 | 129.3487 | 289.1068 | 162.3687 | 105.6005 | 238.2749 | 254.1052 | 153.2471 | 135.9537 | 464.1792 | 166.4435 | 191.1166 | 83.3576 | 77.8938 | 185.0928 | 202.8243 | 73.6041 | 77.8938 | 77.8938 | 158.3835 | 83.3576 | 83.3576 | 83.3576 | 167.1086 | 155.2298 | 172.9277 | 129.3594 | 129.3594 | 102.4589 | 193.7852 | 405.6539 | 131.9592 | 111.8581 | 736.8345 | 169.3943 | 111.8581 | 515.9086 | 1021.6069 | 147.4371 | 584.0834 | 382.1498 | 169.3943 | 107.8803 | 60.5452 | 216.9848 | 48.4383 | 48.4383 | 48.4383 | 162.6286 | 221.6542 | 78.1246 | 96.9958 | 202.9279 | 181.521 | 99.7089 | 99.7089 | 120.5875 | 290.1166 | 48.4383 | 423.9732 | 196.9281 | 333.908 | 122.6197 | 103.6943 | 393.4735 | 89.017 | 147.0173 | 89.017 | 234.2946 | 83.4719 | 101.7911 | 58.5433 | 58.5433 | 83.4719 | 259.9055 | 227.7934 | 148.2283 | 211.6732 | 100.3424 | 83.4719 | 608.7205 | 167.5373 | 220.3289 | 491.949 | 885.8233 | 80.8278 | 86.6709 | 168.5056 | 328.6329 | 86.6709 | 52.8843 | 127.5947 | 89.6067 | 86.3038 | 110.4186 | 51.9544 | 51.9544 | 83.8848 | 53.1449 | 166.3728 | 224.058 | 102.2789 | 147.0173 | 97.9263 | 231.2974 | 159.8733 | 102.2789 | 97.9263 | 80.698 | 278.159 | 160.0369 | 41.387 | 28.0178 | 338.1968 | 74.7404 | 270.8232 | 76.8785 | 325.0874 | 837.2256 | 39.0989 | 260.6813 | 278.159 | 381.0535 | 76.8785 | 31.4264 | 222.8083 | 270.3436 | 175.7963 | 164.5482 | 0 | 77.8938 | 134.2079 | 507.1803 | 0 | 80.8278 | 115.481 | 185.0928 | 84.8023 | 123.502 | 166.1245 | 79.3765 | 0 | 0 | 0 | 0 | 0 | 0 | 0 | 0 | 68.8071 | 0 | 137.1853 | 149.9818 | 248.7263 | 157.1472 | 0 | 167.1506 | 58.2358 | 42.0296 | 23.8418 | 851.3108 | 35.563 | 133.5464 | 53.2069 | 53.2069 | 109.3259 | 34.8045 | 58.2358 | 35.563 | 34.4228 | 34.4228 | 58.7408 | 0 | 0 | 0 | 0 | 34.8045 | 34.8045 | 34.8045 | 52.9445 | 34.4228 | 111.7597 | 0 | 0 | 26.1545 | 0 | 0 | 0 | 101.8789 | 38.0742 | 130.7768 | 48.2129 | 53.9759 | 26.1545 | 105.7106 | 188.5854 | 33.0993 | 138.8494 | 128.6924 | 558.9705 | 105.5185 | 102.0335 | 130.5525 | 20.3192 | 24.1458 | 24.1458 | 20.3192 | 50.3165 | 79.6838 | 172.7697 | 1972.225 | 152.703 | 79.6838 | 74.3904 | 190.7341 | 112.4004 | 92.7656 | 95.7576 | 74.3904 | 175.5035 | 72.7401 | 38.0742 | 38.0742 | 151.5812 | 116.4452 | 0 | 0 | 0 | 24.1458 | 24.1458 | 30.5877 | 0 | 0 | 0 | 0 | 0 | 0 | 20.3192 | 38.0742 | 158.7626 | 24.1458 | 31.7472 | 69.6322 | 0 | 0 | 0 | 0 | 0 | 0 | 0 | 0 | 0 | 0 | 0 | 0 | 0 | 0 | 0 | 0 | 0 | 0 | 0 | 0 | 0 | 0 | 0 | 0 | 0 | 0 | 0 | 0 | 0 | 0 | 0 | 0 | 0 | 0 | 0 | 0 | 0 | 0 | 0 | 0 | 0 | 0 | 0 | 0 | 0 | 0 | 0 | 0 | 0 | 0 | 0 | 0 | 0 | 0 | 0 | 0 | 0 | 0 | 0 | 0 | 0 | 0 | 0 | 0 | 0 | 0 | 0 | 0 | 0 | 0 | 0 | 0 | 0 | 0 | 0 | 0 | 0 | 0 | 0 | 0 | 0 | 0 | 0 | 0 | 0 | 0 | 0 | 0 | 0 | 0 | 0 | 0 | 0 | 0 | 0 | 0 | 0 | 0 | 0 | 0 | 0 | 0 | 0 | 0 | 0 | 0 | 0 | 0 | 0 | 2017-01-28 14:00
t0664 | 0 | 113.598 | 351.2273 | 127.2469 | 40.3978 | 279.6618 | 40.3978 | 373.4965 | 69.2931 | 69.2931 | 2235.6937 | 77.6761 | 71.3049 | 292.4978 | 344.9004 | 48.9558 | 72.1939 | 330.5177 | 212.303 | 281.1349 | 0 | 0 | 434.7459 | 33.2673 | 33.2673 | 33.2673 | 73.1902 | 144.9066 | 220.9483 | 158.1945 | 340.4919 | 88.5226 | 200.998 | 178.847 | 248.7118 | 259.4603 | 119.9821 | 421.8246 | 314.0446 | 86.059 | 172.8944 | 258.9488 | 95.9878 | 204.4483 | 416.1168 | 95.9878 | 37.2917 | 258.3533 | 686.7477 | 135.1111 | 179.1227 | 90.5952 | 154.2324 | 37.2917 | 150.1316 | 231.6664 | 84.6736 | 343.4682 | 34.5833 | 146.2482 | 34.5833 | 95.9878 | 144.9066 | 58.2508 | 416.1168 | 0 | 0 | 0 | 0 | 0 | 0 | 0 | 0 | 145.6091 | 0 | 0 | 0 | 0 | 231.9611 | 260.8538 | 23.4455 | 32.0376 | 252.5967 | 139.7444 | 11.7708 | 79.0435 | 84.3986 | 260.2263 | 139.7045 | 186.661 | 101.3731 | 23.4455 | 310.974 | 42.2397 | 253.3638 | 118.6721 | 140.1697 | 43.9318 | 83.4503 | 498.4896 | 23.554 | 138.879 | 148.0203 | 11.7708 | 11.7708 | 66.2781 | 104.2119 | 60.0408 | 120.2497 | 138.54 | 105.4735 | 119.4096 | 785.2393 | 117.2253 | 79.0435 | 69.3782 | 69.3782 | 31.0354 | 53.5967 | 785.2393 | 411.2138 | 125.3814 | 0 | 0 | 0 | 68.1696 | 84.3986 | 67.1477 | 344.2525 | 83.4503 | 0 | 59.0642 | 53.5967 | 11.7708 | 69.8534 | 27.458 | 0 | 0 | 0 | 79.6663 | 0 | 0 | 131.1067 | 0 | 31.0549 | 0 | 0 | 182.4487 | 67.6919 | 27.458 | 27.1114 | 27.1114 | 66.5814 | 137.7038 | 195.7704 | 128.168 | 291.5208 | 161.1895 | 105.2711 | 236.6389 | 258.8128 | 153.3016 | 135.1117 | 481.7033 | 165.8766 | 191.2468 | 83.6558 | 77.7588 | 186.2624 | 201.9816 | 73.4355 | 77.7588 | 77.7588 | 160.0764 | 83.6558 | 83.6558 | 83.6558 | 167.1855 | 155.3518 | 173.5791 | 128.9308 | 128.9308 | 102.4265 | 197.3986 | 405.3412 | 131.5126 | 112.6083 | 772.8021 | 170.327 | 112.6083 | 536.2117 | 1055.704 | 147.3778 | 594.5763 | 383.6263 | 170.327 | 108.7454 | 60.3519 | 216.1698 | 47.9867 | 47.9867 | 47.9867 | 161.8987 | 225.0692 | 78.0762 | 95.0079 | 201.8552 | 179.8868 | 98.97 | 98.97 | 120.8697 | 284.918 | 47.9867 | 427.1209 | 195.611 | 331.7951 | 121.5532 | 102.4904 | 404.9865 | 88.7205 | 146.0084 | 88.7205 | 236.0962 | 84.0544 | 102.1696 | 58.2508 | 58.2508 | 84.0544 | 258.7011 | 226.0937 | 149.3279 | 213.7285 | 99.92 | 84.0544 | 605.4053 | 166.4062 | 225.0609 | 501.5484 | 922.2973 | 80.313 | 86.022 | 169.1193 | 330.1237 | 86.022 | 52.2466 | 127.7325 | 88.9136 | 85.8001 | 110.2459 | 51.8979 | 51.8979 | 83.8626 | 53.1511 | 170.2254 | 225.0625 | 101.7706 | 146.0084 | 98.1602 | 234.8027 | 158.5776 | 101.7706 | 98.1602 | 80.139 | 284.3849 | 159.6637 | 40.562 | 27.645 | 335.588 | 74.2933 | 271.9271 | 76.5609 | 320.8684 | 847.6676 | 38.5182 | 257.0624 | 284.3849 | 386.8381 | 76.5609 | 31.0549 | 218.2863 | 271.0326 | 175.9362 | 162.7196 | 0 | 77.7588 | 132.4436 | 530.7978 | 0 | 80.313 | 115.5311 | 186.2624 | 86.1675 | 122.2008 | 164.4398 | 79.3197 | 0 | 0 | 0 | 0 | 0 | 0 | 0 | 0 | 67.6919 | 0 | 136.027 | 146.8692 | 253.1552 | 159.4166 | 0 | 167.2449 | 58.464 | 41.7656 | 23.554 | 868.8396 | 35.2664 | 136.0374 | 53.0938 | 53.0938 | 110.0013 | 34.8884 | 58.464 | 35.2664 | 34.0327 | 34.0327 | 58.2926 | 0 | 0 | 0 | 0 | 34.8884 | 34.8884 | 34.8884 | 52.7273 | 34.0327 | 111.2487 | 0 | 0 | 26.6777 | 0 | 0 | 0 | 101.72 | 37.7826 | 131.4939 | 48.2609 | 53.7814 | 26.6777 | 104.6309 | 192.7425 | 32.7177 | 138.4384 | 129.1352 | 566.1295 | 104.9707 | 101.5325 | 130.3799 | 20.2583 | 23.9849 | 23.9849 | 20.2583 | 50.4829 | 79.9055 | 172.0733 | 2038.2515 | 154.518 | 79.9055 | 74.6605 | 196.876 | 112.9251 | 92.2096 | 96.263 | 74.6605 | 177.1454 | 73.7307 | 37.7826 | 37.7826 | 151.0914 | 118.3189 | 0 | 0 | 0 | 23.9849 | 23.9849 | 30.5764 | 0 | 0 | 0 | 0 | 0 | 0 | 20.2583 | 37.7826 | 160.199 | 23.9849 | 31.6183 | 69.2733 | 0 | 0 | 0 | 0 | 0 | 0 | 0 | 0 | 0 | 0 | 0 | 0 | 0 | 0 | 0 | 0 | 0 | 0 | 0 | 0 | 0 | 0 | 0 | 0 | 0 | 0 | 0 | 0 | 0 | 0 | 0 | 0 | 0 | 0 | 0 | 0 | 0 | 0 | 0 | 0 | 0 | 0 | 0 | 0 | 0 | 0 | 0 | 0 | 0 | 0 | 0 | 0 | 0 | 0 | 0 | 0 | 0 | 0 | 0 | 0 | 0 | 0 | 0 | 0 | 0 | 0 | 0 | 0 | 0 | 0 | 0 | 0 | 0 | 0 | 0 | 0 | 0 | 0 | 0 | 0 | 0 | 0 | 0 | 0 | 0 | 0 | 0 | 0 | 0 | 0 | 0 | 0 | 0 | 0 | 0 | 0 | 0 | 0 | 0 | 0 | 0 | 0 | 0 | 0 | 0 | 0 | 0 | 0 | 0 | 2017-01-28 15:00
t0665 | 0 | 123.6315 | 376.1593 | 138.5705 | 43.0452 | 298.8332 | 43.0452 | 423.8797 | 74.2143 | 74.2143 | 2407.3087 | 82.4023 | 77.3988 | 320.3171 | 376.6744 | 53.556 | 77.7608 | 357.1846 | 228.6865 | 310.0016 | 0 | 0 | 466.3382 | 35.9598 | 35.9598 | 35.9598 | 79.7877 | 157.4523 | 243.3283 | 169.1606 | 367.3859 | 95.0748 | 220.3706 | 196.5693 | 269.4811 | 279.4927 | 130.7365 | 472.5733 | 344.9824 | 93.5774 | 191.0381 | 280.3661 | 104.7454 | 222.9895 | 455.1585 | 104.7454 | 40.6131 | 280.8952 | 748.9299 | 148.3013 | 193.3901 | 97.6825 | 168.6594 | 40.6131 | 163.2409 | 254.8372 | 92.332 | 370.2822 | 37.1407 | 160.9485 | 37.1407 | 104.7454 | 157.4523 | 63.1318 | 455.1585 | 0 | 0 | 0 | 0 | 0 | 0 | 0 | 0 | 157.9815 | 0 | 0 | 0 | 0 | 251.543 | 281.9818 | 25.4175 | 34.0874 | 269.0354 | 150.5936 | 12.5931 | 84.6475 | 90.5485 | 280.2873 | 151.3212 | 202.3646 | 107.7558 | 25.4175 | 331.1992 | 45.2351 | 272.15 | 127.1007 | 151.2956 | 47.1785 | 89.6718 | 533.7351 | 24.9537 | 149.6721 | 158.3073 | 12.5931 | 12.5931 | 70.6015 | 113.09 | 64.4729 | 129.0147 | 149.8896 | 111.539 | 125.3324 | 830.8559 | 124.1975 | 84.6475 | 74.7311 | 74.7311 | 33.2751 | 56.6899 | 830.8559 | 437.9522 | 135.6582 | 0 | 0 | 0 | 73.5432 | 90.5485 | 72.4229 | 368.9036 | 89.6718 | 0 | 63.7049 | 56.6899 | 12.5931 | 74.2997 | 29.1824 | 0 | 0 | 0 | 85.9151 | 0 | 0 | 140.9592 | 0 | 33.042 | 0 | 0 | 197.0372 | 74.2196 | 29.1824 | 29.171 | 29.171 | 70.7397 | 147.1675 | 208.6922 | 137.4767 | 314.065 | 174.6707 | 113.2163 | 255.2561 | 276.89 | 163.5201 | 145.3239 | 513.1617 | 179.0418 | 203.2999 | 90.5466 | 84.0379 | 199.9662 | 215.3135 | 78.5018 | 84.0379 | 84.0379 | 170.2986 | 90.5466 | 90.5466 | 90.5466 | 178.3307 | 167.8351 | 184.5808 | 137.9136 | 137.9136 | 109.4723 | 209.6962 | 437.208 | 143.7348 | 119.5555 | 823.02 | 183.4748 | 119.5555 | 566.1642 | 1129.0114 | 156.4677 | 633.7345 | 411.6429 | 183.4748 | 116.2688 | 64.6632 | 229.6658 | 51.8025 | 51.8025 | 51.8025 | 172.5637 | 238.4522 | 82.6465 | 104.6355 | 217.6233 | 195.4833 | 107.853 | 107.853 | 129.8205 | 312.7638 | 51.8025 | 455.815 | 211.9558 | 359.1998 | 131.8773 | 110.6749 | 429.5355 | 95.3975 | 160.1469 | 95.3975 | 253.6634 | 89.7532 | 110.5454 | 63.1318 | 63.1318 | 89.7532 | 284.4851 | 247.1876 | 160.2409 | 228.3151 | 108.9585 | 89.7532 | 668.4989 | 180.0102 | 240.3282 | 536.5153 | 984.077 | 86.8787 | 93.294 | 179.8619 | 354.2929 | 93.294 | 56.1639 | 137.0738 | 96.6608 | 92.4558 | 117.7295 | 56.0038 | 56.0038 | 90.7239 | 56.8864 | 182.4924 | 242.9401 | 109.3435 | 160.1469 | 105.4963 | 250.8509 | 171.7115 | 109.3435 | 105.4963 | 85.4436 | 302.8955 | 172.9957 | 44.4396 | 29.5094 | 361.7728 | 79.5962 | 290.2979 | 81.8941 | 346.308 | 916.7261 | 41.4687 | 274.8 | 302.8955 | 412.8277 | 81.8941 | 33.042 | 248.3927 | 289.4981 | 191.2937 | 179.2058 | 0 | 84.0379 | 142.9776 | 568.6655 | 0 | 86.8787 | 124.1536 | 199.9662 | 92.3857 | 129.6014 | 177.7547 | 84.5864 | 0 | 0 | 0 | 0 | 0 | 0 | 0 | 0 | 74.2196 | 0 | 147.6913 | 163.6742 | 270.2211 | 170.8739 | 0 | 178.2542 | 61.5111 | 44.645 | 24.9537 | 918.9601 | 37.9959 | 144.3363 | 56.2308 | 56.2308 | 115.4975 | 36.9911 | 61.5111 | 37.9959 | 36.2275 | 36.2275 | 62.1255 | 0 | 0 | 0 | 0 | 36.9911 | 36.9911 | 36.9911 | 56.2301 | 36.2275 | 118.8118 | 0 | 0 | 28.3662 | 0 | 0 | 0 | 108.3161 | 41.1855 | 140.1842 | 52.9638 | 57.4982 | 28.3662 | 113.5781 | 204.2243 | 35.0153 | 150.4531 | 138.5583 | 609.3184 | 113.0691 | 109.4161 | 139.9448 | 21.808 | 25.86 | 25.86 | 21.808 | 53.5586 | 85.4182 | 184.2206 | 2174.2749 | 163.3212 | 85.4182 | 79.9763 | 208.6883 | 119.7474 | 97.6981 | 101.879 | 79.9763 | 187.7823 | 78.7224 | 41.1855 | 41.1855 | 161.2244 | 125.6137 | 0 | 0 | 0 | 25.86 | 25.86 | 32.5166 | 0 | 0 | 0 | 0 | 0 | 0 | 21.808 | 41.1855 | 170.5535 | 25.86 | 33.978 | 73.5217 | 0 | 0 | 0 | 0 | 0 | 0 | 0 | 0 | 0 | 0 | 0 | 0 | 0 | 0 | 0 | 0 | 0 | 0 | 0 | 0 | 0 | 0 | 0 | 0 | 0 | 0 | 0 | 0 | 0 | 0 | 0 | 0 | 0 | 0 | 0 | 0 | 0 | 0 | 0 | 0 | 0 | 0 | 0 | 0 | 0 | 0 | 0 | 0 | 0 | 0 | 0 | 0 | 0 | 0 | 0 | 0 | 0 | 0 | 0 | 0 | 0 | 0 | 0 | 0 | 0 | 0 | 0 | 0 | 0 | 0 | 0 | 0 | 0 | 0 | 0 | 0 | 0 | 0 | 0 | 0 | 0 | 0 | 0 | 0 | 0 | 0 | 0 | 0 | 0 | 0 | 0 | 0 | 0 | 0 | 0 | 0 | 0 | 0 | 0 | 0 | 0 | 0 | 0 | 0 | 0 | 0 | 0 | 0 | 0 | 2017-01-28 16:00
t0666 | 0 | 125.9616 | 392.1672 | 141.8261 | 45.4117 | 312.9515 | 45.4117 | 409.4861 | 76.7252 | 76.7252 | 2447.1261 | 87.0338 | 79.8465 | 323.2528 | 384.1169 | 54.7062 | 80.8044 | 368.9212 | 237.424 | 312.0774 | 0 | 0 | 484.3068 | 37.2641 | 37.2641 | 37.2641 | 81.4763 | 161.381 | 245.0787 | 173.8696 | 377.4493 | 98.8698 | 223.4967 | 198.7787 | 277.9483 | 289.9827 | 134.0405 | 463.686 | 345.8804 | 95.9866 | 191.5676 | 287.8723 | 106.6742 | 227.2952 | 455.128 | 106.6742 | 41.8207 | 287.9743 | 763.6742 | 150.1879 | 199.0519 | 101.4816 | 171.6231 | 41.8207 | 167.6706 | 257.4303 | 94.5407 | 381.8116 | 38.8192 | 162.4086 | 38.8192 | 106.6742 | 161.381 | 64.9473 | 455.128 | 0 | 0 | 0 | 0 | 0 | 0 | 0 | 0 | 162.5872 | 0 | 0 | 0 | 0 | 258.3544 | 291.7753 | 26.3309 | 36.3679 | 283.0263 | 157.2428 | 13.2753 | 89.108 | 95.4733 | 290.1374 | 155.8142 | 208.4359 | 114.2423 | 26.3309 | 346.4813 | 47.7117 | 283.2886 | 133.8492 | 157.6071 | 49.5587 | 93.9425 | 556.815 | 26.7372 | 155.9978 | 166.7576 | 13.2753 | 13.2753 | 74.5589 | 116.4209 | 67.5996 | 135.4038 | 154.7905 | 117.6574 | 132.6301 | 874.5633 | 132.7658 | 89.108 | 78.1052 | 78.1052 | 34.9865 | 60.4149 | 874.5633 | 458.9108 | 141.063 | 0 | 0 | 0 | 76.7856 | 95.4733 | 75.4874 | 386.3217 | 93.9425 | 0 | 66.4487 | 60.4149 | 13.2753 | 78.2301 | 30.8976 | 0 | 0 | 0 | 89.2065 | 0 | 0 | 146.846 | 0 | 35.1563 | 0 | 0 | 204.2375 | 75.4248 | 30.8976 | 30.4539 | 30.4539 | 75.5606 | 154.776 | 219.5049 | 144.1612 | 323.7484 | 179.9736 | 117.8048 | 264.9045 | 287.0163 | 172.0746 | 151.4578 | 529.9692 | 185.2442 | 215.0702 | 92.8879 | 86.6852 | 207.5404 | 227.3867 | 82.4437 | 86.6852 | 86.6852 | 178.9151 | 92.8879 | 92.8879 | 92.8879 | 187.6466 | 172.9734 | 194.8197 | 144.7755 | 144.7755 | 114.874 | 219.8469 | 452.1742 | 145.7261 | 126.2992 | 845.3553 | 189.4786 | 126.2992 | 592.6645 | 1161.462 | 165.9658 | 661.0904 | 428.1817 | 189.4786 | 121.3561 | 67.6959 | 243.7971 | 53.7696 | 53.7696 | 53.7696 | 182.3107 | 251.5245 | 88.0911 | 105.8351 | 225.8307 | 200.7016 | 110.1261 | 110.1261 | 134.9464 | 317.5536 | 53.7696 | 477.3592 | 218.3429 | 370.4793 | 135.7312 | 114.973 | 448.8455 | 99.3079 | 161.7543 | 99.3079 | 262.7364 | 93.9314 | 113.4613 | 64.9473 | 64.9473 | 93.9314 | 285.7574 | 251.0752 | 166.3297 | 238.4134 | 110.9305 | 93.9314 | 667.2808 | 185.9431 | 249.4658 | 555.939 | 1011.8461 | 89.7221 | 96.0096 | 189.8126 | 368.2855 | 96.0096 | 58.7881 | 142.7866 | 99.1038 | 96.0516 | 123.7961 | 57.8882 | 57.8882 | 93.3534 | 59.5451 | 188.0489 | 250.1926 | 114.0784 | 161.7543 | 109.5463 | 261.1062 | 177.2266 | 114.0784 | 109.5463 | 90.3534 | 315.5635 | 177.7736 | 45.3179 | 31.262 | 375.9966 | 83.4708 | 304.4235 | 86.0108 | 360.3538 | 936.9409 | 43.3719 | 290.5379 | 315.5635 | 430.4543 | 86.0108 | 35.1563 | 238.0314 | 303.5871 | 195.1121 | 180.2536 | 0 | 86.6852 | 148.7352 | 579.172 | 0 | 89.7221 | 129.0841 | 207.5404 | 95.5596 | 138.504 | 184.1917 | 89.1006 | 0 | 0 | 0 | 0 | 0 | 0 | 0 | 0 | 75.4248 | 0 | 151.7998 | 162.4041 | 281.2487 | 176.9872 | 0 | 187.7915 | 66.0332 | 46.9981 | 26.7372 | 969.1616 | 39.5415 | 151.6196 | 59.937 | 59.937 | 124.2363 | 39.2572 | 66.0332 | 39.5415 | 38.5055 | 38.5055 | 65.7656 | 0 | 0 | 0 | 0 | 39.2572 | 39.2572 | 39.2572 | 59.3431 | 38.5055 | 125.131 | 0 | 0 | 29.6723 | 0 | 0 | 0 | 114.4192 | 42.0401 | 147.2137 | 53.2016 | 60.4202 | 29.6723 | 116.9003 | 214.5935 | 36.9021 | 153.9062 | 144.1731 | 627.5071 | 117.4971 | 113.5978 | 145.9279 | 22.6554 | 26.8542 | 26.8542 | 22.6554 | 56.7544 | 89.4473 | 193.1984 | 2245.8346 | 173.2662 | 89.4473 | 83.4302 | 217.9251 | 126.8929 | 104.2995 | 108.2601 | 83.4302 | 198.5728 | 82.0914 | 42.0401 | 42.0401 | 169.9031 | 132.0105 | 0 | 0 | 0 | 26.8542 | 26.8542 | 34.3975 | 0 | 0 | 0 | 0 | 0 | 0 | 22.6554 | 42.0401 | 179.138 | 26.8542 | 35.4191 | 78.2383 | 0 | 0 | 0 | 0 | 0 | 0 | 0 | 0 | 0 | 0 | 0 | 0 | 0 | 0 | 0 | 0 | 0 | 0 | 0 | 0 | 0 | 0 | 0 | 0 | 0 | 0 | 0 | 0 | 0 | 0 | 0 | 0 | 0 | 0 | 0 | 0 | 0 | 0 | 0 | 0 | 0 | 0 | 0 | 0 | 0 | 0 | 0 | 0 | 0 | 0 | 0 | 0 | 0 | 0 | 0 | 0 | 0 | 0 | 0 | 0 | 0 | 0 | 0 | 0 | 0 | 0 | 0 | 0 | 0 | 0 | 0 | 0 | 0 | 0 | 0 | 0 | 0 | 0 | 0 | 0 | 0 | 0 | 0 | 0 | 0 | 0 | 0 | 0 | 0 | 0 | 0 | 0 | 0 | 0 | 0 | 0 | 0 | 0 | 0 | 0 | 0 | 0 | 0 | 0 | 0 | 0 | 0 | 0 | 0 | 2017-01-28 17:00
t0667 | 0 | 120.8157 | 384.602 | 138.678 | 45.5796 | 309.2429 | 45.5796 | 379.7271 | 72.9384 | 72.9384 | 2226.7813 | 86.2717 | 79.3518 | 306.5888 | 374.7497 | 54.0505 | 80.0402 | 362.0571 | 234.4664 | 301.4381 | 0 | 0 | 471.1352 | 37.0428 | 37.0428 | 37.0428 | 79.3296 | 157.2648 | 235.983 | 160.5676 | 360.9826 | 97.1237 | 216.957 | 192.7526 | 274.1379 | 285.735 | 132.198 | 433.075 | 324.0025 | 94.0678 | 183.8415 | 278.4639 | 103.2385 | 220.257 | 414.4302 | 103.2385 | 41.8109 | 281.5593 | 740.6635 | 145.6608 | 192.1482 | 100.8333 | 166.9614 | 41.8109 | 165.1051 | 249.4771 | 93.0624 | 368.9161 | 38.8251 | 157.0333 | 38.8251 | 103.2385 | 157.2648 | 63.5213 | 414.4302 | 0 | 0 | 0 | 0 | 0 | 0 | 0 | 0 | 159.9094 | 0 | 0 | 0 | 0 | 251.7351 | 288.5548 | 26.4347 | 37.7501 | 280.7743 | 158.7373 | 13.4904 | 90.4323 | 98.092 | 283.375 | 152.55 | 205.0053 | 115.6312 | 26.4347 | 336.7495 | 48.7528 | 279.3997 | 136.0787 | 158.7519 | 50.4409 | 94.932 | 546.832 | 27.729 | 156.5205 | 168.8021 | 13.4904 | 13.4904 | 75.0255 | 114.7151 | 68.3371 | 136.9113 | 152.4958 | 114.687 | 127.0236 | 847.6212 | 136.6282 | 90.4323 | 78.9809 | 78.9809 | 35.513 | 61.1387 | 847.6212 | 448.6893 | 142.4554 | 0 | 0 | 0 | 77.8168 | 98.092 | 75.9756 | 385.8654 | 94.932 | 0 | 67.0519 | 61.1387 | 13.4904 | 77.4494 | 31.1088 | 0 | 0 | 0 | 88.5225 | 0 | 0 | 145.7668 | 0 | 36.1544 | 0 | 0 | 202.5184 | 73.7776 | 31.1088 | 30.5479 | 30.5479 | 78.3399 | 155.3774 | 218.3345 | 145.1957 | 311.6303 | 176.9248 | 116.5752 | 262.6279 | 274.3879 | 171.8459 | 150.8068 | 490.9515 | 182.0868 | 216.0726 | 89.4441 | 84.685 | 202.0909 | 229.4449 | 82.4262 | 84.685 | 84.685 | 175.8614 | 89.4441 | 89.4441 | 89.4441 | 187.3549 | 168.2092 | 194.3838 | 144.8667 | 144.8667 | 114.4288 | 213.2296 | 442.6344 | 139.5438 | 125.6592 | 765.337 | 183.5392 | 125.6592 | 557.8395 | 1076.8132 | 167.5112 | 637.694 | 419.5152 | 183.5392 | 118.7403 | 67.5028 | 247.3912 | 53.4984 | 53.4984 | 53.4984 | 184.1286 | 246.9038 | 89.4535 | 103.5302 | 223.3829 | 196.8907 | 107.0416 | 107.0416 | 132.3794 | 311.0112 | 53.4984 | 469.4183 | 214.4141 | 364.1959 | 133.5119 | 114.869 | 427.3064 | 98.3539 | 154.8911 | 98.3539 | 254.6946 | 92.3459 | 109.3053 | 63.5213 | 63.5213 | 92.3459 | 270.7562 | 242.4071 | 161.7421 | 232.8732 | 106.9327 | 92.3459 | 627.6406 | 183.2436 | 237.9576 | 530.5109 | 927.2825 | 88.3482 | 94.2678 | 189.3873 | 360.2013 | 94.2678 | 59.3145 | 140.6827 | 96.8796 | 95.2163 | 123.8379 | 56.6511 | 56.6511 | 90.7306 | 59.0987 | 177.2388 | 241.8264 | 113.5459 | 154.8911 | 107.3129 | 252.1226 | 174.8021 | 113.5459 | 107.3129 | 91.6521 | 302.0659 | 172.9824 | 44.7588 | 32.0501 | 373.8743 | 83.7196 | 301.2125 | 86.211 | 361.4338 | 886.6709 | 43.8839 | 297.3888 | 302.0659 | 416.5576 | 86.211 | 36.1544 | 216.1952 | 301.0071 | 187.2013 | 172.712 | 0 | 84.685 | 149.1644 | 519.7464 | 0 | 88.3482 | 126.9943 | 202.0909 | 91.4059 | 142.9262 | 183.0834 | 89.2186 | 0 | 0 | 0 | 0 | 0 | 0 | 0 | 0 | 73.7776 | 0 | 149.0075 | 154.9756 | 270.5661 | 169.9845 | 0 | 187.7476 | 67.2215 | 47.3762 | 27.729 | 944.5715 | 39.4155 | 147.4195 | 60.9866 | 60.9866 | 126.3979 | 39.5006 | 67.2215 | 39.4155 | 39.5251 | 39.5251 | 66.8582 | 0 | 0 | 0 | 0 | 39.5006 | 39.5006 | 39.5006 | 59.8277 | 39.5251 | 125.9187 | 0 | 0 | 28.6439 | 0 | 0 | 0 | 115.092 | 40.8602 | 145.6397 | 50.0008 | 60.5564 | 28.6439 | 115.235 | 207.7777 | 37.5113 | 149.015 | 141.3956 | 599.5473 | 116.4102 | 112.3768 | 144.4341 | 22.3704 | 26.6367 | 26.6367 | 22.3704 | 56.9355 | 88.5027 | 193.2777 | 2093.3007 | 172.0952 | 88.5027 | 82.0643 | 206.4598 | 127.0684 | 106.8607 | 108.6878 | 82.0643 | 197.1119 | 79.6199 | 40.8602 | 40.8602 | 170.7921 | 128.8684 | 0 | 0 | 0 | 26.6367 | 26.6367 | 34.6038 | 0 | 0 | 0 | 0 | 0 | 0 | 22.3704 | 40.8602 | 176.4146 | 26.6367 | 35.1729 | 79.7707 | 0 | 0 | 0 | 0 | 0 | 0 | 0 | 0 | 0 | 0 | 0 | 0 | 0 | 0 | 0 | 0 | 0 | 0 | 0 | 0 | 0 | 0 | 0 | 0 | 0 | 0 | 0 | 0 | 0 | 0 | 0 | 0 | 0 | 0 | 0 | 0 | 0 | 0 | 0 | 0 | 0 | 0 | 0 | 0 | 0 | 0 | 0 | 0 | 0 | 0 | 0 | 0 | 0 | 0 | 0 | 0 | 0 | 0 | 0 | 0 | 0 | 0 | 0 | 0 | 0 | 0 | 0 | 0 | 0 | 0 | 0 | 0 | 0 | 0 | 0 | 0 | 0 | 0 | 0 | 0 | 0 | 0 | 0 | 0 | 0 | 0 | 0 | 0 | 0 | 0 | 0 | 0 | 0 | 0 | 0 | 0 | 0 | 0 | 0 | 0 | 0 | 0 | 0 | 0 | 0 | 0 | 0 | 0 | 0 | 2017-01-28 18:00
t0668 | 0 | 115.3688 | 363.8401 | 135.4962 | 43.8219 | 293.7236 | 43.8219 | 384.5481 | 66.4413 | 66.4413 | 1940.9149 | 80.9966 | 78.3767 | 293.1132 | 367.5011 | 53.9159 | 77.5221 | 349.4563 | 226.3429 | 298.5536 | 0 | 0 | 442.9659 | 36.2845 | 36.2845 | 36.2845 | 77.3225 | 152.3573 | 232.3076 | 140.2916 | 336.946 | 92.618 | 213.3798 | 190.3608 | 267.5387 | 275.1638 | 130.5395 | 428.8593 | 307.5781 | 91.8452 | 181.6406 | 265.4561 | 100.1744 | 213.7914 | 376.327 | 100.1744 | 41.8417 | 274.1411 | 719.4022 | 143.4681 | 181.5962 | 98.2103 | 163.6784 | 41.8417 | 162.034 | 246.6709 | 91.8482 | 347.9099 | 37.7814 | 155.0414 | 37.7814 | 100.1744 | 152.3573 | 61.4507 | 376.327 | 0 | 0 | 0 | 0 | 0 | 0 | 0 | 0 | 156.0202 | 0 | 0 | 0 | 0 | 242.8054 | 281.0837 | 26.3275 | 37.5626 | 266.0824 | 157.1345 | 13.2583 | 88.9197 | 98.0864 | 270.0846 | 147.561 | 199.6953 | 111.6929 | 26.3275 | 311.3371 | 48.2956 | 267.7347 | 134.0924 | 157.28 | 50.0283 | 93.5415 | 517.8648 | 27.3424 | 153.9413 | 165.0818 | 13.2583 | 13.2583 | 72.3006 | 112.2011 | 67.2714 | 134.5771 | 148.1826 | 104.7614 | 111.469 | 769.6201 | 133.59 | 88.9197 | 78.2561 | 78.2561 | 35.0079 | 58.4598 | 769.6201 | 417.849 | 142.2008 | 0 | 0 | 0 | 77.5208 | 98.0864 | 75.0935 | 373.2594 | 93.5415 | 0 | 66.4594 | 58.4598 | 13.2583 | 73.0136 | 29.86 | 0 | 0 | 0 | 86.1308 | 0 | 0 | 140.9824 | 0 | 35.6148 | 0 | 0 | 197.459 | 73.1625 | 29.86 | 29.9373 | 29.9373 | 77.6412 | 150.3311 | 207.928 | 142.0376 | 292.125 | 172.0834 | 112.424 | 255.3832 | 251.0783 | 164.626 | 146.4823 | 426.7466 | 175.6104 | 206.9704 | 84.7593 | 81.3276 | 190.5757 | 222.1333 | 79.4207 | 81.3276 | 81.3276 | 164.4382 | 84.7593 | 84.7593 | 84.7593 | 179.4395 | 160.568 | 184.8406 | 139.901 | 139.901 | 109.7529 | 195.5119 | 424.2628 | 134.2638 | 118.6979 | 643.5389 | 173.2892 | 118.6979 | 484.8557 | 946.085 | 160.8946 | 585.0991 | 398.0481 | 173.2892 | 111.6177 | 65.1528 | 239.4179 | 52.3134 | 52.3134 | 52.3134 | 178.4001 | 228.4408 | 86.0082 | 103.6431 | 216.4386 | 192.2069 | 104.0576 | 104.0576 | 126.0445 | 309.6019 | 52.3134 | 442.1088 | 208.2671 | 353.5038 | 130.2732 | 112.9086 | 381.1882 | 94.9021 | 150.2142 | 94.9021 | 239.3188 | 87.0561 | 103.5526 | 61.4507 | 61.4507 | 87.0561 | 261.0155 | 235.556 | 152.1282 | 218.0397 | 103.1394 | 87.0561 | 605.822 | 178.063 | 216.1938 | 484.2026 | 797.2342 | 85.7734 | 91.725 | 180.1377 | 341.1959 | 91.725 | 58.3924 | 134.3815 | 94.287 | 92.3824 | 119.1428 | 54.3363 | 54.3363 | 86.8069 | 56.6109 | 160.0665 | 228.7892 | 109.9959 | 150.2142 | 102.1516 | 232.8366 | 170.374 | 109.9959 | 102.1516 | 89.2881 | 274.0349 | 166.2844 | 44.7683 | 31.663 | 364.3089 | 81.328 | 285.9741 | 83.4135 | 356.3879 | 821.4834 | 43.4641 | 294.1234 | 274.0349 | 384.7956 | 83.4135 | 35.6148 | 215.7266 | 286.7919 | 178.4485 | 169.1301 | 0 | 81.3276 | 147.1337 | 438.4311 | 0 | 85.7734 | 121.4603 | 190.5757 | 84.1139 | 140.4501 | 179.3322 | 85.6883 | 0 | 0 | 0 | 0 | 0 | 0 | 0 | 0 | 73.1625 | 0 | 145.2901 | 155.0957 | 248.2349 | 157.1115 | 0 | 179.7982 | 64.0372 | 46.0697 | 27.3424 | 863.0069 | 38.4656 | 135.2211 | 58.8335 | 58.8335 | 119.8357 | 37.7037 | 64.0372 | 38.4656 | 38.8915 | 38.8915 | 65.2402 | 0 | 0 | 0 | 0 | 37.7037 | 37.7037 | 37.7037 | 57.9106 | 38.8915 | 121.9866 | 0 | 0 | 26.1638 | 0 | 0 | 0 | 110.7828 | 39.743 | 137.8467 | 47.5389 | 58.5251 | 26.1638 | 112.8299 | 189.012 | 36.9034 | 143.3813 | 134.2998 | 555.7948 | 112.7827 | 108.7952 | 138.7503 | 21.5641 | 25.8917 | 25.8917 | 21.5641 | 54.2249 | 84.2618 | 186.9362 | 1840.8639 | 160.7178 | 84.2618 | 77.9382 | 182.7442 | 120.6442 | 103.9795 | 103.0875 | 77.9382 | 185.0774 | 73.8313 | 39.743 | 39.743 | 164.9735 | 118.9543 | 0 | 0 | 0 | 25.8917 | 25.8917 | 33.2244 | 0 | 0 | 0 | 0 | 0 | 0 | 21.5641 | 39.743 | 165.5907 | 25.8917 | 33.9997 | 77.4557 | 0 | 0 | 0 | 0 | 0 | 0 | 0 | 0 | 0 | 0 | 0 | 0 | 0 | 0 | 0 | 0 | 0 | 0 | 0 | 0 | 0 | 0 | 0 | 0 | 0 | 0 | 0 | 0 | 0 | 0 | 0 | 0 | 0 | 0 | 0 | 0 | 0 | 0 | 0 | 0 | 0 | 0 | 0 | 0 | 0 | 0 | 0 | 0 | 0 | 0 | 0 | 0 | 0 | 0 | 0 | 0 | 0 | 0 | 0 | 0 | 0 | 0 | 0 | 0 | 0 | 0 | 0 | 0 | 0 | 0 | 0 | 0 | 0 | 0 | 0 | 0 | 0 | 0 | 0 | 0 | 0 | 0 | 0 | 0 | 0 | 0 | 0 | 0 | 0 | 0 | 0 | 0 | 0 | 0 | 0 | 0 | 0 | 0 | 0 | 0 | 0 | 0 | 0 | 0 | 0 | 0 | 0 | 0 | 0 | 2017-01-28 19:00
t0669 | 0 | 114.6011 | 346.6795 | 135.1492 | 41.396 | 278.5632 | 41.396 | 425.4973 | 62.8038 | 62.8038 | 1845.6437 | 75.2701 | 77.6757 | 295.8774 | 369.2599 | 54.4741 | 75.2258 | 341.613 | 219.5426 | 307.3112 | 0 | 0 | 423.1854 | 35.5697 | 35.5697 | 35.5697 | 77.3029 | 150.9999 | 238.3154 | 130.7685 | 326.3164 | 89.0041 | 216.4926 | 194.3588 | 263.6036 | 266.8071 | 130.5387 | 459.5535 | 312.858 | 91.2729 | 187.9031 | 260.2121 | 100.3503 | 213.9086 | 376.9651 | 100.3503 | 41.8502 | 272.2753 | 719.613 | 145.9793 | 176.5102 | 95.6256 | 164.9756 | 41.8502 | 161.1063 | 252.3871 | 92.0052 | 336.7919 | 36.4409 | 158.7981 | 36.4409 | 100.3503 | 150.9999 | 60.512 | 376.9651 | 0 | 0 | 0 | 0 | 0 | 0 | 0 | 0 | 154.216 | 0 | 0 | 0 | 0 | 239.336 | 275.3517 | 26.0449 | 35.651 | 250.247 | 153.2137 | 12.7016 | 85.3805 | 94.8724 | 261.3428 | 145.0958 | 196.9773 | 105.042 | 26.0449 | 291.0258 | 46.4436 | 257.6011 | 128.8451 | 153.9368 | 48.4187 | 90.5469 | 493.2327 | 25.6573 | 149.9653 | 157.8701 | 12.7016 | 12.7016 | 68.2907 | 110.9937 | 65.0056 | 129.7546 | 145.4045 | 95.8584 | 98.6988 | 703.9815 | 125.0977 | 85.3805 | 76.2385 | 76.2385 | 33.7208 | 54.2153 | 703.9815 | 391.2726 | 140.0903 | 0 | 0 | 0 | 75.852 | 94.8724 | 73.3441 | 357.7761 | 90.5469 | 0 | 64.9415 | 54.2153 | 12.7016 | 68.3594 | 28.0287 | 0 | 0 | 0 | 83.8876 | 0 | 0 | 136.1828 | 0 | 33.724 | 0 | 0 | 193.0218 | 74.2823 | 28.0287 | 29.0376 | 29.0376 | 73.3959 | 143.201 | 196.1878 | 136.7466 | 282.0029 | 169.5211 | 108.6175 | 248.8369 | 236.8781 | 155.7679 | 141.7398 | 392.9222 | 171.1431 | 194.2709 | 82.9469 | 79.4528 | 182.5579 | 210.3887 | 75.6302 | 79.4528 | 79.4528 | 153.7151 | 82.9469 | 82.9469 | 82.9469 | 169.7778 | 156.577 | 173.3233 | 133.4872 | 133.4872 | 104.366 | 181.1728 | 412.3559 | 134.9158 | 110.695 | 586.6645 | 167.4414 | 110.695 | 435.0916 | 883.3198 | 150.6828 | 546.9855 | 381.2859 | 167.4414 | 105.7679 | 62.3991 | 225.0105 | 51.112 | 51.112 | 51.112 | 168.9504 | 210.7723 | 80.0262 | 106.4181 | 210.507 | 190.7259 | 103.9119 | 103.9119 | 121.1006 | 315.3153 | 51.112 | 417.185 | 205.0928 | 347.3373 | 128.7577 | 110.4857 | 349.1145 | 91.6542 | 152.4079 | 91.6542 | 229.5367 | 82.2832 | 101.2412 | 60.512 | 60.512 | 82.2832 | 266.4753 | 237.1086 | 145.486 | 205.981 | 103.074 | 82.2832 | 625.202 | 174.6586 | 202.6175 | 456.4092 | 735.3594 | 84.1225 | 90.5447 | 168.977 | 326.8557 | 90.5447 | 56.5643 | 128.9215 | 93.6153 | 89.7636 | 113.1443 | 52.8768 | 52.8768 | 84.9629 | 53.9954 | 151.419 | 222.307 | 106.1108 | 152.4079 | 98.2929 | 219.3229 | 167.5853 | 106.1108 | 98.2929 | 84.7213 | 254.9805 | 163.4913 | 45.3999 | 30.2151 | 354.5895 | 77.9818 | 270.5792 | 79.6188 | 348.4864 | 799.4118 | 42.2916 | 281.6412 | 254.9805 | 361.472 | 79.6188 | 33.724 | 240.8641 | 271.9178 | 176.7964 | 173.4707 | 0 | 79.4528 | 143.9565 | 407.5814 | 0 | 84.1225 | 116.9491 | 182.5579 | 79.9073 | 131.9841 | 175.8124 | 81.0789 | 0 | 0 | 0 | 0 | 0 | 0 | 0 | 0 | 74.2823 | 0 | 143.8459 | 163.9138 | 232.9417 | 149.2849 | 0 | 169.7998 | 58.6079 | 43.9525 | 25.6573 | 790.0572 | 37.3976 | 124.9253 | 54.8548 | 54.8548 | 109.0001 | 35.1457 | 58.6079 | 37.3976 | 36.8551 | 36.8551 | 61.8688 | 0 | 0 | 0 | 0 | 35.1457 | 35.1457 | 35.1457 | 54.8969 | 36.8551 | 116.047 | 0 | 0 | 24.2792 | 0 | 0 | 0 | 104.5225 | 39.7176 | 129.9011 | 48.2356 | 55.7826 | 24.2792 | 111.709 | 173.6133 | 35.3884 | 142.0514 | 128.6529 | 534.1116 | 109.4567 | 105.6896 | 133.3282 | 20.8798 | 25.1992 | 25.1992 | 20.8798 | 50.5898 | 80.0334 | 178.7812 | 1706.6773 | 147.8195 | 80.0334 | 74.359 | 166.726 | 112.3378 | 97.2565 | 95.5222 | 74.359 | 171.6832 | 69.5042 | 39.7176 | 39.7176 | 156.5281 | 110.2552 | 0 | 0 | 0 | 25.1992 | 25.1992 | 31.2332 | 0 | 0 | 0 | 0 | 0 | 0 | 20.8798 | 39.7176 | 155.2185 | 25.1992 | 32.8015 | 72.6841 | 0 | 0 | 0 | 0 | 0 | 0 | 0 | 0 | 0 | 0 | 0 | 0 | 0 | 0 | 0 | 0 | 0 | 0 | 0 | 0 | 0 | 0 | 0 | 0 | 0 | 0 | 0 | 0 | 0 | 0 | 0 | 0 | 0 | 0 | 0 | 0 | 0 | 0 | 0 | 0 | 0 | 0 | 0 | 0 | 0 | 0 | 0 | 0 | 0 | 0 | 0 | 0 | 0 | 0 | 0 | 0 | 0 | 0 | 0 | 0 | 0 | 0 | 0 | 0 | 0 | 0 | 0 | 0 | 0 | 0 | 0 | 0 | 0 | 0 | 0 | 0 | 0 | 0 | 0 | 0 | 0 | 0 | 0 | 0 | 0 | 0 | 0 | 0 | 0 | 0 | 0 | 0 | 0 | 0 | 0 | 0 | 0 | 0 | 0 | 0 | 0 | 0 | 0 | 0 | 0 | 0 | 0 | 0 | 0 | 2017-01-28 20:00
t0670 | 0 | 117.6157 | 337.2293 | 138.5394 | 39.5635 | 268.8164 | 39.5635 | 488.0269 | 61.1542 | 61.1542 | 1839.2654 | 70.7678 | 78.7166 | 309.8193 | 381.7243 | 56.449 | 74.5199 | 342.1785 | 217.5686 | 326.5205 | 0 | 0 | 413.9968 | 35.6091 | 35.6091 | 35.6091 | 79.5328 | 153.875 | 252.571 | 126.6281 | 326.0397 | 87.4018 | 226.3854 | 204.6139 | 265.9851 | 264.4809 | 133.8623 | 511.6986 | 331.3501 | 93.1327 | 200.9804 | 262.5716 | 103.6418 | 220.5631 | 396.7534 | 103.6418 | 42.7697 | 277.8333 | 741.6178 | 153.1377 | 176.5584 | 95.0119 | 171.2382 | 42.7697 | 164.2605 | 266.3188 | 94.5702 | 335.2446 | 35.7456 | 167.8406 | 35.7456 | 103.6418 | 153.875 | 61.1672 | 396.7534 | 0 | 0 | 0 | 0 | 0 | 0 | 0 | 0 | 156.2805 | 0 | 0 | 0 | 0 | 242.4597 | 275.8409 | 26.269 | 33.9376 | 238.7486 | 151.7955 | 12.3031 | 82.9594 | 92.6702 | 259.1458 | 146.3881 | 199.1594 | 99.5855 | 26.269 | 277.4619 | 45.1217 | 253.0121 | 125.2331 | 153.2674 | 47.4504 | 88.9304 | 479.3381 | 24.0827 | 148.6759 | 152.7626 | 12.3031 | 12.3031 | 65.208 | 112.521 | 63.7095 | 126.8261 | 146.0973 | 88.8783 | 88.2062 | 653.8117 | 117.3749 | 82.9594 | 75.4238 | 75.4238 | 32.8862 | 50.4987 | 653.8117 | 373.0789 | 140.4187 | 0 | 0 | 0 | 75.3731 | 92.6702 | 72.8671 | 348.5178 | 88.9304 | 0 | 64.508 | 50.4987 | 12.3031 | 64.8991 | 26.5528 | 0 | 0 | 0 | 83.4069 | 0 | 0 | 134.1123 | 0 | 32.0947 | 0 | 0 | 192.7564 | 77.5741 | 26.5528 | 28.6463 | 28.6463 | 69.5432 | 138.2527 | 187.7603 | 133.5778 | 280.1616 | 171.178 | 107.0888 | 247.5967 | 229.6808 | 149.4019 | 139.7382 | 374.4594 | 170.7556 | 184.1577 | 83.6623 | 79.6366 | 179.1021 | 201.3989 | 73.0792 | 79.6366 | 79.6366 | 145.9972 | 83.6623 | 83.6623 | 83.6623 | 162.8429 | 156.8315 | 164.4499 | 129.2577 | 129.2577 | 100.7854 | 171.0028 | 410.6744 | 140.2199 | 104.4084 | 557.8775 | 166.191 | 104.4084 | 398.7756 | 855.686 | 142.2324 | 522.9288 | 373.3222 | 166.191 | 102.2871 | 60.7559 | 212.9786 | 50.9631 | 50.9631 | 50.9631 | 161.6666 | 197.0236 | 74.7749 | 112.4151 | 209.1619 | 194.2436 | 106.8305 | 106.8305 | 118.9421 | 330.2302 | 50.9631 | 400.7711 | 207.0793 | 349.7274 | 130.467 | 110.2274 | 326.955 | 90.3022 | 159.9803 | 90.3022 | 225.8414 | 79.2092 | 101.992 | 61.1672 | 61.1672 | 79.2092 | 282.3177 | 246.2919 | 142.5178 | 198.5845 | 106.3083 | 79.2092 | 670.8353 | 175.4011 | 195.0678 | 442.3566 | 705.4799 | 84.4874 | 91.6684 | 160.4012 | 320.2367 | 91.6684 | 55.6262 | 126.2372 | 95.4979 | 89.035 | 108.9468 | 52.7394 | 52.7394 | 85.4671 | 52.3907 | 148.0278 | 222.1947 | 104.2539 | 159.9803 | 96.7516 | 211.5279 | 168.7823 | 104.2539 | 96.7516 | 81.1554 | 243.0355 | 165.2288 | 47.2332 | 29.0564 | 352.0887 | 75.9021 | 260.2662 | 77.0913 | 347.0072 | 805.7883 | 41.7737 | 272.0954 | 243.0355 | 347.2176 | 77.0913 | 32.0947 | 279.7647 | 262.0412 | 180.9216 | 184.0582 | 0 | 79.6366 | 143.4461 | 398.1989 | 0 | 84.4874 | 115.0515 | 179.1021 | 78.0969 | 124.2898 | 176.0256 | 77.7032 | 0 | 0 | 0 | 0 | 0 | 0 | 0 | 0 | 77.5741 | 0 | 146.1147 | 179.22 | 223.9279 | 145.7355 | 0 | 162.4261 | 53.5504 | 42.4607 | 24.0827 | 733.0306 | 37.0601 | 117.3634 | 51.3588 | 51.3588 | 98.7904 | 33.0111 | 53.5504 | 37.0601 | 35.1269 | 35.1269 | 59.1856 | 0 | 0 | 0 | 0 | 33.0111 | 33.0111 | 33.0111 | 52.6216 | 35.1269 | 111.7777 | 0 | 0 | 22.9952 | 0 | 0 | 0 | 99.679 | 40.8669 | 124.3446 | 50.9106 | 53.9199 | 22.9952 | 113.3369 | 162.1598 | 34.3155 | 144.9706 | 125.9365 | 529.1859 | 108.44 | 104.8711 | 130.6178 | 20.6514 | 25.0373 | 25.0373 | 20.6514 | 47.6145 | 77.3416 | 173.6097 | 1636.0348 | 137.0613 | 77.3416 | 72.3756 | 155.6836 | 105.5322 | 91.2373 | 89.1048 | 72.3756 | 160.9712 | 66.884 | 40.8669 | 40.8669 | 150.3358 | 103.8591 | 0 | 0 | 0 | 25.0373 | 25.0373 | 29.6511 | 0 | 0 | 0 | 0 | 0 | 0 | 20.6514 | 40.8669 | 147.8331 | 25.0373 | 32.2524 | 68.5678 | 0 | 0 | 0 | 0 | 0 | 0 | 0 | 0 | 0 | 0 | 0 | 0 | 0 | 0 | 0 | 0 | 0 | 0 | 0 | 0 | 0 | 0 | 0 | 0 | 0 | 0 | 0 | 0 | 0 | 0 | 0 | 0 | 0 | 0 | 0 | 0 | 0 | 0 | 0 | 0 | 0 | 0 | 0 | 0 | 0 | 0 | 0 | 0 | 0 | 0 | 0 | 0 | 0 | 0 | 0 | 0 | 0 | 0 | 0 | 0 | 0 | 0 | 0 | 0 | 0 | 0 | 0 | 0 | 0 | 0 | 0 | 0 | 0 | 0 | 0 | 0 | 0 | 0 | 0 | 0 | 0 | 0 | 0 | 0 | 0 | 0 | 0 | 0 | 0 | 0 | 0 | 0 | 0 | 0 | 0 | 0 | 0 | 0 | 0 | 0 | 0 | 0 | 0 | 0 | 0 | 0 | 0 | 0 | 0 | 2017-01-28 21:00
t0671 | 0 | 115.2624 | 319.1866 | 135.4667 | 36.9407 | 252.9505 | 36.9407 | 508.6824 | 58.0905 | 58.0905 | 1780.4008 | 65.4212 | 76.3517 | 307.4179 | 375.1689 | 55.5067 | 71.2934 | 329.8689 | 208.2511 | 326.1949 | 0 | 0 | 393.5592 | 34.2818 | 34.2818 | 34.2818 | 77.9619 | 149.9748 | 252.0204 | 120.2368 | 314.5233 | 83.2155 | 224.0581 | 203.3019 | 257.4671 | 253.2443 | 130.8374 | 525.3134 | 331.203 | 90.8032 | 201.6105 | 254.5656 | 101.8695 | 216.5633 | 396.1947 | 101.8695 | 41.6776 | 270.9383 | 727.9023 | 151.8489 | 170.2983 | 91.0458 | 168.7301 | 41.6776 | 160.019 | 264.9672 | 92.575 | 322.366 | 33.959 | 167.1707 | 33.959 | 101.8695 | 149.9748 | 59.3113 | 396.1947 | 0 | 0 | 0 | 0 | 0 | 0 | 0 | 0 | 151.7034 | 0 | 0 | 0 | 0 | 235.4847 | 265.7748 | 25.3874 | 31.5164 | 222.8894 | 145.0198 | 11.5783 | 78.2391 | 87.6167 | 248.3679 | 141.7714 | 193.0601 | 92.4127 | 25.3874 | 259.4122 | 42.5287 | 240.841 | 118.1168 | 146.9065 | 44.9901 | 84.4844 | 453.3624 | 22.1498 | 142.1653 | 143.7112 | 11.5783 | 11.5783 | 60.8347 | 109.2343 | 60.4401 | 120.1071 | 141.066 | 81.5148 | 78.9596 | 600.7043 | 107.9939 | 78.2391 | 71.9821 | 71.9821 | 31.0895 | 46.2938 | 600.7043 | 348.6338 | 135.1283 | 0 | 0 | 0 | 72.1227 | 87.6167 | 69.7523 | 329.6559 | 84.4844 | 0 | 61.7317 | 46.2938 | 11.5783 | 60.4004 | 24.639 | 0 | 0 | 0 | 79.9679 | 0 | 0 | 127.8075 | 0 | 29.8214 | 0 | 0 | 185.3227 | 76.6763 | 24.639 | 27.3071 | 27.3071 | 64.3817 | 129.9546 | 175.6126 | 126.4898 | 269.1665 | 165.8122 | 102.1547 | 237.5167 | 217.465 | 139.889 | 133.2285 | 351.8286 | 164.1946 | 170.99 | 81.1212 | 76.8312 | 170.5526 | 188.1653 | 68.7551 | 76.8312 | 76.8312 | 136.0078 | 81.1212 | 81.1212 | 81.1212 | 152.4795 | 151.3008 | 152.8791 | 121.7694 | 121.7694 | 94.8143 | 158.8426 | 394.5851 | 138.4376 | 96.6983 | 524.9391 | 159.4866 | 96.6983 | 364.2706 | 812.3338 | 131.6268 | 490.1653 | 354.8585 | 159.4866 | 96.4707 | 57.4583 | 197.3785 | 48.9379 | 48.9379 | 48.9379 | 150.9918 | 181.5904 | 68.6783 | 111.8399 | 200.5063 | 189.156 | 104.6888 | 104.6888 | 113.2717 | 326.9132 | 48.9379 | 376.1642 | 200.5945 | 338.1754 | 126.6362 | 105.851 | 302.7119 | 86.0981 | 158.8403 | 86.0981 | 215.5382 | 74.4483 | 98.8186 | 59.3113 | 59.3113 | 74.4483 | 281.9878 | 242.9275 | 135.6023 | 186.944 | 104.4391 | 74.4483 | 675.0964 | 169.3035 | 183.8911 | 418.7933 | 666.5464 | 81.5598 | 88.9437 | 149.1625 | 304.5709 | 88.9437 | 52.8953 | 119.9407 | 93.1126 | 85.243 | 102.2603 | 50.7209 | 50.7209 | 82.6729 | 49.455 | 141.0866 | 214.1908 | 99.1837 | 158.8403 | 92.2772 | 199.3956 | 163.1903 | 99.1837 | 92.2772 | 75.8235 | 227.5374 | 160.2622 | 46.5534 | 27.195 | 337.2366 | 71.7319 | 244.3557 | 72.6119 | 332.7337 | 782.2107 | 39.8258 | 255.4799 | 227.5374 | 326.3727 | 72.6119 | 29.8214 | 293.7636 | 246.2784 | 176.9962 | 183.8399 | 0 | 76.8312 | 137.6073 | 381.5087 | 0 | 81.5598 | 109.6524 | 170.5526 | 74.3131 | 114.621 | 169.4763 | 72.7004 | 0 | 0 | 0 | 0 | 0 | 0 | 0 | 0 | 76.6763 | 0 | 142.0576 | 181.9932 | 210.7125 | 138.5199 | 0 | 151.7997 | 48.3961 | 39.9151 | 22.1498 | 672.6291 | 35.4457 | 108.6465 | 47.2295 | 47.2295 | 88.7593 | 30.4544 | 48.3961 | 35.4457 | 32.6767 | 32.6767 | 55.2376 | 0 | 0 | 0 | 0 | 30.4544 | 30.4544 | 30.4544 | 49.2115 | 32.6767 | 104.8872 | 0 | 0 | 21.4196 | 0 | 0 | 0 | 92.9186 | 40.0672 | 116.3708 | 50.7776 | 50.7307 | 21.4196 | 110.0759 | 149.5876 | 32.3161 | 141.4929 | 119.6798 | 507.9115 | 103.7492 | 100.4448 | 124.0947 | 19.7429 | 23.9954 | 23.9954 | 19.7429 | 44.0005 | 72.8352 | 163.8587 | 1541.8729 | 125.4693 | 72.8352 | 68.5119 | 143.9323 | 97.4122 | 83.9667 | 81.8288 | 68.5119 | 148.5097 | 62.9292 | 40.0672 | 40.0672 | 140.812 | 96.281 | 0 | 0 | 0 | 23.9954 | 23.9954 | 27.5554 | 0 | 0 | 0 | 0 | 0 | 0 | 19.7429 | 40.0672 | 137.9482 | 23.9954 | 30.7047 | 63.3742 | 0 | 0 | 0 | 0 | 0 | 0 | 0 | 0 | 0 | 0 | 0 | 0 | 0 | 0 | 0 | 0 | 0 | 0 | 0 | 0 | 0 | 0 | 0 | 0 | 0 | 0 | 0 | 0 | 0 | 0 | 0 | 0 | 0 | 0 | 0 | 0 | 0 | 0 | 0 | 0 | 0 | 0 | 0 | 0 | 0 | 0 | 0 | 0 | 0 | 0 | 0 | 0 | 0 | 0 | 0 | 0 | 0 | 0 | 0 | 0 | 0 | 0 | 0 | 0 | 0 | 0 | 0 | 0 | 0 | 0 | 0 | 0 | 0 | 0 | 0 | 0 | 0 | 0 | 0 | 0 | 0 | 0 | 0 | 0 | 0 | 0 | 0 | 0 | 0 | 0 | 0 | 0 | 0 | 0 | 0 | 0 | 0 | 0 | 0 | 0 | 0 | 0 | 0 | 0 | 0 | 0 | 0 | 0 | 0 | 2017-01-28 22:00
t0672 | 0 | 112.8893 | 299.5572 | 132.0539 | 33.989 | 235.4791 | 33.989 | 532.2649 | 54.9987 | 54.9987 | 1733.8364 | 59.5474 | 73.6184 | 305.5484 | 367.8824 | 54.3843 | 67.6781 | 316.2924 | 197.8798 | 325.8848 | 0 | 0 | 371.6887 | 32.7694 | 32.7694 | 32.7694 | 76.2438 | 145.7251 | 251.5484 | 114.3372 | 302.8209 | 78.631 | 221.5077 | 201.856 | 247.8842 | 240.7989 | 127.3583 | 541.3668 | 332.2076 | 88.2063 | 202.4282 | 246.1093 | 99.9898 | 212.2908 | 398.4576 | 99.9898 | 40.3728 | 263.3197 | 713.1845 | 150.4398 | 163.7317 | 86.5616 | 165.9713 | 40.3728 | 155.2136 | 263.4777 | 90.2869 | 308.8134 | 31.9313 | 166.4637 | 31.9313 | 99.9898 | 145.7251 | 57.2734 | 398.4576 | 0 | 0 | 0 | 0 | 0 | 0 | 0 | 0 | 146.5754 | 0 | 0 | 0 | 0 | 227.9139 | 254.4427 | 24.349 | 28.6752 | 205.3734 | 137.1288 | 10.7411 | 72.7856 | 81.6442 | 236.6858 | 136.6919 | 186.2416 | 84.2733 | 24.349 | 240.1851 | 39.5026 | 227.3951 | 109.8711 | 139.4903 | 42.1149 | 79.3396 | 425.0299 | 19.9026 | 134.6665 | 133.3242 | 10.7411 | 10.7411 | 55.8963 | 105.529 | 56.6612 | 112.3549 | 135.4451 | 73.6471 | 69.3445 | 544.4789 | 97.1824 | 72.7856 | 67.9674 | 67.9674 | 29.0073 | 41.5565 | 544.4789 | 322.3029 | 128.8745 | 0 | 0 | 0 | 68.2973 | 81.6442 | 66.135 | 308.3926 | 79.3396 | 0 | 58.4919 | 41.5565 | 10.7411 | 55.455 | 22.4834 | 0 | 0 | 0 | 76.0888 | 0 | 0 | 120.7379 | 0 | 27.1834 | 0 | 0 | 176.9222 | 75.6347 | 22.4834 | 25.7721 | 25.7721 | 58.3509 | 120.5668 | 162.1241 | 118.3688 | 257.7277 | 159.8298 | 96.6541 | 226.1641 | 204.9312 | 129.2489 | 125.878 | 330.3547 | 156.9446 | 156.2005 | 78.4824 | 73.7759 | 161.3787 | 173.1431 | 63.8933 | 73.7759 | 73.7759 | 125.1546 | 78.4824 | 78.4824 | 78.4824 | 140.8921 | 145.3612 | 140.0082 | 113.3291 | 113.3291 | 88.144 | 145.9461 | 377.0137 | 136.709 | 88.1739 | 495.9981 | 152.3794 | 88.1739 | 329.578 | 771.7613 | 119.6595 | 455.784 | 334.7749 | 152.3794 | 90.1813 | 53.753 | 179.6295 | 46.6343 | 46.6343 | 46.6343 | 138.8609 | 164.9035 | 61.7731 | 111.0995 | 190.8187 | 183.4754 | 102.3675 | 102.3675 | 107.0805 | 322.9723 | 46.6343 | 349.3407 | 193.3885 | 325.3271 | 122.3432 | 100.8238 | 277.8913 | 81.4049 | 157.8055 | 81.4049 | 204.6001 | 69.2583 | 95.5167 | 57.2734 | 57.2734 | 69.2583 | 282.2559 | 239.4188 | 128.2073 | 174.407 | 102.504 | 69.2583 | 681.5412 | 162.4885 | 172.4669 | 394.7274 | 631.1756 | 78.2948 | 85.9103 | 136.6589 | 287.5936 | 85.9103 | 49.7402 | 113.0089 | 90.4795 | 80.9831 | 94.7485 | 48.5166 | 48.5166 | 79.6741 | 46.1894 | 134.2774 | 205.7595 | 93.4759 | 157.8055 | 87.4037 | 186.6397 | 156.9099 | 93.4759 | 87.4037 | 69.7233 | 211.5341 | 154.9026 | 45.7316 | 25.0292 | 320.425 | 66.9991 | 226.8134 | 67.549 | 316.2335 | 759.4897 | 37.5549 | 236.1253 | 211.5341 | 304.3522 | 67.549 | 27.1834 | 310.0776 | 228.8247 | 173.018 | 183.7844 | 0 | 73.7759 | 130.854 | 368.3896 | 0 | 78.2948 | 103.7158 | 161.3787 | 70.4333 | 103.4225 | 162.0144 | 67.0833 | 0 | 0 | 0 | 0 | 0 | 0 | 0 | 0 | 75.6347 | 0 | 137.5304 | 185.1452 | 196.9295 | 131.0383 | 0 | 139.9068 | 42.5854 | 37.0155 | 19.9026 | 608.1017 | 33.6115 | 99.3633 | 42.5374 | 42.5374 | 77.4831 | 27.5866 | 42.5854 | 33.6115 | 29.8375 | 29.8375 | 50.7104 | 0 | 0 | 0 | 0 | 27.5866 | 27.5866 | 27.5866 | 45.3428 | 29.8375 | 97.0723 | 0 | 0 | 19.7632 | 0 | 0 | 0 | 85.2932 | 39.2002 | 107.595 | 50.7974 | 47.1297 | 19.7632 | 106.3915 | 136.2981 | 30.0038 | 137.8026 | 112.8598 | 486.2768 | 98.4905 | 95.4944 | 116.8445 | 18.733 | 22.8218 | 22.8218 | 18.733 | 39.9602 | 67.8587 | 152.8551 | 1451.2822 | 112.7374 | 67.8587 | 64.2821 | 132.0139 | 88.3624 | 75.6303 | 73.7098 | 64.2821 | 134.7999 | 58.7313 | 39.2002 | 39.2002 | 130.0439 | 88.1532 | 0 | 0 | 0 | 22.8218 | 22.8218 | 25.1957 | 0 | 0 | 0 | 0 | 0 | 0 | 18.733 | 39.2002 | 127.1676 | 22.8218 | 28.9695 | 57.4386 | 0 | 0 | 0 | 0 | 0 | 0 | 0 | 0 | 0 | 0 | 0 | 0 | 0 | 0 | 0 | 0 | 0 | 0 | 0 | 0 | 0 | 0 | 0 | 0 | 0 | 0 | 0 | 0 | 0 | 0 | 0 | 0 | 0 | 0 | 0 | 0 | 0 | 0 | 0 | 0 | 0 | 0 | 0 | 0 | 0 | 0 | 0 | 0 | 0 | 0 | 0 | 0 | 0 | 0 | 0 | 0 | 0 | 0 | 0 | 0 | 0 | 0 | 0 | 0 | 0 | 0 | 0 | 0 | 0 | 0 | 0 | 0 | 0 | 0 | 0 | 0 | 0 | 0 | 0 | 0 | 0 | 0 | 0 | 0 | 0 | 0 | 0 | 0 | 0 | 0 | 0 | 0 | 0 | 0 | 0 | 0 | 0 | 0 | 0 | 0 | 0 | 0 | 0 | 0 | 0 | 0 | 0 | 0 | 0 | 2017-01-28 23:00
t0673 | 0 | 111.6822 | 281.4777 | 130.3417 | 31.2398 | 219.1975 | 31.2398 | 567.0238 | 51.9065 | 51.9065 | 1680.8015 | 53.7279 | 71.8771 | 307.258 | 365.6571 | 54.1175 | 64.7178 | 305.8784 | 189.3459 | 330.8437 | 0 | 0 | 351.6079 | 31.6426 | 31.6426 | 31.6426 | 75.5028 | 143.1588 | 254.9592 | 107.6731 | 292.817 | 74.5984 | 222.2079 | 203.5273 | 241.2286 | 230.5194 | 125.6739 | 567.2384 | 337.0779 | 86.7149 | 206.5316 | 239.8642 | 99.3631 | 210.6665 | 403.2575 | 99.3631 | 39.6901 | 258.9169 | 707.3954 | 151.2856 | 158.3563 | 82.9937 | 165.5262 | 39.6901 | 152.4378 | 266.1179 | 89.2773 | 297.3076 | 30.2101 | 168.3541 | 30.2101 | 99.3631 | 143.1588 | 55.8583 | 403.2575 | 0 | 0 | 0 | 0 | 0 | 0 | 0 | 0 | 143.2123 | 0 | 0 | 0 | 0 | 222.7727 | 245.9435 | 23.656 | 26.1361 | 188.6218 | 130.942 | 10.0117 | 68.0828 | 76.7212 | 226.8248 | 133.0803 | 181.6041 | 76.6361 | 23.656 | 220.9604 | 36.9226 | 215.6948 | 102.7925 | 133.8631 | 39.7451 | 75.0915 | 398.9253 | 17.8183 | 128.7383 | 124.1766 | 10.0117 | 10.0117 | 51.3054 | 103.1272 | 53.5078 | 105.8016 | 131.3175 | 65.4105 | 58.5194 | 485.1007 | 87.0408 | 68.0828 | 64.7994 | 64.7994 | 27.2413 | 36.9366 | 485.1007 | 296.3266 | 124.4394 | 0 | 0 | 0 | 65.386 | 76.7212 | 63.3382 | 289.6922 | 75.0915 | 0 | 55.9974 | 36.9366 | 10.0117 | 50.648 | 20.4395 | 0 | 0 | 0 | 73.0087 | 0 | 0 | 114.7649 | 0 | 24.7926 | 0 | 0 | 170.4761 | 75.764 | 20.4395 | 24.518 | 24.518 | 52.8825 | 112.1024 | 149.3996 | 111.4316 | 247.7573 | 155.6778 | 92.0034 | 217.1814 | 192.4412 | 119.3512 | 119.7502 | 305.7446 | 151.2066 | 142.1476 | 76.4891 | 71.4159 | 153.0854 | 159.3467 | 59.4888 | 71.4159 | 71.4159 | 114.4661 | 76.4891 | 76.4891 | 76.4891 | 130.1094 | 140.6757 | 127.6581 | 105.7537 | 105.7537 | 82.0443 | 132.7104 | 362.7345 | 136.616 | 79.8403 | 459.5613 | 146.2704 | 79.8403 | 289.9081 | 726.7044 | 108.2601 | 421.0201 | 316.7391 | 146.2704 | 84.2329 | 50.4764 | 162.9762 | 44.8578 | 44.8578 | 44.8578 | 127.7239 | 147.889 | 55.1138 | 112.246 | 183.0264 | 180.0701 | 101.3233 | 101.3233 | 101.6208 | 324.205 | 44.8578 | 323.724 | 188.3652 | 316.0657 | 119.5235 | 97.0043 | 250.9533 | 77.429 | 158.8834 | 77.429 | 194.7288 | 64.3298 | 92.9889 | 55.8583 | 55.8583 | 64.3298 | 286.2685 | 239.0274 | 121.4507 | 162.3829 | 101.7763 | 64.3298 | 697.5766 | 157.4597 | 160.7744 | 370.5845 | 589.2861 | 75.8824 | 83.8787 | 124.675 | 272.3258 | 83.8787 | 47.1455 | 106.8703 | 88.9454 | 77.532 | 87.8685 | 46.7452 | 46.7452 | 77.4093 | 43.2323 | 127.3581 | 198.8409 | 88.6212 | 158.8834 | 83.1393 | 174.0713 | 152.4401 | 88.6212 | 83.1393 | 64.1819 | 194.9247 | 151.1077 | 45.6511 | 23.1197 | 307.0094 | 62.857 | 210.34 | 63.0188 | 303.607 | 740.8515 | 35.7464 | 219.2987 | 194.9247 | 282.5274 | 63.0188 | 24.7926 | 332.6725 | 212.6002 | 170.7588 | 186.4777 | 0 | 71.4159 | 125.7149 | 351.2826 | 0 | 75.8824 | 98.5621 | 153.0854 | 66.6788 | 93.0444 | 156.4596 | 61.8714 | 0 | 0 | 0 | 0 | 0 | 0 | 0 | 0 | 75.764 | 0 | 134.6683 | 191.6979 | 183.092 | 123.8555 | 0 | 128.7791 | 36.7857 | 34.4269 | 17.8183 | 540.6013 | 32.1356 | 89.8029 | 38.0443 | 38.0443 | 66.0945 | 24.8113 | 36.7857 | 32.1356 | 27.2681 | 27.2681 | 46.5961 | 0 | 0 | 0 | 0 | 24.8113 | 24.8113 | 24.8113 | 41.7988 | 27.2681 | 90.0008 | 0 | 0 | 18.0568 | 0 | 0 | 0 | 78.1748 | 38.8265 | 99.2325 | 51.4061 | 43.8868 | 18.0568 | 104.0395 | 122.3559 | 27.9989 | 135.6072 | 106.7439 | 466.5927 | 94.1894 | 91.4739 | 110.5071 | 17.8911 | 21.8842 | 21.8842 | 17.8911 | 36.048 | 63.2557 | 143.0829 | 1350.6218 | 99.8482 | 63.2557 | 60.4226 | 118.8696 | 79.5383 | 67.7592 | 65.7163 | 60.4226 | 121.1776 | 54.6143 | 38.8265 | 38.8265 | 120.189 | 79.8927 | 0 | 0 | 0 | 21.8842 | 21.8842 | 22.9669 | 0 | 0 | 0 | 0 | 0 | 0 | 17.8911 | 38.8265 | 116.6612 | 21.8842 | 27.4921 | 51.8653 | 0 | 0 | 0 | 0 | 0 | 0 | 0 | 0 | 0 | 0 | 0 | 0 | 0 | 0 | 0 | 0 | 0 | 0 | 0 | 0 | 0 | 0 | 0 | 0 | 0 | 0 | 0 | 0 | 0 | 0 | 0 | 0 | 0 | 0 | 0 | 0 | 0 | 0 | 0 | 0 | 0 | 0 | 0 | 0 | 0 | 0 | 0 | 0 | 0 | 0 | 0 | 0 | 0 | 0 | 0 | 0 | 0 | 0 | 0 | 0 | 0 | 0 | 0 | 0 | 0 | 0 | 0 | 0 | 0 | 0 | 0 | 0 | 0 | 0 | 0 | 0 | 0 | 0 | 0 | 0 | 0 | 0 | 0 | 0 | 0 | 0 | 0 | 0 | 0 | 0 | 0 | 0 | 0 | 0 | 0 | 0 | 0 | 0 | 0 | 0 | 0 | 0 | 0 | 0 | 0 | 0 | 0 | 0 | 0 | 2017-01-29
t0674 | 0 | 111.9231 | 272.4585 | 130.64 | 29.8204 | 210.8711 | 29.8204 | 595.2726 | 50.2209 | 50.2209 | 1650.1487 | 50.4772 | 71.6048 | 311.0874 | 368.1745 | 54.588 | 63.5182 | 302.3476 | 185.8655 | 337.6111 | 0 | 0 | 341.727 | 31.2819 | 31.2819 | 31.2819 | 75.8183 | 142.9778 | 259.8311 | 103.5905 | 288.6525 | 72.7349 | 225.0431 | 206.8092 | 239.6074 | 226.3061 | 126.0309 | 589.4893 | 343.0022 | 86.6915 | 211.3458 | 238.0687 | 99.964 | 211.7621 | 408.5421 | 99.964 | 39.7462 | 258.8283 | 710.8984 | 153.4567 | 156.2814 | 81.6334 | 167.0088 | 39.7462 | 152.3562 | 270.7073 | 89.6428 | 292.4729 | 29.4514 | 171.3781 | 29.4514 | 99.964 | 142.9778 | 55.5253 | 408.5421 | 0 | 0 | 0 | 0 | 0 | 0 | 0 | 0 | 142.6107 | 0 | 0 | 0 | 0 | 221.7083 | 243.1974 | 23.5067 | 24.8845 | 179.6986 | 128.6171 | 9.6704 | 65.9236 | 74.6263 | 222.6498 | 132.1367 | 180.5895 | 72.6327 | 23.5067 | 210.228 | 35.7568 | 210.3687 | 99.5649 | 131.9227 | 38.744 | 73.3008 | 385.8782 | 16.7329 | 126.4828 | 119.8293 | 9.6704 | 9.6704 | 48.9383 | 102.7243 | 52.1499 | 102.9081 | 130.0811 | 60.5266 | 51.6151 | 449.6419 | 81.6898 | 65.9236 | 63.5883 | 63.5883 | 26.4543 | 34.3843 | 449.6419 | 282.0214 | 123.1924 | 0 | 0 | 0 | 64.3659 | 74.6263 | 62.3264 | 280.9115 | 73.3008 | 0 | 55.1014 | 34.3843 | 9.6704 | 48.0322 | 19.3549 | 0 | 0 | 0 | 71.8425 | 0 | 0 | 112.1758 | 0 | 23.5931 | 0 | 0 | 168.2415 | 76.7025 | 19.3549 | 24.0045 | 24.0045 | 50.1276 | 107.9443 | 142.7421 | 108.318 | 243.3676 | 154.6817 | 89.9916 | 213.8134 | 185.6151 | 114.2658 | 117.1549 | 290.2583 | 149.0853 | 134.6765 | 75.8812 | 70.6087 | 149.1055 | 152.3503 | 57.3146 | 70.6087 | 70.6087 | 108.5721 | 75.8812 | 75.8812 | 75.8812 | 124.567 | 138.9976 | 121.0262 | 102.0681 | 102.0681 | 78.9966 | 125.077 | 357.1512 | 137.8434 | 75.2574 | 435.01 | 143.6236 | 75.2574 | 264.4826 | 699.4917 | 102.1649 | 401.4439 | 308.12 | 143.6236 | 81.1476 | 48.9256 | 154.237 | 44.2302 | 44.2302 | 44.2302 | 122.0764 | 138.0817 | 51.4835 | 114.2845 | 179.9989 | 179.8292 | 101.6977 | 101.6977 | 99.0902 | 328.7135 | 44.2302 | 310.1883 | 187.1419 | 313.4809 | 119.0139 | 95.6989 | 234.5491 | 75.7008 | 161.128 | 75.7008 | 190.0338 | 61.7477 | 92.1825 | 55.5253 | 55.5253 | 61.7477 | 291.4925 | 241.1873 | 118.1548 | 156.0248 | 102.2978 | 61.7477 | 714.2482 | 155.9281 | 154.1578 | 357.2932 | 562.4198 | 75.146 | 83.4717 | 118.25 | 265.0261 | 83.4717 | 46.0624 | 103.9898 | 88.8989 | 76.1647 | 84.4124 | 46.0711 | 46.0711 | 76.6952 | 41.7817 | 123.5511 | 196.1459 | 86.4832 | 161.128 | 81.1938 | 167.2359 | 151.2381 | 86.4832 | 81.1938 | 61.4104 | 185.3128 | 150.1571 | 46.1441 | 22.2038 | 301.8535 | 60.9221 | 201.8094 | 60.823 | 299.1803 | 734.109 | 35.0398 | 211.4219 | 185.3128 | 270.5337 | 60.823 | 23.5931 | 350.3798 | 204.3135 | 170.8476 | 190.1053 | 0 | 70.6087 | 123.9401 | 339.8253 | 0 | 75.146 | 96.233 | 149.1055 | 64.7134 | 87.6561 | 154.6862 | 59.1992 | 0 | 0 | 0 | 0 | 0 | 0 | 0 | 0 | 76.7025 | 0 | 134.282 | 197.979 | 175.3947 | 120.1202 | 0 | 123.0083 | 33.4793 | 33.1721 | 16.7329 | 500.6164 | 31.5554 | 84.2555 | 35.6159 | 35.6159 | 59.5093 | 23.2971 | 33.4793 | 31.5554 | 25.983 | 25.983 | 44.5345 | 0 | 0 | 0 | 0 | 23.2971 | 23.2971 | 23.2971 | 40.0094 | 25.983 | 86.5018 | 0 | 0 | 17.0715 | 0 | 0 | 0 | 74.4827 | 38.9878 | 94.809 | 52.2305 | 42.2987 | 17.0715 | 103.6848 | 114.1017 | 27.0687 | 135.5168 | 103.8249 | 457.3247 | 92.4503 | 89.8767 | 107.5877 | 17.538 | 21.524 | 21.524 | 17.538 | 33.915 | 60.9264 | 138.4116 | 1289.115 | 92.4405 | 60.9264 | 58.5207 | 110.7454 | 74.6866 | 63.5753 | 61.26 | 58.5207 | 113.5336 | 52.3804 | 38.9878 | 38.9878 | 115.2289 | 75.1667 | 0 | 0 | 0 | 21.524 | 21.524 | 21.791 | 0 | 0 | 0 | 0 | 0 | 0 | 17.538 | 38.9878 | 110.9427 | 21.524 | 26.8418 | 48.9313 | 0 | 0 | 0 | 0 | 0 | 0 | 0 | 0 | 0 | 0 | 0 | 0 | 0 | 0 | 0 | 0 | 0 | 0 | 0 | 0 | 0 | 0 | 0 | 0 | 0 | 0 | 0 | 0 | 0 | 0 | 0 | 0 | 0 | 0 | 0 | 0 | 0 | 0 | 0 | 0 | 0 | 0 | 0 | 0 | 0 | 0 | 0 | 0 | 0 | 0 | 0 | 0 | 0 | 0 | 0 | 0 | 0 | 0 | 0 | 0 | 0 | 0 | 0 | 0 | 0 | 0 | 0 | 0 | 0 | 0 | 0 | 0 | 0 | 0 | 0 | 0 | 0 | 0 | 0 | 0 | 0 | 0 | 0 | 0 | 0 | 0 | 0 | 0 | 0 | 0 | 0 | 0 | 0 | 0 | 0 | 0 | 0 | 0 | 0 | 0 | 0 | 0 | 0 | 0 | 0 | 0 | 0 | 0 | 0 | 2017-01-29 01:00
t0675 | 0 | 111.5352 | 268.6487 | 130.2947 | 29.302 | 207.5727 | 29.302 | 601.6666 | 49.4259 | 49.4259 | 1628.4413 | 49.2937 | 71.3214 | 310.926 | 367.7147 | 54.5768 | 62.9517 | 300.2264 | 184.1917 | 338.5289 | 0 | 0 | 337.2706 | 31.0813 | 31.0813 | 31.0813 | 75.6515 | 142.4153 | 260.3985 | 101.5631 | 286.0223 | 71.9 | 225.1438 | 207.1153 | 238.3573 | 224.2526 | 125.7623 | 593.9675 | 343.2383 | 86.3984 | 212.0653 | 236.5676 | 99.7811 | 211.3272 | 407.7399 | 99.7811 | 39.664 | 257.9225 | 709.4049 | 153.5983 | 154.9861 | 80.9747 | 166.8935 | 39.664 | 151.8569 | 271.1987 | 89.4811 | 289.7483 | 29.1375 | 171.7146 | 29.1375 | 99.7811 | 142.4153 | 55.2298 | 407.7399 | 0 | 0 | 0 | 0 | 0 | 0 | 0 | 0 | 141.967 | 0 | 0 | 0 | 0 | 220.5792 | 241.6029 | 23.4043 | 24.4749 | 176.3413 | 127.6116 | 9.5458 | 65.1217 | 73.869 | 220.5279 | 131.3901 | 179.693 | 71.2321 | 23.4043 | 205.9542 | 35.335 | 208.0155 | 98.3725 | 131.0182 | 38.3612 | 72.5851 | 380.422 | 16.3825 | 125.4699 | 118.2248 | 9.5458 | 9.5458 | 48.0825 | 102.2784 | 51.6154 | 101.7874 | 129.2815 | 58.7219 | 49.0986 | 436.3217 | 79.9278 | 65.1217 | 63.0765 | 63.0765 | 26.1575 | 33.5154 | 436.3217 | 276.4184 | 122.5383 | 0 | 0 | 0 | 63.9182 | 73.869 | 61.867 | 277.4096 | 72.5851 | 0 | 54.701 | 33.5154 | 9.5458 | 47.0553 | 18.9704 | 0 | 0 | 0 | 71.2685 | 0 | 0 | 111.036 | 0 | 23.1896 | 0 | 0 | 167.0506 | 76.7488 | 18.9704 | 23.785 | 23.785 | 49.2285 | 106.3781 | 140.2337 | 107.0971 | 240.9348 | 153.8697 | 89.0849 | 212.1293 | 182.537 | 112.3603 | 116.016 | 283.2333 | 147.927 | 132.0082 | 75.3756 | 70.1046 | 147.2767 | 149.8256 | 56.4816 | 70.1046 | 70.1046 | 106.324 | 75.3756 | 75.3756 | 75.3756 | 122.4888 | 137.9476 | 118.6066 | 100.6481 | 100.6481 | 77.8173 | 122.1094 | 354.147 | 137.666 | 73.5942 | 423.2879 | 142.2133 | 73.5942 | 254.5234 | 686.0984 | 100.0333 | 393.402 | 304.3082 | 142.2133 | 79.8736 | 48.3048 | 151.2104 | 43.9108 | 43.9108 | 43.9108 | 120.0464 | 134.4642 | 50.2532 | 114.5615 | 178.5014 | 179.1661 | 101.4513 | 101.4513 | 97.9486 | 329.0842 | 43.9108 | 304.8399 | 186.1451 | 311.6521 | 118.4749 | 95.0417 | 227.9965 | 74.9296 | 161.1902 | 74.9296 | 187.7833 | 60.7184 | 91.5477 | 55.2298 | 55.2298 | 60.7184 | 291.8814 | 240.9576 | 116.6509 | 153.422 | 102.0638 | 60.7184 | 716.3243 | 154.9557 | 151.265 | 351.2802 | 549.4828 | 74.6754 | 83.0714 | 115.9032 | 261.7611 | 83.0714 | 45.6226 | 102.7416 | 88.582 | 75.5108 | 83.1075 | 45.6979 | 45.6979 | 76.1831 | 41.2016 | 121.6498 | 194.502 | 85.5701 | 161.1902 | 80.2943 | 164.3309 | 150.3917 | 85.5701 | 80.2943 | 60.4249 | 181.322 | 149.3086 | 46.1647 | 21.8861 | 299.3879 | 60.1653 | 198.4867 | 59.9821 | 297.0667 | 728.3395 | 34.7465 | 208.6413 | 181.322 | 265.5606 | 59.9821 | 23.1896 | 354.3312 | 201.0844 | 170.1652 | 190.5088 | 0 | 70.1046 | 123.0825 | 333.2241 | 0 | 74.6754 | 95.1794 | 147.2767 | 63.7805 | 85.8874 | 153.6971 | 58.2085 | 0 | 0 | 0 | 0 | 0 | 0 | 0 | 0 | 76.7488 | 0 | 133.7234 | 199.2072 | 172.1358 | 118.386 | 0 | 120.8704 | 32.3905 | 32.7049 | 16.3825 | 485.8186 | 31.2881 | 82.1372 | 34.7949 | 34.7949 | 57.3513 | 22.7678 | 32.3905 | 31.2881 | 25.5471 | 25.5471 | 43.8088 | 0 | 0 | 0 | 0 | 22.7678 | 22.7678 | 22.7678 | 39.3596 | 25.5471 | 85.2047 | 0 | 0 | 16.6799 | 0 | 0 | 0 | 73.1506 | 38.8991 | 93.1139 | 52.2465 | 41.6945 | 16.6799 | 103.2532 | 110.9579 | 26.7279 | 134.974 | 102.541 | 452.245 | 91.6289 | 89.102 | 106.3399 | 17.372 | 21.3481 | 21.3481 | 17.372 | 33.1608 | 60.0021 | 136.5878 | 1260.9587 | 89.8205 | 60.0021 | 57.7228 | 107.4854 | 72.9688 | 62.182 | 59.7102 | 57.7228 | 110.7756 | 51.4533 | 38.8991 | 38.8991 | 113.4006 | 73.3692 | 0 | 0 | 0 | 21.3481 | 21.3481 | 21.3713 | 0 | 0 | 0 | 0 | 0 | 0 | 17.372 | 38.8991 | 108.756 | 21.3481 | 26.5597 | 47.934 | 0 | 0 | 0 | 0 | 0 | 0 | 0 | 0 | 0 | 0 | 0 | 0 | 0 | 0 | 0 | 0 | 0 | 0 | 0 | 0 | 0 | 0 | 0 | 0 | 0 | 0 | 0 | 0 | 0 | 0 | 0 | 0 | 0 | 0 | 0 | 0 | 0 | 0 | 0 | 0 | 0 | 0 | 0 | 0 | 0 | 0 | 0 | 0 | 0 | 0 | 0 | 0 | 0 | 0 | 0 | 0 | 0 | 0 | 0 | 0 | 0 | 0 | 0 | 0 | 0 | 0 | 0 | 0 | 0 | 0 | 0 | 0 | 0 | 0 | 0 | 0 | 0 | 0 | 0 | 0 | 0 | 0 | 0 | 0 | 0 | 0 | 0 | 0 | 0 | 0 | 0 | 0 | 0 | 0 | 0 | 0 | 0 | 0 | 0 | 0 | 0 | 0 | 0 | 0 | 0 | 0 | 0 | 0 | 0 | 2017-01-29 02:00
t0676 | 0 | 111.0137 | 267.6014 | 129.5768 | 29.168 | 206.7381 | 29.168 | 597.8317 | 49.3247 | 49.3247 | 1627.6993 | 49.1429 | 70.8999 | 309.4313 | 365.6387 | 54.237 | 62.631 | 298.7293 | 183.2794 | 336.5124 | 0 | 0 | 336.0357 | 30.9076 | 30.9076 | 30.9076 | 75.2409 | 141.6767 | 258.8954 | 101.5886 | 285.0033 | 71.5867 | 223.8503 | 205.8984 | 237.0587 | 223.1653 | 125.0215 | 590.4577 | 341.6505 | 85.925 | 210.8188 | 235.4986 | 99.2549 | 210.2108 | 406.4801 | 99.2549 | 39.4111 | 256.536 | 705.6413 | 152.7087 | 154.3503 | 80.5421 | 165.9529 | 39.4111 | 150.9961 | 269.5957 | 88.9557 | 288.5982 | 28.9838 | 170.7077 | 28.9838 | 99.2549 | 141.6767 | 54.9476 | 406.4801 | 0 | 0 | 0 | 0 | 0 | 0 | 0 | 0 | 141.1942 | 0 | 0 | 0 | 0 | 219.4765 | 240.3074 | 23.2583 | 24.3189 | 175.6737 | 126.8423 | 9.4911 | 64.7476 | 73.388 | 219.5575 | 130.7202 | 178.7266 | 70.892 | 23.2583 | 205.4552 | 35.1196 | 207.0627 | 97.7972 | 130.2249 | 38.1259 | 72.1614 | 378.9226 | 16.2856 | 124.748 | 117.5765 | 9.4911 | 9.4911 | 47.857 | 101.7119 | 51.3162 | 101.2042 | 128.6003 | 58.6613 | 49.2807 | 436.0212 | 79.4942 | 64.7476 | 62.6936 | 62.6936 | 26.0042 | 33.38 | 436.0212 | 275.6374 | 121.7611 | 0 | 0 | 0 | 63.5164 | 73.388 | 61.4983 | 276.0289 | 72.1614 | 0 | 54.3686 | 33.38 | 9.4911 | 46.8935 | 18.8865 | 0 | 0 | 0 | 70.8908 | 0 | 0 | 110.4795 | 0 | 23.054 | 0 | 0 | 166.1493 | 76.287 | 18.8865 | 23.6518 | 23.6518 | 48.9242 | 105.8515 | 139.6615 | 106.5071 | 240.0461 | 153.0516 | 88.6494 | 211.01 | 182.1364 | 111.865 | 115.412 | 283.5439 | 147.1964 | 131.4392 | 75.0533 | 69.7693 | 146.7124 | 149.0847 | 56.2133 | 69.7693 | 69.7693 | 106.0064 | 75.0533 | 75.0533 | 75.0533 | 121.9504 | 137.3228 | 118.1425 | 100.1578 | 100.1578 | 77.4657 | 121.8972 | 352.4932 | 136.9782 | 73.3392 | 424.6286 | 141.6452 | 73.3392 | 255.2623 | 686.0591 | 99.5901 | 392.5925 | 303.0605 | 141.6452 | 79.5925 | 48.0695 | 150.4737 | 43.6687 | 43.6687 | 43.6687 | 119.4481 | 134.187 | 50.0316 | 113.8405 | 177.5874 | 178.1859 | 100.9105 | 100.9105 | 97.5287 | 327.0649 | 43.6687 | 303.7616 | 185.1652 | 310.0222 | 117.8297 | 94.4974 | 228.0345 | 74.5618 | 160.3377 | 74.5618 | 187.0896 | 60.4992 | 91.158 | 54.9476 | 54.9476 | 60.4992 | 290.3876 | 239.6718 | 116.22 | 152.9191 | 101.5476 | 60.4992 | 712.6081 | 154.1393 | 151.0114 | 350.558 | 550.2907 | 74.2846 | 82.628 | 115.4474 | 260.7069 | 82.628 | 45.3582 | 102.2881 | 88.1072 | 75.1202 | 82.7208 | 45.4828 | 45.4828 | 75.8291 | 41.0168 | 121.443 | 193.6966 | 85.1358 | 160.3377 | 79.9497 | 163.9084 | 149.5804 | 85.1358 | 79.9497 | 60.1063 | 181.0753 | 148.5832 | 45.8736 | 21.7552 | 297.7833 | 59.854 | 197.6992 | 59.6844 | 295.3263 | 725.9019 | 34.536 | 207.3832 | 181.0753 | 264.8929 | 59.6844 | 23.054 | 352.1919 | 200.2467 | 169.3832 | 189.44 | 0 | 69.7693 | 122.3597 | 333.8245 | 0 | 74.2846 | 94.7508 | 146.7124 | 63.6136 | 85.3964 | 152.8385 | 57.9445 | 0 | 0 | 0 | 0 | 0 | 0 | 0 | 0 | 76.287 | 0 | 132.9982 | 197.9711 | 171.763 | 118.0532 | 0 | 120.3422 | 32.2753 | 32.5348 | 16.2856 | 485.3004 | 31.1184 | 82.0018 | 34.634 | 34.634 | 57.175 | 22.6762 | 32.2753 | 31.1184 | 25.3993 | 25.3993 | 43.5743 | 0 | 0 | 0 | 0 | 22.6762 | 22.6762 | 22.6762 | 39.1651 | 25.3993 | 84.7782 | 0 | 0 | 16.6533 | 0 | 0 | 0 | 72.8126 | 38.6909 | 92.7642 | 52.0031 | 41.4902 | 16.6533 | 102.677 | 110.849 | 26.5736 | 134.3081 | 102.1158 | 450.8156 | 91.1609 | 88.6492 | 105.8422 | 17.2872 | 21.2359 | 21.2359 | 17.2872 | 33.031 | 59.7529 | 135.9106 | 1261.2398 | 89.598 | 59.7529 | 57.4865 | 107.5687 | 72.698 | 61.8622 | 59.4976 | 57.4865 | 110.441 | 51.312 | 38.6909 | 38.6909 | 112.8514 | 73.2159 | 0 | 0 | 0 | 21.2359 | 21.2359 | 21.2761 | 0 | 0 | 0 | 0 | 0 | 0 | 17.2872 | 38.6909 | 108.4034 | 21.2359 | 26.4274 | 47.6923 | 0 | 0 | 0 | 0 | 0 | 0 | 0 | 0 | 0 | 0 | 0 | 0 | 0 | 0 | 0 | 0 | 0 | 0 | 0 | 0 | 0 | 0 | 0 | 0 | 0 | 0 | 0 | 0 | 0 | 0 | 0 | 0 | 0 | 0 | 0 | 0 | 0 | 0 | 0 | 0 | 0 | 0 | 0 | 0 | 0 | 0 | 0 | 0 | 0 | 0 | 0 | 0 | 0 | 0 | 0 | 0 | 0 | 0 | 0 | 0 | 0 | 0 | 0 | 0 | 0 | 0 | 0 | 0 | 0 | 0 | 0 | 0 | 0 | 0 | 0 | 0 | 0 | 0 | 0 | 0 | 0 | 0 | 0 | 0 | 0 | 0 | 0 | 0 | 0 | 0 | 0 | 0 | 0 | 0 | 0 | 0 | 0 | 0 | 0 | 0 | 0 | 0 | 0 | 0 | 0 | 0 | 0 | 0 | 0 | 2017-01-29 03:00
t0677 | 0 | 108.0729 | 265.1277 | 125.6204 | 28.9693 | 205.2192 | 28.9693 | 566.9625 | 49.3122 | 49.3122 | 1630.1657 | 49.487 | 68.7632 | 299.847 | 353.6043 | 52.2645 | 61.3504 | 291.948 | 179.6443 | 323.2565 | 0 | 0 | 332.7639 | 30.1155 | 30.1155 | 30.1155 | 72.9197 | 137.7619 | 249.0519 | 102.9012 | 280.7716 | 70.5612 | 215.8879 | 198.1914 | 230.7084 | 218.8414 | 120.9498 | 563.4166 | 330.7246 | 83.3975 | 202.3767 | 230.3069 | 96.1957 | 203.7902 | 397.1262 | 96.1957 | 38.0572 | 249.1242 | 684.0777 | 147.1532 | 151.5933 | 78.731 | 160.3703 | 38.0572 | 146.4327 | 259.3488 | 86.0251 | 283.9866 | 28.4428 | 164.2129 | 28.4428 | 96.1957 | 137.7619 | 53.5489 | 397.1262 | 0 | 0 | 0 | 0 | 0 | 0 | 0 | 0 | 137.2774 | 0 | 0 | 0 | 0 | 213.9036 | 234.3847 | 22.5438 | 23.9688 | 175.2773 | 123.642 | 9.3287 | 63.5686 | 71.6495 | 215.7851 | 127.456 | 173.9206 | 70.5488 | 22.5438 | 206.4372 | 34.4191 | 203.851 | 95.9561 | 126.7541 | 37.2589 | 70.5831 | 375.4463 | 16.1805 | 121.7531 | 115.7441 | 9.3287 | 9.3287 | 47.5184 | 98.8327 | 50.236 | 99.1875 | 125.4003 | 60.0159 | 52.5788 | 446.4826 | 79.1874 | 63.5686 | 61.1226 | 61.1226 | 25.4858 | 33.5872 | 446.4826 | 276.3919 | 118.1338 | 0 | 0 | 0 | 61.7806 | 71.6495 | 59.9233 | 271.8577 | 70.5831 | 0 | 52.9461 | 33.5872 | 9.3287 | 46.9537 | 18.834 | 0 | 0 | 0 | 69.2993 | 0 | 0 | 108.4424 | 0 | 22.7857 | 0 | 0 | 162.1551 | 73.4848 | 18.834 | 23.134 | 23.134 | 48.3555 | 104.5643 | 138.9855 | 104.5231 | 236.6711 | 149.0286 | 87.0427 | 206.2569 | 182.1903 | 111.0549 | 113.1358 | 289.8853 | 144.0325 | 131.1135 | 73.4991 | 68.247 | 145.0389 | 147.7053 | 55.5709 | 68.247 | 68.247 | 106.3631 | 73.4991 | 73.4991 | 73.4991 | 121.0739 | 134.5262 | 118.0425 | 98.8835 | 98.8835 | 76.6855 | 123.3548 | 345.5601 | 132.788 | 73.6099 | 438.7833 | 139.4683 | 73.6099 | 267.479 | 693.7868 | 99.4503 | 394.7996 | 299.3653 | 139.4683 | 79.1526 | 47.376 | 149.7674 | 42.6095 | 42.6095 | 42.6095 | 118.3365 | 136.1149 | 50.1806 | 109.2667 | 173.7931 | 173.0243 | 97.862 | 97.862 | 96.1607 | 314.6804 | 42.6095 | 302.7217 | 180.3517 | 302.2167 | 114.5625 | 92.0883 | 233.622 | 73.2166 | 154.9041 | 73.2166 | 184.9348 | 60.2278 | 89.3044 | 53.5489 | 53.5489 | 60.2278 | 280.347 | 231.9467 | 115.0249 | 152.4124 | 98.5579 | 60.2278 | 686.276 | 150.323 | 151.7895 | 350.951 | 562.3651 | 72.4575 | 80.3986 | 115.3178 | 257.5756 | 80.3986 | 44.359 | 100.8769 | 85.5746 | 73.5287 | 81.9099 | 44.5629 | 44.5629 | 74.162 | 40.5483 | 121.4832 | 190.2354 | 83.5939 | 154.9041 | 78.7778 | 163.9245 | 145.6795 | 83.5939 | 78.7778 | 59.4378 | 182.913 | 144.9976 | 44.1517 | 21.4061 | 291.1098 | 58.9046 | 196.5112 | 58.8986 | 287.7428 | 714.4134 | 33.6878 | 203.6871 | 182.913 | 265.3482 | 58.8986 | 22.7857 | 334.1716 | 198.7202 | 165.066 | 182.3607 | 0 | 68.247 | 119.1871 | 339.8444 | 0 | 72.4575 | 93.2752 | 145.0389 | 63.347 | 84.8121 | 148.918 | 57.5041 | 0 | 0 | 0 | 0 | 0 | 0 | 0 | 0 | 73.4848 | 0 | 129.2542 | 189.0688 | 172.3132 | 117.4818 | 0 | 119.6058 | 32.8669 | 32.0911 | 16.1805 | 496.2702 | 30.4275 | 83.1727 | 34.6696 | 34.6696 | 58.6289 | 22.736 | 32.8669 | 30.4275 | 25.0973 | 25.0973 | 43.0924 | 0 | 0 | 0 | 0 | 22.736 | 22.736 | 22.736 | 38.785 | 25.0973 | 83.7887 | 0 | 0 | 16.8419 | 0 | 0 | 0 | 72.3558 | 37.5114 | 92.4593 | 50.361 | 40.9797 | 16.8419 | 99.7306 | 113.0681 | 26.1031 | 130.7284 | 100.8534 | 445.9977 | 89.2884 | 86.804 | 104.2242 | 16.9596 | 20.7676 | 20.7676 | 16.9596 | 33.1078 | 59.2469 | 134.0009 | 1281.4514 | 91.0321 | 59.2469 | 56.8882 | 110.6596 | 72.9971 | 61.7147 | 59.9688 | 56.8882 | 111.3622 | 51.3094 | 37.5114 | 37.5114 | 111.7356 | 74.0223 | 0 | 0 | 0 | 20.7676 | 20.7676 | 21.1964 | 0 | 0 | 0 | 0 | 0 | 0 | 16.9596 | 37.5114 | 108.5199 | 20.7676 | 25.9557 | 47.4915 | 0 | 0 | 0 | 0 | 0 | 0 | 0 | 0 | 0 | 0 | 0 | 0 | 0 | 0 | 0 | 0 | 0 | 0 | 0 | 0 | 0 | 0 | 0 | 0 | 0 | 0 | 0 | 0 | 0 | 0 | 0 | 0 | 0 | 0 | 0 | 0 | 0 | 0 | 0 | 0 | 0 | 0 | 0 | 0 | 0 | 0 | 0 | 0 | 0 | 0 | 0 | 0 | 0 | 0 | 0 | 0 | 0 | 0 | 0 | 0 | 0 | 0 | 0 | 0 | 0 | 0 | 0 | 0 | 0 | 0 | 0 | 0 | 0 | 0 | 0 | 0 | 0 | 0 | 0 | 0 | 0 | 0 | 0 | 0 | 0 | 0 | 0 | 0 | 0 | 0 | 0 | 0 | 0 | 0 | 0 | 0 | 0 | 0 | 0 | 0 | 0 | 0 | 0 | 0 | 0 | 0 | 0 | 0 | 0 | 2017-01-29 04:00
t0678 | 0 | 103.4214 | 261.2278 | 119.9733 | 28.8214 | 203.1377 | 28.8214 | 520.5583 | 48.7828 | 48.7828 | 1599.5837 | 49.998 | 65.933 | 284.5281 | 336.367 | 49.5777 | 59.6388 | 282.2662 | 174.663 | 303.9859 | 0 | 0 | 326.9764 | 29.0752 | 29.0752 | 29.0752 | 69.5499 | 132.0401 | 234.558 | 102.6911 | 272.8779 | 69.06 | 204.3601 | 187.0511 | 221.9666 | 212.8028 | 115.3607 | 522.1788 | 312.7059 | 79.8171 | 189.9214 | 222.1716 | 91.6461 | 194.2789 | 378.1432 | 91.6461 | 36.2995 | 238.4988 | 652.2453 | 139.1047 | 147.0305 | 76.3605 | 152.3048 | 36.2995 | 140.1157 | 244.5335 | 81.9713 | 276.2163 | 27.7874 | 154.762 | 27.7874 | 91.6461 | 132.0401 | 51.5273 | 378.1432 | 0 | 0 | 0 | 0 | 0 | 0 | 0 | 0 | 131.8095 | 0 | 0 | 0 | 0 | 205.6827 | 226.357 | 21.6441 | 23.8112 | 174.9184 | 119.8749 | 9.1729 | 62.3813 | 69.9428 | 210.0524 | 122.7583 | 167.204 | 70.5609 | 21.6441 | 206.761 | 33.7477 | 199.3746 | 94.1195 | 122.5582 | 36.3369 | 68.8034 | 370.0922 | 16.2675 | 118.0911 | 113.954 | 9.1729 | 9.1729 | 47.2926 | 94.8535 | 49.0354 | 96.9878 | 120.959 | 61.5736 | 56.3445 | 457.7363 | 79.724 | 62.3813 | 59.3003 | 59.3003 | 24.9453 | 34.1203 | 457.7363 | 276.5494 | 113.735 | 0 | 0 | 0 | 59.7591 | 69.9428 | 58.0217 | 266.8935 | 68.8034 | 0 | 51.2539 | 34.1203 | 9.1729 | 47.0573 | 18.863 | 0 | 0 | 0 | 67.1963 | 0 | 0 | 105.7814 | 0 | 22.669 | 0 | 0 | 156.8363 | 69.5368 | 18.863 | 22.5086 | 22.5086 | 48.2275 | 103.236 | 138.3077 | 102.3022 | 230.6013 | 143.3862 | 84.881 | 199.9317 | 180.6186 | 110.2643 | 110.2346 | 292.6978 | 139.5502 | 131.2871 | 70.9667 | 66.0002 | 142.224 | 146.6576 | 54.8625 | 66.0002 | 66.0002 | 106.674 | 70.9667 | 70.9667 | 70.9667 | 120.2138 | 130.2343 | 118.2274 | 97.4623 | 97.4623 | 75.7805 | 124.617 | 335.3692 | 126.2946 | 74.1229 | 445.6214 | 135.8453 | 74.1229 | 279.1509 | 691.7118 | 99.8722 | 395.0178 | 293.6832 | 135.8453 | 78.3401 | 46.5369 | 149.9399 | 41.2308 | 41.2308 | 41.2308 | 117.5184 | 138.4344 | 50.8041 | 102.8553 | 168.6616 | 165.7411 | 93.396 | 93.396 | 94.1223 | 297.3302 | 41.2308 | 300.8796 | 173.5572 | 291.2478 | 110.0043 | 89.0284 | 238.3321 | 71.4215 | 146.6322 | 71.4215 | 181.12 | 59.7704 | 86.281 | 51.5273 | 51.5273 | 59.7704 | 264.6247 | 220.4218 | 112.9287 | 151.2314 | 94.0122 | 59.7704 | 644.8229 | 145.0357 | 151.3239 | 348.1281 | 565.9108 | 69.9132 | 77.2551 | 115.4542 | 252.6408 | 77.2551 | 43.2133 | 98.8777 | 81.9396 | 71.4129 | 81.0674 | 43.2115 | 43.2115 | 71.622 | 39.954 | 120.012 | 184.561 | 81.6359 | 146.6322 | 77.0131 | 162.8924 | 140.3078 | 81.6359 | 77.0131 | 58.9426 | 183.6719 | 139.6378 | 41.8037 | 21.1346 | 282.427 | 57.828 | 194.95 | 58.0409 | 278.3563 | 691.8204 | 32.7132 | 200.4646 | 183.6719 | 264.3914 | 58.0409 | 22.669 | 306.2916 | 196.8086 | 158.1954 | 171.7685 | 0 | 66.0002 | 115.2521 | 338.714 | 0 | 69.9132 | 91.1627 | 142.224 | 62.4456 | 85.0818 | 143.7665 | 57.108 | 0 | 0 | 0 | 0 | 0 | 0 | 0 | 0 | 69.5368 | 0 | 123.979 | 175.9807 | 171.7485 | 115.8289 | 0 | 118.9801 | 34.0165 | 31.6506 | 16.2675 | 508.824 | 29.5463 | 84.3328 | 35.026 | 35.026 | 61.242 | 22.9406 | 34.0165 | 29.5463 | 24.9453 | 24.9453 | 42.7644 | 0 | 0 | 0 | 0 | 22.9406 | 22.9406 | 22.9406 | 38.4751 | 24.9453 | 82.8377 | 0 | 0 | 16.9773 | 0 | 0 | 0 | 72.0872 | 35.7847 | 92.0673 | 47.6708 | 40.4329 | 16.9773 | 95.6681 | 115.3201 | 25.6464 | 125.3101 | 98.9404 | 435.7868 | 86.7897 | 84.3109 | 102.0579 | 16.51 | 20.1472 | 20.1472 | 16.51 | 33.3603 | 58.5746 | 131.8125 | 1286.5744 | 93.1296 | 58.5746 | 56.0035 | 113.2825 | 73.6942 | 62.1798 | 60.9063 | 56.0035 | 112.7627 | 51.037 | 35.7847 | 35.7847 | 110.7223 | 74.8335 | 0 | 0 | 0 | 20.1472 | 20.1472 | 21.1946 | 0 | 0 | 0 | 0 | 0 | 0 | 16.51 | 35.7847 | 108.5631 | 20.1472 | 25.343 | 47.649 | 0 | 0 | 0 | 0 | 0 | 0 | 0 | 0 | 0 | 0 | 0 | 0 | 0 | 0 | 0 | 0 | 0 | 0 | 0 | 0 | 0 | 0 | 0 | 0 | 0 | 0 | 0 | 0 | 0 | 0 | 0 | 0 | 0 | 0 | 0 | 0 | 0 | 0 | 0 | 0 | 0 | 0 | 0 | 0 | 0 | 0 | 0 | 0 | 0 | 0 | 0 | 0 | 0 | 0 | 0 | 0 | 0 | 0 | 0 | 0 | 0 | 0 | 0 | 0 | 0 | 0 | 0 | 0 | 0 | 0 | 0 | 0 | 0 | 0 | 0 | 0 | 0 | 0 | 0 | 0 | 0 | 0 | 0 | 0 | 0 | 0 | 0 | 0 | 0 | 0 | 0 | 0 | 0 | 0 | 0 | 0 | 0 | 0 | 0 | 0 | 0 | 0 | 0 | 0 | 0 | 0 | 0 | 0 | 0 | 2017-01-29 05:00
t0679 | 0 | 100.9442 | 279.2792 | 117.571 | 32.0243 | 220.7526 | 32.0243 | 441.9159 | 51.722 | 51.722 | 1618.7171 | 57.2703 | 65.8956 | 269.5857 | 325.4624 | 47.8623 | 61.8553 | 286.963 | 180.9428 | 282.8545 | 0 | 0 | 345.4825 | 29.6408 | 29.6408 | 29.6408 | 67.7532 | 130.51 | 218.9375 | 109.1947 | 277.4353 | 72.6176 | 194.4174 | 176.2801 | 223.1535 | 220.2705 | 113.098 | 457.8887 | 291.4761 | 78.7882 | 175.1021 | 222.7524 | 88.7189 | 188.5502 | 354.4116 | 88.7189 | 35.8281 | 235.3453 | 633.5497 | 131.739 | 149.4378 | 78.8337 | 146.4601 | 35.8281 | 138.5551 | 229.7148 | 80.0619 | 283.0204 | 29.3701 | 145.0317 | 29.3701 | 88.7189 | 130.51 | 51.5986 | 354.4116 | 0 | 0 | 0 | 0 | 0 | 0 | 0 | 0 | 131.564 | 0 | 0 | 0 | 0 | 205.1561 | 230.3356 | 21.8255 | 26.8765 | 194.5048 | 124.6766 | 9.9543 | 67.2788 | 74.8527 | 216.9917 | 123.3165 | 167.4951 | 79.8607 | 21.8255 | 229.0646 | 36.4513 | 209.726 | 101.4784 | 126.34 | 38.5888 | 72.6883 | 396.4531 | 18.928 | 122.5629 | 123.808 | 9.9543 | 9.9543 | 52.6752 | 94.6443 | 52.0077 | 103.379 | 122.4205 | 72.2892 | 71.5175 | 534.4519 | 92.6563 | 67.2788 | 61.8483 | 61.8483 | 26.7181 | 40.1196 | 534.4519 | 306.773 | 115.9643 | 0 | 0 | 0 | 61.8689 | 74.8527 | 60.028 | 285.6186 | 72.6883 | 0 | 53.0629 | 40.1196 | 9.9543 | 52.8158 | 21.3547 | 0 | 0 | 0 | 69.2773 | 0 | 0 | 110.8806 | 0 | 25.5481 | 0 | 0 | 160.4905 | 66.3231 | 21.3547 | 23.5624 | 23.5624 | 54.9644 | 112.4658 | 152.9425 | 109.0908 | 236.8897 | 143.9212 | 88.7468 | 205.832 | 193.1729 | 121.5229 | 115.3861 | 320.355 | 142.8253 | 148.3548 | 71.155 | 66.9817 | 149.5548 | 162.6281 | 59.6196 | 66.9817 | 66.9817 | 119.4056 | 71.155 | 71.155 | 71.155 | 132.4758 | 132.2274 | 133.1193 | 105.5077 | 105.5077 | 82.3821 | 140.7425 | 344.0575 | 121.0285 | 84.4217 | 486.3081 | 139.917 | 84.4217 | 331.7682 | 735.7321 | 113.9964 | 434.5011 | 310.2658 | 139.917 | 84.6114 | 49.829 | 170.3818 | 42.322 | 42.322 | 42.322 | 130.4463 | 160.0628 | 59.3773 | 96.5512 | 173.9935 | 164.1023 | 91.0655 | 91.0655 | 98.9144 | 282.4808 | 42.322 | 329.4342 | 174.2038 | 293.6779 | 109.8203 | 91.352 | 271.9153 | 74.7748 | 138.5913 | 74.7748 | 189.3499 | 65.1829 | 86.6789 | 51.5986 | 51.5986 | 65.1829 | 246.7928 | 211.5768 | 119.0307 | 164.2216 | 91.1527 | 65.1829 | 591.2606 | 146.9165 | 163.8452 | 372.4513 | 610.2644 | 70.8018 | 77.2113 | 129.8727 | 266.5122 | 77.2113 | 45.5353 | 104.5583 | 80.8913 | 73.9142 | 88.6986 | 44.2201 | 44.2201 | 72.2121 | 43.0174 | 126.1458 | 187.8569 | 85.9651 | 138.5913 | 80.6068 | 176.3001 | 141.4843 | 85.9651 | 80.6068 | 65.3499 | 202.7843 | 139.778 | 40.1232 | 23.3025 | 291.9266 | 62.0273 | 213.2259 | 62.861 | 286.7143 | 692.5736 | 34.2172 | 218.9507 | 202.7843 | 288.4561 | 62.861 | 25.5481 | 256.5966 | 214.5923 | 155.0762 | 160.0231 | 0 | 66.9817 | 118.569 | 352.4515 | 0 | 70.8018 | 95.5815 | 149.5548 | 65.8693 | 98.1577 | 146.536 | 63.0752 | 0 | 0 | 0 | 0 | 0 | 0 | 0 | 0 | 66.3231 | 0 | 123.263 | 157.7921 | 186.8501 | 122.5254 | 0 | 131.852 | 41.9278 | 34.4675 | 18.928 | 596.4608 | 30.6564 | 96.2205 | 40.7765 | 40.7765 | 77.021 | 26.4408 | 41.9278 | 30.6564 | 28.0148 | 28.0148 | 47.5635 | 0 | 0 | 0 | 0 | 26.4408 | 26.4408 | 26.4408 | 42.5432 | 28.0148 | 90.6934 | 0 | 0 | 19.0188 | 0 | 0 | 0 | 80.4879 | 34.8489 | 101.644 | 44.6497 | 43.9317 | 19.0188 | 95.3422 | 132.998 | 27.7749 | 123.4805 | 104.5898 | 449.0981 | 90.0037 | 87.1794 | 107.9151 | 17.1609 | 20.7943 | 20.7943 | 17.1609 | 38.2517 | 63.5034 | 141.9267 | 1395.7254 | 109.9961 | 63.5034 | 59.8436 | 129.812 | 84.7971 | 72.2089 | 71.2153 | 59.8436 | 129.9678 | 55.5241 | 34.8489 | 34.8489 | 121.878 | 85.0134 | 0 | 0 | 0 | 20.7943 | 20.7943 | 23.8849 | 0 | 0 | 0 | 0 | 0 | 0 | 17.1609 | 34.8489 | 120.9131 | 20.7943 | 26.6398 | 54.5962 | 0 | 0 | 0 | 0 | 0 | 0 | 0 | 0 | 0 | 0 | 0 | 0 | 0 | 0 | 0 | 0 | 0 | 0 | 0 | 0 | 0 | 0 | 0 | 0 | 0 | 0 | 0 | 0 | 0 | 0 | 0 | 0 | 0 | 0 | 0 | 0 | 0 | 0 | 0 | 0 | 0 | 0 | 0 | 0 | 0 | 0 | 0 | 0 | 0 | 0 | 0 | 0 | 0 | 0 | 0 | 0 | 0 | 0 | 0 | 0 | 0 | 0 | 0 | 0 | 0 | 0 | 0 | 0 | 0 | 0 | 0 | 0 | 0 | 0 | 0 | 0 | 0 | 0 | 0 | 0 | 0 | 0 | 0 | 0 | 0 | 0 | 0 | 0 | 0 | 0 | 0 | 0 | 0 | 0 | 0 | 0 | 0 | 0 | 0 | 0 | 0 | 0 | 0 | 0 | 0 | 0 | 0 | 0 | 0 | 2017-01-29 06:00
t0680 | 0 | 99.5545 | 305.4142 | 115.2568 | 36.0409 | 244.7926 | 36.0409 | 349.0792 | 57.1468 | 57.1468 | 1739.4966 | 67.0064 | 65.7421 | 256.1753 | 313.7053 | 45.6454 | 64.8463 | 294.9712 | 189.7603 | 258.3141 | 0 | 0 | 374.5201 | 30.3457 | 30.3457 | 30.3457 | 66.0276 | 129.7445 | 201.3257 | 123.5396 | 289.8215 | 77.7985 | 183.2789 | 163.8912 | 225.3845 | 231.0734 | 110.3784 | 384.456 | 272.0449 | 77.92 | 158.1353 | 226.8114 | 85.9891 | 183.2794 | 340.1809 | 85.9891 | 35.023 | 232.9669 | 616.2752 | 123.4007 | 155.1221 | 82.0249 | 140.1327 | 35.023 | 136.979 | 212.5771 | 77.8093 | 296.6867 | 31.322 | 133.8802 | 31.322 | 85.9891 | 129.7445 | 52.1007 | 340.1809 | 0 | 0 | 0 | 0 | 0 | 0 | 0 | 0 | 131.8251 | 0 | 0 | 0 | 0 | 206.521 | 235.9647 | 21.9065 | 30.1654 | 220.6154 | 129.7225 | 10.8414 | 72.8252 | 79.7683 | 228.2911 | 124.9641 | 168.6402 | 91.1662 | 21.9065 | 262.1288 | 39.3708 | 224.2486 | 109.6977 | 130.1857 | 40.9715 | 77.018 | 434.1761 | 21.9029 | 127.638 | 135.3179 | 10.8414 | 10.8414 | 59.3444 | 94.6851 | 55.348 | 110.6412 | 124.8179 | 87.5657 | 93.9644 | 646.4021 | 107.5638 | 72.8252 | 64.5091 | 64.5091 | 28.6914 | 47.552 | 646.4021 | 350.2024 | 117.682 | 0 | 0 | 0 | 63.8737 | 79.7683 | 62.16 | 309.2747 | 77.018 | 0 | 54.914 | 47.552 | 10.8414 | 60.5706 | 24.4596 | 0 | 0 | 0 | 72.0125 | 0 | 0 | 117.6027 | 0 | 28.7769 | 0 | 0 | 165.3386 | 62.4859 | 24.4596 | 24.7992 | 24.7992 | 62.3353 | 123.8821 | 172.1724 | 117.0746 | 249.7401 | 145.3315 | 94.0125 | 213.6977 | 214.8181 | 135.9811 | 121.9534 | 373.8413 | 147.9357 | 169.8217 | 72.6614 | 68.8852 | 161.1016 | 182.0669 | 65.6493 | 68.8852 | 68.8852 | 137.1615 | 72.6614 | 72.6614 | 72.6614 | 148.2418 | 136.4426 | 152.4471 | 115.6243 | 115.6243 | 90.9494 | 164.578 | 358.34 | 116.3152 | 97.9862 | 575.5502 | 147.4097 | 97.9862 | 416.4152 | 830.3111 | 131.4693 | 495.7856 | 334.8073 | 147.4097 | 93.7486 | 54.0432 | 195.0045 | 43.6843 | 43.6843 | 43.6843 | 146.1164 | 190.1781 | 69.8338 | 88.7594 | 181.3463 | 162.8774 | 88.952 | 88.952 | 105.9886 | 264.3695 | 43.6843 | 369.4562 | 176.0217 | 298.3648 | 110.0586 | 94.0244 | 325.311 | 79.3008 | 130.4187 | 79.3008 | 203.108 | 72.7928 | 88.7195 | 52.1007 | 52.1007 | 72.7928 | 228.8747 | 202.811 | 128.6942 | 183.2617 | 88.7647 | 72.7928 | 535.6574 | 149.9368 | 185.0696 | 414.8492 | 705.8868 | 72.268 | 77.5779 | 148.5825 | 287.3983 | 77.5779 | 48.143 | 112.5674 | 80.1302 | 77.2558 | 98.3738 | 45.9171 | 45.9171 | 73.8615 | 47.0812 | 138.7409 | 195.2142 | 91.5333 | 130.4187 | 86.0241 | 197.4527 | 143.4665 | 91.5333 | 86.0241 | 72.9257 | 233.5097 | 141.5036 | 37.9466 | 25.6959 | 304.0664 | 67.1777 | 237.9493 | 68.8554 | 295.8571 | 713.6758 | 35.8018 | 239.1937 | 233.5097 | 325.5172 | 68.8554 | 28.7769 | 199.473 | 238.3577 | 153.8564 | 147.1341 | 0 | 68.8852 | 122.1725 | 396.8598 | 0 | 72.268 | 101.952 | 161.1016 | 72.0386 | 112.9649 | 149.992 | 70.6326 | 0 | 0 | 0 | 0 | 0 | 0 | 0 | 0 | 62.4859 | 0 | 122.9946 | 136.2936 | 211.0001 | 134.0971 | 0 | 148.3159 | 51.6751 | 37.8595 | 21.9029 | 721.5109 | 32.0353 | 113.5116 | 47.7215 | 47.7215 | 96.5933 | 30.8456 | 51.6751 | 32.0353 | 31.4741 | 31.4741 | 53.1885 | 0 | 0 | 0 | 0 | 30.8456 | 30.8456 | 30.8456 | 47.5078 | 31.4741 | 100.3061 | 0 | 0 | 22.1198 | 0 | 0 | 0 | 90.9314 | 33.9814 | 114.5996 | 41.9095 | 48.2959 | 22.1198 | 95.2052 | 159.0305 | 30.177 | 122.7172 | 112.8741 | 477.6523 | 94.3291 | 91.1229 | 115.8552 | 18.0729 | 21.651 | 21.651 | 18.0729 | 44.4755 | 70.1774 | 154.6142 | 1605.4593 | 132.4132 | 70.1774 | 65.2867 | 156.5197 | 99.0456 | 83.9721 | 84.3589 | 65.2867 | 152.8695 | 62.3694 | 33.9814 | 33.9814 | 135.672 | 99.5932 | 0 | 0 | 0 | 21.651 | 21.651 | 27.2433 | 0 | 0 | 0 | 0 | 0 | 0 | 18.0729 | 33.9814 | 137.9985 | 21.651 | 28.3439 | 62.8351 | 0 | 0 | 0 | 0 | 0 | 0 | 0 | 0 | 0 | 0 | 0 | 0 | 0 | 0 | 0 | 0 | 0 | 0 | 0 | 0 | 0 | 0 | 0 | 0 | 0 | 0 | 0 | 0 | 0 | 0 | 0 | 0 | 0 | 0 | 0 | 0 | 0 | 0 | 0 | 0 | 0 | 0 | 0 | 0 | 0 | 0 | 0 | 0 | 0 | 0 | 0 | 0 | 0 | 0 | 0 | 0 | 0 | 0 | 0 | 0 | 0 | 0 | 0 | 0 | 0 | 0 | 0 | 0 | 0 | 0 | 0 | 0 | 0 | 0 | 0 | 0 | 0 | 0 | 0 | 0 | 0 | 0 | 0 | 0 | 0 | 0 | 0 | 0 | 0 | 0 | 0 | 0 | 0 | 0 | 0 | 0 | 0 | 0 | 0 | 0 | 0 | 0 | 0 | 0 | 0 | 0 | 0 | 0 | 0 | 2017-01-29 07:00
t0681 | 0 | 99.2962 | 332.5571 | 111.2876 | 39.2866 | 267.8604 | 39.2866 | 255.1744 | 65.2508 | 65.2508 | 2039.1736 | 76.8256 | 63.5577 | 247.2411 | 297.2039 | 41.929 | 66.7136 | 300.2092 | 196.0286 | 229.9704 | 0 | 0 | 408.14 | 30.2545 | 30.2545 | 30.2545 | 63.6233 | 128.0447 | 181.8489 | 149.3298 | 310.1428 | 82.7713 | 169.6263 | 148.9689 | 223.3099 | 239.4354 | 104.7969 | 313.1816 | 260.5856 | 75.8554 | 139.6899 | 232.4987 | 82.9276 | 177.1194 | 351.2814 | 82.9276 | 32.742 | 227.7358 | 595.4369 | 113.3339 | 162.949 | 83.3609 | 131.9609 | 32.742 | 132.4766 | 192.0865 | 73.656 | 314.6751 | 32.4506 | 120.9177 | 32.4506 | 82.9276 | 128.0447 | 52.1539 | 351.2814 | 0 | 0 | 0 | 0 | 0 | 0 | 0 | 0 | 129.8206 | 0 | 0 | 0 | 0 | 206.9611 | 236.9422 | 21.0654 | 31.5446 | 245.6024 | 129.2963 | 11.2694 | 75.33 | 79.9539 | 239.8833 | 125.4631 | 167.0473 | 99.77 | 21.0654 | 301.3552 | 40.3033 | 236.9403 | 113.0731 | 128.6641 | 41.3637 | 78.2511 | 472.6638 | 23.6152 | 128.3046 | 141.826 | 11.2694 | 11.2694 | 64.5635 | 92.8514 | 56.4802 | 113.5677 | 125.2392 | 105.4279 | 122.7809 | 782.3336 | 117.3441 | 75.33 | 64.3443 | 64.3443 | 29.4212 | 53.8697 | 782.3336 | 398.9218 | 113.8513 | 0 | 0 | 0 | 62.7949 | 79.9539 | 61.8448 | 326.1576 | 78.2511 | 0 | 54.4238 | 53.8697 | 11.2694 | 68.2924 | 27.016 | 0 | 0 | 0 | 73.2218 | 0 | 0 | 122.2265 | 0 | 30.5241 | 0 | 0 | 166.5591 | 57.1971 | 27.016 | 25.2351 | 25.2351 | 65.9472 | 132.1671 | 189.7146 | 121.0927 | 267.7587 | 144.5562 | 97.9495 | 217.2358 | 245.1565 | 148.2659 | 125.796 | 462.6462 | 151.5791 | 187.93 | 75.1616 | 70.5483 | 174.221 | 196.2298 | 70.3543 | 70.5483 | 70.5483 | 156.1757 | 75.1616 | 75.1616 | 75.1616 | 161.6821 | 141.0748 | 170.1161 | 123.1887 | 123.1887 | 98.1463 | 193.3818 | 371.3382 | 112.5036 | 111.0653 | 740.5791 | 156.7131 | 111.0653 | 536.5028 | 996.6748 | 145.7306 | 573.5108 | 360.0434 | 156.7131 | 103.7043 | 57.2033 | 213.3046 | 43.9195 | 43.9195 | 43.9195 | 157.3985 | 223.4794 | 78.2639 | 78.4228 | 185.6759 | 159.063 | 86.1583 | 86.1583 | 112.9718 | 239.3288 | 43.9195 | 411.0871 | 175.4513 | 298.9318 | 108.3928 | 93.7377 | 398.2496 | 82.6383 | 122.6352 | 82.6383 | 219.8755 | 80.688 | 91.963 | 52.1539 | 52.1539 | 80.688 | 213.9335 | 193.3862 | 139.9339 | 204.557 | 86.5709 | 80.688 | 488.9692 | 150.5527 | 214.9095 | 475.1972 | 878.139 | 72.6505 | 76.8191 | 165.6515 | 309.4955 | 76.8191 | 48.889 | 119.9481 | 78.4167 | 79.1405 | 106.1179 | 47.4389 | 47.4389 | 75.6597 | 50.5821 | 159.3585 | 204.983 | 95.2231 | 122.6352 | 91.4565 | 224.1934 | 142.8148 | 95.2231 | 91.4565 | 77.8703 | 274.8307 | 143.0044 | 34.4738 | 26.7764 | 309.1051 | 70.5088 | 261.5903 | 73.1772 | 294.4121 | 762.31 | 35.8126 | 247.3155 | 274.8307 | 371.2898 | 73.1772 | 30.5241 | 145.8251 | 260.2062 | 154.5204 | 133.7793 | 0 | 70.5483 | 121.3878 | 494.5287 | 0 | 72.6505 | 107.7698 | 174.221 | 80.8329 | 121.8565 | 149.5222 | 76.8316 | 0 | 0 | 0 | 0 | 0 | 0 | 0 | 0 | 57.1971 | 0 | 120.8103 | 112.9801 | 242.5081 | 149.8374 | 0 | 162.335 | 60.126 | 40.0802 | 23.6152 | 867.8246 | 32.587 | 134.0257 | 53.1239 | 53.1239 | 114.0614 | 34.6755 | 60.126 | 32.587 | 33.3716 | 33.3716 | 56.7672 | 0 | 0 | 0 | 0 | 34.6755 | 34.6755 | 34.6755 | 51.1279 | 33.3716 | 107.151 | 0 | 0 | 26.009 | 0 | 0 | 0 | 99.2383 | 32.8442 | 127.2623 | 40.2751 | 51.5217 | 26.009 | 93.099 | 190.8628 | 31.2778 | 122.0679 | 121.2492 | 521.6692 | 96.9902 | 93.5861 | 122.414 | 18.7592 | 22.0674 | 22.0674 | 18.7592 | 50.0169 | 76.4117 | 163.7707 | 1947.9137 | 155.2649 | 76.4117 | 70.6648 | 193.9348 | 112.078 | 92.2138 | 96.3795 | 70.6648 | 175.8127 | 70.6423 | 32.8442 | 32.8442 | 146.0516 | 116.341 | 0 | 0 | 0 | 22.0674 | 22.0674 | 30.0006 | 0 | 0 | 0 | 0 | 0 | 0 | 18.7592 | 32.8442 | 155.8494 | 22.0674 | 29.5442 | 68.7179 | 0 | 0 | 0 | 0 | 0 | 0 | 0 | 0 | 0 | 0 | 0 | 0 | 0 | 0 | 0 | 0 | 0 | 0 | 0 | 0 | 0 | 0 | 0 | 0 | 0 | 0 | 0 | 0 | 0 | 0 | 0 | 0 | 0 | 0 | 0 | 0 | 0 | 0 | 0 | 0 | 0 | 0 | 0 | 0 | 0 | 0 | 0 | 0 | 0 | 0 | 0 | 0 | 0 | 0 | 0 | 0 | 0 | 0 | 0 | 0 | 0 | 0 | 0 | 0 | 0 | 0 | 0 | 0 | 0 | 0 | 0 | 0 | 0 | 0 | 0 | 0 | 0 | 0 | 0 | 0 | 0 | 0 | 0 | 0 | 0 | 0 | 0 | 0 | 0 | 0 | 0 | 0 | 0 | 0 | 0 | 0 | 0 | 0 | 0 | 0 | 0 | 0 | 0 | 0 | 0 | 0 | 0 | 0 | 0 | 2017-01-29 08:00
t0682 | 0 | 102.0699 | 348.4191 | 112.1677 | 40.8018 | 280.2284 | 40.8018 | 234.928 | 70.1599 | 70.1599 | 2244.904 | 81.4067 | 63.6322 | 252.549 | 297.7912 | 41.284 | 68.3581 | 307.6856 | 201.3888 | 226.073 | 0 | 0 | 429.0809 | 30.6226 | 30.6226 | 30.6226 | 64.2001 | 130.2509 | 180.0513 | 164.7689 | 326.4626 | 86.0368 | 168.8735 | 147.3637 | 226.292 | 246.4565 | 104.5757 | 301.9058 | 266.9673 | 76.6036 | 137.3288 | 240.3054 | 83.9289 | 179.2877 | 373.2638 | 83.9289 | 32.2831 | 230.556 | 602.4519 | 112.55 | 169.8959 | 84.9533 | 132.0974 | 32.2831 | 133.1885 | 189.6365 | 73.4829 | 328.9597 | 33.1963 | 119.4821 | 33.1963 | 83.9289 | 130.2509 | 53.2299 | 373.2638 | 0 | 0 | 0 | 0 | 0 | 0 | 0 | 0 | 131.4324 | 0 | 0 | 0 | 0 | 211.6492 | 240.9486 | 20.9545 | 31.8868 | 257.9046 | 129.9997 | 11.4665 | 76.5603 | 79.9539 | 248.9413 | 128.1251 | 169.467 | 103.4086 | 20.9545 | 321.9444 | 40.6997 | 245.3495 | 114.6981 | 129.0938 | 41.635 | 79.1776 | 494.9062 | 24.1284 | 129.7274 | 144.9375 | 11.4665 | 11.4665 | 66.9457 | 93.7883 | 57.2269 | 115.2917 | 127.5309 | 113.9514 | 136.3126 | 848.5061 | 120.7207 | 76.5603 | 64.6648 | 64.6648 | 29.81 | 56.4385 | 848.5061 | 424.1018 | 113.2143 | 0 | 0 | 0 | 62.7192 | 79.9539 | 62.2212 | 335.8054 | 79.1776 | 0 | 54.6185 | 56.4385 | 11.4665 | 72.0428 | 28.1398 | 0 | 0 | 0 | 74.6734 | 0 | 0 | 125.5547 | 0 | 31.1211 | 0 | 0 | 169.374 | 56.5037 | 28.1398 | 25.6265 | 25.6265 | 66.9606 | 136.3144 | 198.3917 | 123.4515 | 281.2806 | 146.8928 | 100.8271 | 221.6118 | 263.0001 | 154.2996 | 128.7341 | 512.8769 | 155.6012 | 196.027 | 78.062 | 72.5949 | 182.661 | 202.6408 | 72.7853 | 72.5949 | 72.5949 | 165.6798 | 78.062 | 78.062 | 78.062 | 168.2921 | 145.9005 | 178.3715 | 127.1627 | 127.1627 | 101.9107 | 208.0171 | 383.2739 | 114.5177 | 117.129 | 835.2888 | 163.7803 | 117.129 | 597.1813 | 1096.2173 | 151.8178 | 615.4991 | 375.9068 | 163.7803 | 109.2714 | 59.0059 | 220.831 | 44.567 | 44.567 | 44.567 | 162.4544 | 239.3354 | 81.6204 | 76.3905 | 190.0569 | 160.7406 | 87.1661 | 87.1661 | 117.5631 | 235.2686 | 44.567 | 433.0741 | 178.4994 | 304.5287 | 109.7355 | 94.6724 | 436.0127 | 85.0425 | 123.583 | 85.0425 | 231.0107 | 84.9147 | 95.5571 | 53.2299 | 53.2299 | 84.9147 | 216.1648 | 195.1384 | 147.0366 | 216.2618 | 88.1173 | 84.9147 | 491.4867 | 153.3257 | 231.8598 | 510.6662 | 978.4821 | 74.0441 | 77.9801 | 173.642 | 323.4983 | 77.9801 | 49.4913 | 124.5927 | 79.4244 | 80.9488 | 109.9911 | 48.9207 | 48.9207 | 78.0274 | 52.5243 | 172.1895 | 213.5826 | 97.739 | 123.583 | 95.1493 | 239.2539 | 144.9577 | 97.739 | 95.1493 | 80.0048 | 297.204 | 146.746 | 33.8021 | 27.17 | 314.9411 | 72.3591 | 273.9208 | 75.4256 | 296.6604 | 805.3936 | 36.0189 | 250.4398 | 297.204 | 396.4164 | 75.4256 | 31.1211 | 135.9557 | 271.6627 | 159.1821 | 133.1017 | 0 | 72.5949 | 122.2532 | 555.4164 | 0 | 74.0441 | 111.7234 | 182.661 | 86.2826 | 124.7685 | 151.3395 | 79.8158 | 0 | 0 | 0 | 0 | 0 | 0 | 0 | 0 | 56.5037 | 0 | 122.3022 | 108.4973 | 260.0566 | 159.4949 | 0 | 169.0711 | 63.3576 | 41.1653 | 24.1284 | 937.7781 | 33.1752 | 144.2295 | 55.2447 | 55.2447 | 120.7355 | 36.3228 | 63.3576 | 33.1752 | 34.045 | 34.045 | 58.2628 | 0 | 0 | 0 | 0 | 36.3228 | 36.3228 | 36.3228 | 52.7915 | 34.045 | 110.4535 | 0 | 0 | 28.0313 | 0 | 0 | 0 | 103.017 | 33.2041 | 133.6784 | 41.2467 | 53.1715 | 28.0313 | 93.9275 | 206.6185 | 31.7894 | 124.856 | 126.498 | 552.7115 | 99.3535 | 95.8897 | 126.5783 | 19.3035 | 22.5273 | 22.5273 | 19.3035 | 52.4588 | 79.7769 | 168.7485 | 2144.0911 | 165.464 | 79.7769 | 73.8119 | 213.3417 | 117.8496 | 95.2314 | 101.5351 | 73.8119 | 186.3653 | 75.2073 | 33.2041 | 33.2041 | 150.9914 | 124.6446 | 0 | 0 | 0 | 22.5273 | 22.5273 | 31.2294 | 0 | 0 | 0 | 0 | 0 | 0 | 19.3035 | 33.2041 | 164.8201 | 22.5273 | 30.373 | 71.0066 | 0 | 0 | 0 | 0 | 0 | 0 | 0 | 0 | 0 | 0 | 0 | 0 | 0 | 0 | 0 | 0 | 0 | 0 | 0 | 0 | 0 | 0 | 0 | 0 | 0 | 0 | 0 | 0 | 0 | 0 | 0 | 0 | 0 | 0 | 0 | 0 | 0 | 0 | 0 | 0 | 0 | 0 | 0 | 0 | 0 | 0 | 0 | 0 | 0 | 0 | 0 | 0 | 0 | 0 | 0 | 0 | 0 | 0 | 0 | 0 | 0 | 0 | 0 | 0 | 0 | 0 | 0 | 0 | 0 | 0 | 0 | 0 | 0 | 0 | 0 | 0 | 0 | 0 | 0 | 0 | 0 | 0 | 0 | 0 | 0 | 0 | 0 | 0 | 0 | 0 | 0 | 0 | 0 | 0 | 0 | 0 | 0 | 0 | 0 | 0 | 0 | 0 | 0 | 0 | 0 | 0 | 0 | 0 | 0 | 2017-01-29 09:00
t0683 | 0 | 109.182 | 361.5835 | 120.1938 | 41.9797 | 289.6927 | 41.9797 | 283.2639 | 72.8134 | 72.8134 | 2350.9729 | 83.1807 | 67.744 | 273.7534 | 321.0984 | 44.7045 | 71.6727 | 324.6112 | 211.1702 | 249.3463 | 0 | 0 | 446.5006 | 32.3273 | 32.3273 | 32.3273 | 68.944 | 138.9078 | 197.9242 | 170.553 | 343.2965 | 89.7315 | 183.6941 | 161.2427 | 239.9931 | 258.4391 | 112.2273 | 347.7041 | 291.341 | 81.8286 | 152.2231 | 254.4025 | 90.3136 | 192.7217 | 403.063 | 90.3136 | 34.6183 | 246.2163 | 647.4233 | 122.7533 | 178.8802 | 89.2493 | 142.8403 | 34.6183 | 142.2762 | 207.9219 | 78.9844 | 345.4085 | 34.6205 | 131.1369 | 34.6205 | 90.3136 | 138.9078 | 56.4747 | 403.063 | 0 | 0 | 0 | 0 | 0 | 0 | 0 | 0 | 139.7659 | 0 | 0 | 0 | 0 | 224.7978 | 254.3719 | 22.2553 | 32.7217 | 265.1839 | 136.4511 | 11.878 | 79.4433 | 83.2402 | 260.9737 | 135.7766 | 179.9275 | 105.9731 | 22.2553 | 331.0484 | 42.2337 | 255.9454 | 119.0425 | 135.9184 | 43.4212 | 82.6633 | 513.3745 | 24.5909 | 136.1768 | 150.0528 | 11.878 | 11.878 | 68.8457 | 99.7807 | 59.6715 | 120.0291 | 134.8557 | 115.9057 | 137.2384 | 863.8183 | 123.0549 | 79.4433 | 67.8174 | 67.8174 | 30.9977 | 57.3957 | 863.8183 | 436.0706 | 119.7707 | 0 | 0 | 0 | 65.9744 | 83.2402 | 65.4144 | 348.8517 | 82.6633 | 0 | 57.4241 | 57.3957 | 11.878 | 73.9182 | 28.8321 | 0 | 0 | 0 | 78.4772 | 0 | 0 | 131.2024 | 0 | 31.9386 | 0 | 0 | 178.4823 | 61.4871 | 28.8321 | 26.8184 | 26.8184 | 68.554 | 140.9524 | 204.2771 | 128.4665 | 294.9648 | 155.8151 | 105.4186 | 232.9953 | 272.4456 | 159.0339 | 134.627 | 527.7139 | 163.7798 | 200.9188 | 82.5856 | 76.5933 | 190.3587 | 208.6379 | 75.2939 | 76.5933 | 76.5933 | 170.0533 | 82.5856 | 82.5856 | 82.5856 | 173.4581 | 153.8193 | 182.9306 | 131.6891 | 131.6891 | 105.3904 | 213.0397 | 402.8704 | 123.6161 | 119.8254 | 859.1376 | 171.7152 | 119.8254 | 606.3183 | 1134.8991 | 155.2884 | 633.708 | 391.4074 | 171.7152 | 113.0759 | 61.2812 | 226.1224 | 46.9284 | 46.9284 | 46.9284 | 167.2274 | 244.0896 | 83.099 | 84.0448 | 199.6192 | 171.4891 | 93.5308 | 93.5308 | 122.6182 | 256.7596 | 46.9284 | 446.7504 | 189.3108 | 322.4053 | 116.6858 | 99.7541 | 445.5351 | 88.8833 | 134.4911 | 88.8833 | 241.0731 | 87.6805 | 101.0238 | 56.4747 | 56.4747 | 87.6805 | 236.5964 | 210.8509 | 153.1088 | 223.4649 | 94.6629 | 87.6805 | 543.3094 | 162.082 | 239.4442 | 528.9007 | 1009.3111 | 78.2719 | 82.8541 | 178.1173 | 336.9365 | 82.8541 | 51.7072 | 129.754 | 84.7991 | 84.9423 | 113.5824 | 51.4668 | 51.4668 | 82.4769 | 54.447 | 178.9944 | 224.7946 | 102.0096 | 134.4911 | 99.3531 | 247.267 | 153.5395 | 102.0096 | 99.3531 | 82.3944 | 305.6562 | 155.594 | 36.7302 | 28.0355 | 330.7513 | 75.1425 | 282.7309 | 78.1087 | 312.2772 | 850.4995 | 37.7382 | 259.0665 | 305.6562 | 408.9597 | 78.1087 | 31.9386 | 165.2438 | 280.6492 | 169.9377 | 146.2897 | 0 | 76.5933 | 128.747 | 576.6847 | 0 | 78.2719 | 116.642 | 190.3587 | 89.7091 | 127.3805 | 159.7745 | 82.231 | 0 | 0 | 0 | 0 | 0 | 0 | 0 | 0 | 61.4871 | 0 | 130.2444 | 123.1433 | 268.3837 | 165.7522 | 0 | 174.0348 | 63.929 | 42.5803 | 24.5909 | 954.1003 | 34.8029 | 147.433 | 56.2886 | 56.2886 | 121.4765 | 37.0777 | 63.929 | 34.8029 | 34.9668 | 34.9668 | 59.9612 | 0 | 0 | 0 | 0 | 37.0777 | 37.0777 | 37.0777 | 54.3902 | 34.9668 | 114.0764 | 0 | 0 | 28.7507 | 0 | 0 | 0 | 105.8783 | 35.6507 | 137.6653 | 44.9157 | 55.0144 | 28.7507 | 99.9901 | 210.7854 | 32.9501 | 133.1897 | 131.7015 | 578.5494 | 104.178 | 100.6316 | 131.874 | 20.2177 | 23.6641 | 23.6641 | 20.2177 | 53.6019 | 82.528 | 175.0153 | 2210.7109 | 168.1365 | 82.528 | 76.6274 | 217.8213 | 120.33 | 97.0845 | 103.36 | 76.6274 | 190.2038 | 77.6479 | 35.6507 | 35.6507 | 155.7194 | 127.5279 | 0 | 0 | 0 | 23.6641 | 23.6641 | 32.0292 | 0 | 0 | 0 | 0 | 0 | 0 | 20.2177 | 35.6507 | 169.3658 | 23.6641 | 31.7115 | 72.5851 | 0 | 0 | 0 | 0 | 0 | 0 | 0 | 0 | 0 | 0 | 0 | 0 | 0 | 0 | 0 | 0 | 0 | 0 | 0 | 0 | 0 | 0 | 0 | 0 | 0 | 0 | 0 | 0 | 0 | 0 | 0 | 0 | 0 | 0 | 0 | 0 | 0 | 0 | 0 | 0 | 0 | 0 | 0 | 0 | 0 | 0 | 0 | 0 | 0 | 0 | 0 | 0 | 0 | 0 | 0 | 0 | 0 | 0 | 0 | 0 | 0 | 0 | 0 | 0 | 0 | 0 | 0 | 0 | 0 | 0 | 0 | 0 | 0 | 0 | 0 | 0 | 0 | 0 | 0 | 0 | 0 | 0 | 0 | 0 | 0 | 0 | 0 | 0 | 0 | 0 | 0 | 0 | 0 | 0 | 0 | 0 | 0 | 0 | 0 | 0 | 0 | 0 | 0 | 0 | 0 | 0 | 0 | 0 | 0 | 2017-01-29 10:00
t0684 | 0 | 107.3031 | 360.9265 | 117.6856 | 42.0011 | 289.5771 | 42.0011 | 261.034 | 72.9601 | 72.9601 | 2354.6424 | 83.7222 | 66.4388 | 267.3208 | 313.3061 | 43.4253 | 70.9937 | 320.7166 | 209.2472 | 240.3553 | 0 | 0 | 445.4092 | 31.8697 | 31.8697 | 31.8697 | 67.4567 | 136.4699 | 191.2579 | 171.7263 | 341.0112 | 89.2746 | 178.4179 | 156.0824 | 236.1863 | 256.156 | 109.6471 | 328.4644 | 283.8366 | 80.2484 | 146.4416 | 251.3099 | 88.3321 | 188.5804 | 396.5186 | 88.3321 | 33.7694 | 241.5809 | 633.5354 | 119.0526 | 177.3435 | 88.2569 | 139.1921 | 33.7694 | 139.4312 | 201.0383 | 77.1155 | 342.9708 | 34.3608 | 126.7607 | 34.3608 | 88.3321 | 136.4699 | 55.6311 | 396.5186 | 0 | 0 | 0 | 0 | 0 | 0 | 0 | 0 | 137.3759 | 0 | 0 | 0 | 0 | 221.406 | 250.9485 | 21.8259 | 32.6372 | 265.8345 | 134.7012 | 11.8125 | 78.9346 | 82.3823 | 259.0188 | 133.8252 | 177.0224 | 106.1728 | 21.8259 | 332.7081 | 41.9206 | 254.4696 | 118.2341 | 133.9595 | 42.987 | 81.8669 | 512.4921 | 24.6402 | 134.5434 | 149.3629 | 11.8125 | 11.8125 | 68.8776 | 98.021 | 59.1402 | 119.0742 | 132.9783 | 117.2327 | 139.9695 | 873.8193 | 123.4254 | 78.9346 | 66.9661 | 66.9661 | 30.7573 | 57.7875 | 873.8193 | 437.9498 | 117.6449 | 0 | 0 | 0 | 65.0018 | 82.3823 | 64.5386 | 347.1451 | 81.8669 | 0 | 56.632 | 57.7875 | 11.8125 | 74.2182 | 28.9106 | 0 | 0 | 0 | 77.6016 | 0 | 0 | 130.1923 | 0 | 31.898 | 0 | 0 | 176.2145 | 59.6392 | 28.9106 | 26.5486 | 26.5486 | 68.4925 | 140.5763 | 204.5279 | 127.5523 | 293.2553 | 153.3975 | 104.6172 | 230.3677 | 273.1171 | 159.0457 | 133.4705 | 533.0639 | 162.0111 | 201.4803 | 81.6641 | 75.7185 | 189.697 | 208.4996 | 75.1149 | 75.7185 | 75.7185 | 170.8612 | 81.6641 | 81.6641 | 81.6641 | 173.4747 | 152.2271 | 183.5408 | 131.2708 | 131.2708 | 105.2125 | 214.6942 | 399.078 | 120.8542 | 120.4572 | 870.0921 | 170.6021 | 120.4572 | 616.3567 | 1142.1013 | 155.8281 | 636.9691 | 389.9441 | 170.6021 | 113.1041 | 61.0061 | 226.5874 | 46.3314 | 46.3314 | 46.3314 | 167.1177 | 246.2671 | 83.5671 | 80.9788 | 197.5532 | 168.2822 | 91.5805 | 91.5805 | 122.0122 | 248.5593 | 46.3314 | 447.444 | 186.42 | 317.7792 | 114.693 | 98.3861 | 450.587 | 88.2171 | 130.8483 | 88.2171 | 240.1728 | 87.767 | 99.9329 | 55.6311 | 55.6311 | 87.767 | 229.7452 | 205.7816 | 152.6792 | 223.7713 | 92.7302 | 87.767 | 525.0384 | 159.8491 | 240.5504 | 530.3837 | 1019.1853 | 77.2028 | 81.4994 | 178.6881 | 335.6927 | 81.4994 | 51.1975 | 129.1587 | 83.2167 | 84.0866 | 113.4291 | 50.9569 | 50.9569 | 81.4996 | 54.3008 | 179.3584 | 222.8759 | 101.2644 | 130.8483 | 98.8111 | 247.9321 | 151.2216 | 101.2644 | 98.8111 | 82.2657 | 307.718 | 153.4364 | 35.6053 | 27.9148 | 327.1103 | 74.7492 | 282.8443 | 77.8435 | 308.0096 | 843.8063 | 37.2841 | 257.5965 | 307.718 | 410.4011 | 77.8435 | 31.898 | 152.1231 | 280.5299 | 167.2048 | 141.4784 | 0 | 75.7185 | 126.9537 | 581.3335 | 0 | 77.2028 | 115.9506 | 189.697 | 89.7244 | 127.5844 | 157.5084 | 82.229 | 0 | 0 | 0 | 0 | 0 | 0 | 0 | 0 | 59.6392 | 0 | 127.9396 | 116.9274 | 269.4615 | 165.7449 | 0 | 174.163 | 64.639 | 42.4333 | 24.6402 | 964.8887 | 34.431 | 148.7077 | 56.5624 | 56.5624 | 123.0613 | 37.27 | 64.639 | 34.431 | 34.914 | 34.914 | 59.8757 | 0 | 0 | 0 | 0 | 37.27 | 37.27 | 37.27 | 54.3377 | 34.914 | 113.8196 | 0 | 0 | 28.9638 | 0 | 0 | 0 | 105.9724 | 34.8945 | 137.9184 | 43.795 | 54.8586 | 28.9638 | 98.1838 | 212.9764 | 32.7545 | 130.9478 | 131.1998 | 576.3668 | 103.1838 | 99.6395 | 131.1567 | 20.0483 | 23.4081 | 23.4081 | 20.0483 | 53.8675 | 82.4456 | 174.3015 | 2228.8722 | 169.7777 | 82.4456 | 76.4421 | 220.5213 | 121.0105 | 97.4296 | 104.1085 | 76.4421 | 191.5484 | 77.8625 | 34.8945 | 34.8945 | 155.533 | 128.4967 | 0 | 0 | 0 | 23.4081 | 23.4081 | 32.1 | 0 | 0 | 0 | 0 | 0 | 0 | 20.0483 | 34.8945 | 170.0078 | 23.4081 | 31.4828 | 72.7653 | 0 | 0 | 0 | 0 | 0 | 0 | 0 | 0 | 0 | 0 | 0 | 0 | 0 | 0 | 0 | 0 | 0 | 0 | 0 | 0 | 0 | 0 | 0 | 0 | 0 | 0 | 0 | 0 | 0 | 0 | 0 | 0 | 0 | 0 | 0 | 0 | 0 | 0 | 0 | 0 | 0 | 0 | 0 | 0 | 0 | 0 | 0 | 0 | 0 | 0 | 0 | 0 | 0 | 0 | 0 | 0 | 0 | 0 | 0 | 0 | 0 | 0 | 0 | 0 | 0 | 0 | 0 | 0 | 0 | 0 | 0 | 0 | 0 | 0 | 0 | 0 | 0 | 0 | 0 | 0 | 0 | 0 | 0 | 0 | 0 | 0 | 0 | 0 | 0 | 0 | 0 | 0 | 0 | 0 | 0 | 0 | 0 | 0 | 0 | 0 | 0 | 0 | 0 | 0 | 0 | 0 | 0 | 0 | 0 | 2017-01-29 11:00
t0685 | 0 | 102.0821 | 348.3495 | 112.8752 | 40.9765 | 280.5115 | 40.9765 | 238.0611 | 69.5655 | 69.5655 | 2205.5322 | 81.3348 | 64.2586 | 252.4393 | 299.8922 | 41.7859 | 68.7056 | 308.8543 | 202.2352 | 228.107 | 0 | 0 | 428.2967 | 30.8623 | 30.8623 | 30.8623 | 64.5527 | 130.7945 | 181.3518 | 162.1337 | 325.0744 | 86.1579 | 170.1362 | 148.6116 | 227.7711 | 247.3341 | 105.5564 | 303.9588 | 266.2293 | 77.0844 | 138.4225 | 240.3909 | 84.2725 | 180.0495 | 368.6062 | 84.2725 | 32.7228 | 231.8229 | 605.1347 | 113.4268 | 169.655 | 85.5051 | 132.9967 | 32.7228 | 134.2229 | 191.2939 | 74.155 | 328.3861 | 33.4172 | 120.4651 | 33.4172 | 84.2725 | 130.7945 | 53.4472 | 368.6062 | 0 | 0 | 0 | 0 | 0 | 0 | 0 | 0 | 132.2628 | 0 | 0 | 0 | 0 | 212.329 | 242.4575 | 21.2164 | 32.3237 | 258.1183 | 131.4528 | 11.5781 | 77.3092 | 81.1196 | 249.1761 | 128.653 | 170.4748 | 103.9971 | 21.2164 | 320.439 | 41.1847 | 245.9891 | 115.8892 | 130.5504 | 42.1365 | 79.976 | 494.9475 | 24.4044 | 130.9316 | 146.1541 | 11.5781 | 11.5781 | 67.2735 | 94.4445 | 57.7917 | 116.39 | 128.2311 | 113.2347 | 134.5881 | 842.1144 | 121.824 | 77.3092 | 65.4079 | 65.4079 | 30.1201 | 56.6443 | 842.1144 | 422.7798 | 114.7291 | 0 | 0 | 0 | 63.5342 | 81.1196 | 62.8837 | 337.579 | 79.976 | 0 | 55.2455 | 56.6443 | 11.5781 | 72.0255 | 28.2558 | 0 | 0 | 0 | 75.1358 | 0 | 0 | 126.1701 | 0 | 31.4582 | 0 | 0 | 170.4956 | 57.071 | 28.2558 | 25.8422 | 25.8422 | 67.8081 | 137.0776 | 198.7692 | 124.4648 | 280.4182 | 147.7122 | 101.2417 | 222.9436 | 261.0535 | 154.8059 | 129.5067 | 504.5239 | 156.1809 | 196.7315 | 77.9769 | 72.7741 | 182.4356 | 203.858 | 73.1137 | 72.7741 | 72.7741 | 165.3316 | 77.9769 | 77.9769 | 77.9769 | 168.8341 | 146.0415 | 178.6926 | 127.8023 | 127.8023 | 102.2546 | 206.7527 | 384.1174 | 114.6961 | 117.1774 | 817.3809 | 163.5568 | 117.1774 | 588.2162 | 1079.7216 | 152.4842 | 611.5851 | 376.0149 | 163.5568 | 109.1091 | 59.2845 | 222.2044 | 44.9001 | 44.9001 | 44.9001 | 163.4649 | 238.4019 | 82.0218 | 77.3583 | 191.0237 | 161.7528 | 87.5829 | 87.5829 | 117.6837 | 237.8902 | 44.9001 | 432.7155 | 179.4302 | 306.0873 | 110.4312 | 95.517 | 431.1519 | 85.4058 | 123.9889 | 85.4058 | 230.5093 | 84.8574 | 95.4511 | 53.4472 | 53.4472 | 84.8574 | 216.4314 | 195.9717 | 146.7737 | 215.7685 | 88.3397 | 84.8574 | 491.9665 | 154.1707 | 229.8685 | 506.6281 | 960.5553 | 74.4339 | 78.4166 | 173.9633 | 323.4544 | 78.4166 | 49.9757 | 124.8315 | 79.8523 | 81.3946 | 110.4568 | 49.0342 | 49.0342 | 78.1353 | 52.677 | 170.4122 | 213.3401 | 98.2667 | 123.9889 | 95.234 | 237.9863 | 145.8625 | 98.2667 | 95.234 | 80.6154 | 294.6673 | 147.1008 | 34.2381 | 27.4795 | 317.031 | 72.8236 | 274.1974 | 75.8421 | 299.5938 | 800.355 | 36.4302 | 253.3424 | 294.6673 | 394.3929 | 75.8421 | 31.4582 | 136.9016 | 272.1522 | 159.1495 | 133.8473 | 0 | 72.7741 | 123.472 | 543.2165 | 0 | 74.4339 | 111.9553 | 182.4356 | 85.7202 | 126.0673 | 152.5229 | 80.1302 | 0 | 0 | 0 | 0 | 0 | 0 | 0 | 0 | 57.071 | 0 | 123.043 | 109.7151 | 258.3509 | 158.6102 | 0 | 169.625 | 63.5638 | 41.4497 | 24.4044 | 931.9003 | 33.4113 | 143.3853 | 55.5595 | 55.5595 | 121.0183 | 36.4316 | 63.5638 | 33.4113 | 34.4018 | 34.4018 | 58.7351 | 0 | 0 | 0 | 0 | 36.4316 | 36.4316 | 36.4316 | 53.1041 | 34.4018 | 111.1165 | 0 | 0 | 27.8361 | 0 | 0 | 0 | 103.4947 | 33.3669 | 133.7363 | 41.1554 | 53.4521 | 27.8361 | 94.6105 | 205.1022 | 32.1069 | 125.1429 | 126.567 | 549.699 | 99.8664 | 96.3611 | 126.9987 | 19.3787 | 22.6614 | 22.6614 | 19.3787 | 52.585 | 79.8997 | 169.6493 | 2112.9938 | 165.1899 | 79.8997 | 73.8643 | 210.6823 | 118.0526 | 95.98 | 101.7057 | 73.8643 | 186.2198 | 74.8804 | 33.3669 | 33.3669 | 151.7954 | 124.0678 | 0 | 0 | 0 | 22.6614 | 22.6614 | 31.3586 | 0 | 0 | 0 | 0 | 0 | 0 | 19.3787 | 33.3669 | 164.6014 | 22.6614 | 30.519 | 71.5153 | 0 | 0 | 0 | 0 | 0 | 0 | 0 | 0 | 0 | 0 | 0 | 0 | 0 | 0 | 0 | 0 | 0 | 0 | 0 | 0 | 0 | 0 | 0 | 0 | 0 | 0 | 0 | 0 | 0 | 0 | 0 | 0 | 0 | 0 | 0 | 0 | 0 | 0 | 0 | 0 | 0 | 0 | 0 | 0 | 0 | 0 | 0 | 0 | 0 | 0 | 0 | 0 | 0 | 0 | 0 | 0 | 0 | 0 | 0 | 0 | 0 | 0 | 0 | 0 | 0 | 0 | 0 | 0 | 0 | 0 | 0 | 0 | 0 | 0 | 0 | 0 | 0 | 0 | 0 | 0 | 0 | 0 | 0 | 0 | 0 | 0 | 0 | 0 | 0 | 0 | 0 | 0 | 0 | 0 | 0 | 0 | 0 | 0 | 0 | 0 | 0 | 0 | 0 | 0 | 0 | 0 | 0 | 0 | 0 | 2017-01-29 12:00
t0686 | 0 | 102.9257 | 336.8398 | 115.6964 | 39.5947 | 270.6202 | 39.5947 | 287.9202 | 65.8916 | 65.8916 | 2067.1906 | 76.8601 | 65.8251 | 258.785 | 310.4446 | 43.9831 | 68.2239 | 308.3112 | 200.4219 | 244.2399 | 0 | 0 | 414.0214 | 31.1231 | 31.1231 | 31.1231 | 66.2353 | 132.5759 | 192.6096 | 150.0322 | 316.9106 | 84.2043 | 178.3257 | 157.3032 | 230.4166 | 244.7598 | 109.1533 | 342.662 | 273.9702 | 78.6793 | 148.8526 | 239.1448 | 86.4299 | 184.4631 | 365.4932 | 86.4299 | 34.1201 | 236.1181 | 620.0374 | 119.3819 | 166.8189 | 85.4124 | 138.115 | 34.1201 | 137.4652 | 203.1399 | 76.8012 | 321.4397 | 33.0696 | 127.9555 | 33.0696 | 86.4299 | 132.5759 | 53.7912 | 365.4932 | 0 | 0 | 0 | 0 | 0 | 0 | 0 | 0 | 134.2097 | 0 | 0 | 0 | 0 | 213.5791 | 243.6381 | 21.7949 | 31.8389 | 247.086 | 132.5812 | 11.4385 | 76.5585 | 81.5845 | 244.9588 | 129.2907 | 172.4759 | 100.3016 | 21.7949 | 302.5368 | 40.9908 | 241.1834 | 114.9584 | 132.2349 | 42.2265 | 79.8966 | 478.6336 | 23.694 | 131.4963 | 143.8255 | 11.4385 | 11.4385 | 65.061 | 96.0411 | 57.6106 | 115.6936 | 128.905 | 104.8552 | 120.7371 | 778.214 | 117.6464 | 76.5585 | 65.9451 | 65.9451 | 29.9539 | 53.7943 | 778.214 | 400.7157 | 117.4888 | 0 | 0 | 0 | 64.5273 | 81.5845 | 63.4809 | 331.2546 | 79.8966 | 0 | 55.8794 | 53.7943 | 11.4385 | 68.5626 | 27.1396 | 0 | 0 | 0 | 75.0363 | 0 | 0 | 124.6724 | 0 | 30.7788 | 0 | 0 | 171.0518 | 60.1815 | 27.1396 | 25.7975 | 25.7975 | 66.4224 | 133.7754 | 191.1453 | 123.2645 | 273.1234 | 149.1357 | 99.9237 | 222.6743 | 247.303 | 149.5746 | 128.4326 | 462.4767 | 155.3957 | 188.8014 | 77.2366 | 72.4264 | 176.9712 | 198.0011 | 71.2059 | 72.4264 | 72.4264 | 156.722 | 77.2366 | 77.2366 | 77.2366 | 163.1071 | 144.6797 | 170.864 | 124.806 | 124.806 | 99.2703 | 193.409 | 380.1155 | 117.4511 | 111.2781 | 738.4159 | 159.9202 | 111.2781 | 530.6928 | 1001.8926 | 146.2212 | 575.954 | 365.6762 | 159.9202 | 104.7581 | 58.0737 | 214.3505 | 45.0907 | 45.0907 | 45.0907 | 158.8067 | 222.9682 | 78.2632 | 83.2003 | 190.1271 | 164.8336 | 89.6256 | 89.6256 | 114.9174 | 252.3931 | 45.0907 | 414.3561 | 180.9689 | 307.9216 | 112.0528 | 96.326 | 396.7256 | 84.2856 | 128.8471 | 84.2856 | 223.5078 | 81.395 | 94.451 | 53.7912 | 53.7912 | 81.395 | 225.6091 | 202.1723 | 142.0262 | 206.3396 | 90.0804 | 81.395 | 519.3622 | 154.9248 | 216.1568 | 479.1885 | 878.8789 | 74.7543 | 79.3505 | 166.4098 | 314.3619 | 79.3505 | 49.9388 | 121.9104 | 81.2865 | 80.992 | 107.2481 | 48.5939 | 48.5939 | 77.7558 | 51.2458 | 161.0206 | 209.8114 | 97.0545 | 128.8471 | 93.1078 | 225.9194 | 147.2093 | 97.0545 | 93.1078 | 78.6356 | 275.5144 | 147.3533 | 36.2578 | 27.1148 | 316.6434 | 71.6187 | 263.9679 | 74.1496 | 302.4102 | 780.9796 | 36.6767 | 250.925 | 275.5144 | 373.6469 | 74.1496 | 30.7788 | 165.3958 | 262.8279 | 159.9171 | 141.6333 | 0 | 72.4264 | 124.7298 | 496.9035 | 0 | 74.7543 | 109.7471 | 176.9712 | 81.8042 | 122.3748 | 153.8215 | 77.5042 | 0 | 0 | 0 | 0 | 0 | 0 | 0 | 0 | 60.1815 | 0 | 125.0184 | 122.4442 | 243.9801 | 151.637 | 0 | 163.6062 | 59.6667 | 40.597 | 23.694 | 863.2926 | 33.3598 | 133.8547 | 53.1714 | 53.1714 | 112.8913 | 34.7186 | 59.6667 | 33.3598 | 33.6657 | 33.6657 | 57.3048 | 0 | 0 | 0 | 0 | 34.7186 | 34.7186 | 34.7186 | 51.614 | 33.6657 | 108.3733 | 0 | 0 | 26.034 | 0 | 0 | 0 | 99.9485 | 34.1825 | 128.1661 | 42.2816 | 52.167 | 26.034 | 96.348 | 190.1932 | 31.764 | 126.3468 | 123.1481 | 530.9401 | 99.1935 | 95.7657 | 124.514 | 19.1609 | 22.6049 | 22.6049 | 19.1609 | 50.1056 | 77.2548 | 166.1259 | 1952.0103 | 154.6087 | 77.2548 | 71.6173 | 192.9504 | 112.1827 | 92.4138 | 96.2416 | 71.6173 | 175.7376 | 71.1557 | 34.1825 | 34.1825 | 147.5201 | 116.3354 | 0 | 0 | 0 | 22.6049 | 22.6049 | 30.1607 | 0 | 0 | 0 | 0 | 0 | 0 | 19.1609 | 34.1825 | 156.5835 | 22.6049 | 30.1147 | 68.9909 | 0 | 0 | 0 | 0 | 0 | 0 | 0 | 0 | 0 | 0 | 0 | 0 | 0 | 0 | 0 | 0 | 0 | 0 | 0 | 0 | 0 | 0 | 0 | 0 | 0 | 0 | 0 | 0 | 0 | 0 | 0 | 0 | 0 | 0 | 0 | 0 | 0 | 0 | 0 | 0 | 0 | 0 | 0 | 0 | 0 | 0 | 0 | 0 | 0 | 0 | 0 | 0 | 0 | 0 | 0 | 0 | 0 | 0 | 0 | 0 | 0 | 0 | 0 | 0 | 0 | 0 | 0 | 0 | 0 | 0 | 0 | 0 | 0 | 0 | 0 | 0 | 0 | 0 | 0 | 0 | 0 | 0 | 0 | 0 | 0 | 0 | 0 | 0 | 0 | 0 | 0 | 0 | 0 | 0 | 0 | 0 | 0 | 0 | 0 | 0 | 0 | 0 | 0 | 0 | 0 | 0 | 0 | 0 | 0 | 2017-01-29 13:00
t0687 | 0 | 104.6921 | 330.6091 | 117.9521 | 38.486 | 264.4109 | 38.486 | 327.5852 | 64.5708 | 64.5708 | 2045.8315 | 73.963 | 66.6452 | 267.1144 | 318.6626 | 45.3561 | 67.8509 | 308.7965 | 199.32 | 256.6798 | 0 | 0 | 407.5958 | 31.2083 | 31.2083 | 31.2083 | 67.6855 | 134.4314 | 201.7487 | 146.2895 | 315.8734 | 83.1714 | 184.7615 | 163.9794 | 232.2281 | 243.406 | 111.4805 | 375.4166 | 284.8598 | 79.937 | 157.2265 | 240.393 | 88.5135 | 188.6916 | 375.5711 | 88.5135 | 34.8252 | 239.8098 | 634.0732 | 124.0345 | 166.583 | 85.158 | 142.2019 | 34.8252 | 139.679 | 212.2059 | 78.572 | 319.9264 | 32.6903 | 133.8078 | 32.6903 | 88.5135 | 134.4314 | 54.2259 | 375.5711 | 0 | 0 | 0 | 0 | 0 | 0 | 0 | 0 | 135.6726 | 0 | 0 | 0 | 0 | 215.5578 | 244.2749 | 22.0129 | 30.9139 | 239.7886 | 132.1291 | 11.223 | 75.2697 | 80.5878 | 243.4355 | 130.1627 | 174.0408 | 97.0451 | 22.0129 | 293.2355 | 40.3174 | 238.3389 | 113.0635 | 132.2486 | 41.7775 | 79.1222 | 469.5454 | 22.8008 | 131.0286 | 140.984 | 11.223 | 11.223 | 63.2107 | 97.143 | 56.967 | 114.1854 | 129.4728 | 100.1436 | 113.4417 | 743.8429 | 113.1674 | 75.2697 | 65.6604 | 65.6604 | 29.5261 | 51.5155 | 743.8429 | 388.5151 | 118.1585 | 0 | 0 | 0 | 64.4801 | 80.5878 | 63.3768 | 325.8635 | 79.1222 | 0 | 55.7962 | 51.5155 | 11.223 | 66.3408 | 26.242 | 0 | 0 | 0 | 74.8403 | 0 | 0 | 123.4993 | 0 | 29.8682 | 0 | 0 | 171.1458 | 62.3792 | 26.242 | 25.612 | 25.612 | 64.2952 | 130.8671 | 185.8721 | 121.5667 | 271.3659 | 150.3262 | 99.0341 | 222.1924 | 241.8327 | 145.6717 | 127.3593 | 447.3184 | 155.22 | 182.6129 | 77.5672 | 72.535 | 174.5596 | 192.6982 | 69.679 | 72.535 | 72.535 | 151.6427 | 77.5672 | 77.5672 | 77.5672 | 158.8515 | 144.7427 | 165.3136 | 122.3044 | 122.3044 | 97.0824 | 186.4169 | 379.0082 | 120.6858 | 107.2863 | 712.8689 | 158.8936 | 107.2863 | 504.1638 | 977.3359 | 141.0924 | 558.934 | 360.4057 | 158.8936 | 102.4301 | 57.1035 | 207.2062 | 45.0811 | 45.0811 | 45.0811 | 154.5212 | 213.8563 | 75.084 | 87.2059 | 189.4723 | 167.2357 | 91.5032 | 91.5032 | 113.508 | 262.3915 | 45.0811 | 403.6181 | 182.374 | 309.6893 | 113.2661 | 96.394 | 380.6991 | 83.5017 | 133.5638 | 83.5017 | 220.7927 | 79.3839 | 94.7776 | 54.2259 | 54.2259 | 79.3839 | 235.2964 | 207.9772 | 139.9383 | 201.3519 | 92.0777 | 79.3839 | 547.289 | 155.5527 | 210.4829 | 468.4195 | 852.5025 | 75.0545 | 80.1342 | 161.0485 | 309.9187 | 80.1342 | 49.4938 | 120.2138 | 82.5351 | 80.6299 | 104.7169 | 48.5026 | 48.5026 | 78.0297 | 50.2578 | 158.0635 | 209.431 | 96.0083 | 133.5638 | 92.0894 | 220.3642 | 148.15 | 96.0083 | 92.0894 | 76.5816 | 266.8442 | 148.4155 | 37.5256 | 26.4888 | 315.5774 | 70.4362 | 257.4121 | 72.6684 | 302.3192 | 782.17 | 36.4774 | 245.8766 | 266.8442 | 363.6433 | 72.6684 | 29.8682 | 189.6969 | 256.6262 | 162.2955 | 148.3369 | 0 | 72.535 | 124.7575 | 485.8442 | 0 | 75.0545 | 108.5479 | 174.5596 | 80.3798 | 117.9843 | 154.2538 | 75.4544 | 0 | 0 | 0 | 0 | 0 | 0 | 0 | 0 | 62.3792 | 0 | 126.5826 | 132.2748 | 237.481 | 148.9378 | 0 | 159.083 | 56.5512 | 39.741 | 22.8008 | 824.7841 | 33.2078 | 128.7032 | 51.0723 | 51.0723 | 106.5578 | 33.4022 | 56.5512 | 33.2078 | 32.6984 | 32.6984 | 55.7662 | 0 | 0 | 0 | 0 | 33.4022 | 33.4022 | 33.4022 | 50.272 | 32.6984 | 105.873 | 0 | 0 | 25.1357 | 0 | 0 | 0 | 97.0293 | 34.9226 | 124.6131 | 43.8601 | 51.0678 | 25.1357 | 97.5222 | 182.3113 | 31.1895 | 128.1364 | 121.3644 | 526.171 | 98.66 | 95.3424 | 122.869 | 19.0288 | 22.5332 | 22.5332 | 19.0288 | 48.2591 | 75.5546 | 163.0992 | 1894.1579 | 147.6764 | 75.5546 | 70.3346 | 184.8771 | 107.9284 | 88.8788 | 92.2318 | 70.3346 | 168.862 | 69.3318 | 34.9226 | 34.9226 | 143.8425 | 112.0281 | 0 | 0 | 0 | 22.5332 | 22.5332 | 29.1993 | 0 | 0 | 0 | 0 | 0 | 0 | 19.0288 | 34.9226 | 151.7605 | 22.5332 | 29.8 | 66.5662 | 0 | 0 | 0 | 0 | 0 | 0 | 0 | 0 | 0 | 0 | 0 | 0 | 0 | 0 | 0 | 0 | 0 | 0 | 0 | 0 | 0 | 0 | 0 | 0 | 0 | 0 | 0 | 0 | 0 | 0 | 0 | 0 | 0 | 0 | 0 | 0 | 0 | 0 | 0 | 0 | 0 | 0 | 0 | 0 | 0 | 0 | 0 | 0 | 0 | 0 | 0 | 0 | 0 | 0 | 0 | 0 | 0 | 0 | 0 | 0 | 0 | 0 | 0 | 0 | 0 | 0 | 0 | 0 | 0 | 0 | 0 | 0 | 0 | 0 | 0 | 0 | 0 | 0 | 0 | 0 | 0 | 0 | 0 | 0 | 0 | 0 | 0 | 0 | 0 | 0 | 0 | 0 | 0 | 0 | 0 | 0 | 0 | 0 | 0 | 0 | 0 | 0 | 0 | 0 | 0 | 0 | 0 | 0 | 0 | 2017-01-29 14:00
t0688 | 0 | 104.9418 | 332.9737 | 117.0256 | 38.4965 | 265.8722 | 38.4965 | 319.0924 | 66.0296 | 66.0296 | 2124.4684 | 74.7648 | 65.791 | 267.5396 | 315.5879 | 44.5505 | 67.6159 | 308.1695 | 198.9261 | 252.9374 | 0 | 0 | 411.5471 | 30.9345 | 30.9345 | 30.9345 | 67.2261 | 133.9055 | 199.3882 | 151.8683 | 319.7939 | 83.4682 | 182.7062 | 161.8258 | 230.5681 | 243.1905 | 110.0528 | 369.7891 | 286.1296 | 79.339 | 155.1033 | 241.2001 | 88.09 | 187.764 | 383.9979 | 88.09 | 34.1556 | 238.3227 | 630.768 | 122.5661 | 167.7811 | 84.6417 | 140.8451 | 34.1556 | 138.3026 | 209.2966 | 77.5828 | 322.5405 | 32.51 | 132.0626 | 32.51 | 88.09 | 133.9055 | 54.0542 | 383.9979 | 0 | 0 | 0 | 0 | 0 | 0 | 0 | 0 | 134.7123 | 0 | 0 | 0 | 0 | 215.1574 | 242.7581 | 21.6437 | 30.4233 | 241.3833 | 130.3226 | 11.1106 | 74.4959 | 79.0971 | 244.3301 | 129.7599 | 172.9432 | 96.8749 | 21.6437 | 298.226 | 39.7588 | 238.6796 | 111.7842 | 130.3816 | 41.1711 | 78.2213 | 472.6943 | 22.5425 | 129.641 | 139.9009 | 11.1106 | 11.1106 | 63.1622 | 96.3444 | 56.3456 | 113.023 | 128.8105 | 102.3726 | 117.7452 | 762.1361 | 112.3421 | 74.4959 | 64.734 | 64.734 | 29.1857 | 51.6709 | 762.1361 | 393.9721 | 116.0511 | 0 | 0 | 0 | 63.3984 | 79.0971 | 62.5553 | 324.9819 | 78.2213 | 0 | 54.9979 | 51.6709 | 11.1106 | 66.9355 | 26.2711 | 0 | 0 | 0 | 74.4216 | 0 | 0 | 123.1588 | 0 | 29.5406 | 0 | 0 | 170.0153 | 61.4433 | 26.2711 | 25.3852 | 25.3852 | 63.403 | 130.5142 | 186.7038 | 120.6045 | 274.2763 | 149.4838 | 98.8888 | 221.0069 | 246.8844 | 145.9395 | 126.7582 | 465.3157 | 154.9673 | 182.9831 | 78.0272 | 72.5499 | 176.0244 | 192.1407 | 69.6208 | 72.5499 | 72.5499 | 153.5255 | 78.0272 | 78.0272 | 78.0272 | 159.1607 | 145.158 | 166.1796 | 122.0741 | 122.0741 | 97.2011 | 190.238 | 379.4415 | 120.5537 | 108.1656 | 749.5081 | 160.1202 | 108.1656 | 524.7999 | 1012.6728 | 141.2123 | 570.134 | 362.492 | 160.1202 | 103.4483 | 57.0068 | 206.6672 | 44.7235 | 44.7235 | 44.7235 | 154.0196 | 217.4917 | 75.1216 | 85.4911 | 188.7765 | 166.0009 | 90.9934 | 90.9934 | 113.9887 | 257.9666 | 44.7235 | 407.3381 | 181.4639 | 308.2538 | 112.4612 | 95.3945 | 392.5724 | 83.3599 | 132.93 | 83.3599 | 222.9726 | 80.0813 | 95.3521 | 54.0542 | 54.0542 | 80.0813 | 234.7778 | 206.8305 | 141.2702 | 203.6971 | 91.8861 | 80.0813 | 545.6845 | 154.757 | 215.4913 | 478.6788 | 889.91 | 74.7012 | 79.6681 | 161.8724 | 311.9342 | 79.6681 | 48.9512 | 120.5587 | 82.0396 | 80.2852 | 104.7046 | 48.5427 | 48.5427 | 78.1713 | 50.3451 | 162.1488 | 210.8448 | 95.6759 | 132.93 | 92.4869 | 224.1765 | 147.1822 | 95.6759 | 92.4869 | 76.1386 | 273.3883 | 148.3672 | 36.8084 | 26.159 | 313.6023 | 70.1099 | 258.8932 | 72.4691 | 298.7381 | 794.15 | 35.9702 | 242.6743 | 273.3883 | 369.917 | 72.4691 | 29.5406 | 186.0946 | 257.7009 | 162.8124 | 146.9602 | 0 | 72.5499 | 123.258 | 510.0576 | 0 | 74.7012 | 108.7923 | 176.0244 | 81.869 | 116.8391 | 152.9015 | 75.508 | 0 | 0 | 0 | 0 | 0 | 0 | 0 | 0 | 61.4433 | 0 | 125.7208 | 129.6552 | 242.2257 | 151.4373 | 0 | 159.4045 | 56.8275 | 39.5414 | 22.5425 | 843.0639 | 32.9772 | 131.3309 | 51.0195 | 51.0195 | 107.3125 | 33.5257 | 56.8275 | 32.9772 | 32.357 | 32.357 | 55.4018 | 0 | 0 | 0 | 0 | 33.5257 | 33.5257 | 33.5257 | 50.1301 | 32.357 | 105.5277 | 0 | 0 | 25.6876 | 0 | 0 | 0 | 97.0072 | 34.7189 | 125.5037 | 44.0294 | 50.9551 | 25.6876 | 96.6714 | 186.6457 | 30.8616 | 128.0248 | 122.0128 | 534.2478 | 98.3044 | 95.0288 | 122.912 | 19.004 | 22.4174 | 22.4174 | 19.004 | 48.4836 | 75.8924 | 162.6744 | 1962.374 | 149.6339 | 75.8924 | 70.7186 | 191.1842 | 108.5795 | 88.4328 | 92.8371 | 70.7186 | 170.6916 | 70.4182 | 34.7189 | 34.7189 | 143.5705 | 114.0264 | 0 | 0 | 0 | 22.4174 | 22.4174 | 29.2272 | 0 | 0 | 0 | 0 | 0 | 0 | 19.004 | 34.7189 | 153.394 | 22.4174 | 29.7258 | 66.2939 | 0 | 0 | 0 | 0 | 0 | 0 | 0 | 0 | 0 | 0 | 0 | 0 | 0 | 0 | 0 | 0 | 0 | 0 | 0 | 0 | 0 | 0 | 0 | 0 | 0 | 0 | 0 | 0 | 0 | 0 | 0 | 0 | 0 | 0 | 0 | 0 | 0 | 0 | 0 | 0 | 0 | 0 | 0 | 0 | 0 | 0 | 0 | 0 | 0 | 0 | 0 | 0 | 0 | 0 | 0 | 0 | 0 | 0 | 0 | 0 | 0 | 0 | 0 | 0 | 0 | 0 | 0 | 0 | 0 | 0 | 0 | 0 | 0 | 0 | 0 | 0 | 0 | 0 | 0 | 0 | 0 | 0 | 0 | 0 | 0 | 0 | 0 | 0 | 0 | 0 | 0 | 0 | 0 | 0 | 0 | 0 | 0 | 0 | 0 | 0 | 0 | 0 | 0 | 0 | 0 | 0 | 0 | 0 | 0 | 2017-01-29 15:00
t0689 | 0 | 115.1809 | 358.3379 | 128.5919 | 41.1888 | 285.37 | 41.1888 | 370.7711 | 71.0282 | 71.0282 | 2298.7257 | 79.5597 | 72.0156 | 295.9522 | 348.058 | 49.2552 | 73.2913 | 335.3666 | 215.6266 | 282.4744 | 0 | 0 | 443.689 | 33.6823 | 33.6823 | 33.6823 | 73.9652 | 146.7123 | 222.2806 | 162.9845 | 347.1791 | 90.1401 | 202.5134 | 179.9526 | 251.7678 | 263.6086 | 121.0429 | 421.7764 | 317.7312 | 87.0169 | 173.67 | 263.0385 | 97.0352 | 206.7015 | 423.8038 | 97.0352 | 37.5515 | 261.3401 | 694.2798 | 136.0543 | 182.3176 | 91.8701 | 155.5902 | 37.5515 | 151.6926 | 232.999 | 85.4095 | 349.8509 | 35.1165 | 147.1001 | 35.1165 | 97.0352 | 146.7123 | 59.0348 | 423.8038 | 0 | 0 | 0 | 0 | 0 | 0 | 0 | 0 | 147.3433 | 0 | 0 | 0 | 0 | 235.1381 | 264.3152 | 23.6584 | 32.5112 | 258.087 | 141.3949 | 11.9484 | 80.2074 | 85.3725 | 264.768 | 141.6125 | 188.9723 | 103.3638 | 23.6584 | 318.7526 | 42.8128 | 257.8137 | 120.3759 | 141.7395 | 44.4831 | 84.5667 | 508.5506 | 23.9661 | 140.653 | 150.3799 | 11.9484 | 11.9484 | 67.5592 | 105.4093 | 60.8652 | 121.9591 | 140.3909 | 108.5111 | 123.7067 | 808.2973 | 119.4294 | 80.2074 | 70.197 | 70.197 | 31.4692 | 54.8093 | 808.2973 | 421.1182 | 126.5491 | 0 | 0 | 0 | 68.885 | 85.3725 | 67.9393 | 350.0891 | 84.5667 | 0 | 59.7349 | 54.8093 | 11.9484 | 71.4508 | 28.0236 | 0 | 0 | 0 | 80.7947 | 0 | 0 | 133.1997 | 0 | 31.5635 | 0 | 0 | 184.8986 | 68.1195 | 28.0236 | 27.4856 | 27.4856 | 67.6363 | 140.148 | 199.8399 | 130.0922 | 297.2296 | 163.2427 | 106.9852 | 239.9947 | 265.2443 | 156.332 | 137.1684 | 497.1621 | 168.3912 | 195.2313 | 85.0517 | 78.9526 | 189.9709 | 205.7051 | 74.7773 | 78.9526 | 78.9526 | 163.9024 | 85.0517 | 85.0517 | 85.0517 | 170.4957 | 157.8832 | 177.3561 | 131.2192 | 131.2192 | 104.3706 | 202.7048 | 411.9225 | 133.0363 | 115.2177 | 800.2781 | 173.51 | 115.2177 | 555.021 | 1087.0004 | 150.4477 | 609.8704 | 391.0094 | 173.51 | 111.0971 | 61.3973 | 220.3875 | 48.6167 | 48.6167 | 48.6167 | 164.8708 | 231.0534 | 79.7615 | 95.3449 | 204.8547 | 181.9269 | 100.0659 | 100.0659 | 123.1026 | 286.4527 | 48.6167 | 436.5002 | 198.1444 | 336.217 | 123.001 | 103.7472 | 417.4146 | 90.1639 | 147.3794 | 90.1639 | 240.8509 | 85.8741 | 103.8897 | 59.0348 | 59.0348 | 85.8741 | 261.1305 | 228.382 | 152.3742 | 218.5211 | 101.1154 | 85.8741 | 610.1986 | 168.6373 | 230.9852 | 514.1875 | 952.4575 | 81.4001 | 87.0908 | 172.7861 | 336.5344 | 87.0908 | 52.9466 | 130.0699 | 89.95 | 87.0716 | 112.3192 | 52.7282 | 52.7282 | 85.1676 | 54.1468 | 174.6073 | 229.0596 | 103.3932 | 147.3794 | 99.9575 | 240.4762 | 160.5864 | 103.3932 | 99.9575 | 81.5378 | 292.1589 | 161.9672 | 40.7751 | 28.0586 | 340.3083 | 75.5119 | 277.5723 | 77.8991 | 324.7023 | 864.4791 | 38.9811 | 260.7521 | 292.1589 | 396.3071 | 77.8991 | 31.5635 | 216.9678 | 276.4817 | 178.4816 | 163.821 | 0 | 78.9526 | 134.0097 | 548.4178 | 0 | 81.4001 | 117.5745 | 189.9709 | 88.189 | 124.3662 | 166.49 | 80.8648 | 0 | 0 | 0 | 0 | 0 | 0 | 0 | 0 | 68.1195 | 0 | 137.6296 | 146.8697 | 259.5503 | 163.0837 | 0 | 170.5991 | 59.9129 | 42.4734 | 23.9661 | 893.7917 | 35.7609 | 139.7409 | 54.2055 | 54.2055 | 112.8716 | 35.6605 | 59.9129 | 35.7609 | 34.5913 | 34.5913 | 59.303 | 0 | 0 | 0 | 0 | 35.6605 | 35.6605 | 35.6605 | 53.6943 | 34.5913 | 113.226 | 0 | 0 | 27.3994 | 0 | 0 | 0 | 103.7146 | 38.1946 | 134.3356 | 48.8329 | 54.7387 | 27.3994 | 105.8074 | 198.2713 | 33.203 | 140.2867 | 131.6046 | 578.1929 | 106.5607 | 103.0666 | 132.6537 | 20.5835 | 24.3297 | 24.3297 | 20.5835 | 51.6064 | 81.5001 | 175.0442 | 2100.1948 | 158.5521 | 81.5001 | 76.1278 | 203.1309 | 115.5043 | 94.0103 | 98.5337 | 76.1278 | 181.4807 | 75.4882 | 38.1946 | 38.1946 | 153.8813 | 121.4225 | 0 | 0 | 0 | 24.3297 | 24.3297 | 31.1993 | 0 | 0 | 0 | 0 | 0 | 0 | 20.5835 | 38.1946 | 163.9094 | 24.3297 | 32.1303 | 70.6126 | 0 | 0 | 0 | 0 | 0 | 0 | 0 | 0 | 0 | 0 | 0 | 0 | 0 | 0 | 0 | 0 | 0 | 0 | 0 | 0 | 0 | 0 | 0 | 0 | 0 | 0 | 0 | 0 | 0 | 0 | 0 | 0 | 0 | 0 | 0 | 0 | 0 | 0 | 0 | 0 | 0 | 0 | 0 | 0 | 0 | 0 | 0 | 0 | 0 | 0 | 0 | 0 | 0 | 0 | 0 | 0 | 0 | 0 | 0 | 0 | 0 | 0 | 0 | 0 | 0 | 0 | 0 | 0 | 0 | 0 | 0 | 0 | 0 | 0 | 0 | 0 | 0 | 0 | 0 | 0 | 0 | 0 | 0 | 0 | 0 | 0 | 0 | 0 | 0 | 0 | 0 | 0 | 0 | 0 | 0 | 0 | 0 | 0 | 0 | 0 | 0 | 0 | 0 | 0 | 0 | 0 | 0 | 0 | 0 | 2017-01-29 16:00
t0690 | 0 | 118.4343 | 376.2797 | 132.9367 | 43.7559 | 300.9467 | 43.7559 | 362.2127 | 73.8855 | 73.8855 | 2350.4103 | 84.4973 | 75.0501 | 301.5543 | 358.6266 | 50.8752 | 76.821 | 349.4796 | 225.7845 | 287.5633 | 0 | 0 | 464.1185 | 35.2345 | 35.2345 | 35.2345 | 76.2897 | 151.813 | 226.3349 | 168.3658 | 359.4454 | 94.4714 | 207.5921 | 183.9797 | 262.1654 | 275.8264 | 125.4048 | 418.465 | 321.6145 | 90.142 | 176.1015 | 272.4346 | 99.8065 | 212.7865 | 427.2109 | 99.8065 | 39.0929 | 270.5531 | 714.994 | 139.2803 | 189.1861 | 96.3014 | 159.9821 | 39.0929 | 157.3822 | 237.9814 | 88.3739 | 363.6058 | 37.0147 | 150.0755 | 37.0147 | 99.8065 | 151.813 | 61.297 | 427.2109 | 0 | 0 | 0 | 0 | 0 | 0 | 0 | 0 | 153.109 | 0 | 0 | 0 | 0 | 243.7388 | 276.0324 | 24.7634 | 34.9615 | 273.2609 | 149.0437 | 12.7005 | 85.1489 | 90.8582 | 276.307 | 147.1639 | 196.5035 | 110.3237 | 24.7634 | 335.3812 | 45.5517 | 270.5098 | 127.8528 | 149.0901 | 47.1556 | 89.3914 | 534.3628 | 25.8556 | 147.9591 | 159.6884 | 12.7005 | 12.7005 | 71.8452 | 109.5776 | 64.3833 | 129.1134 | 146.3266 | 114.9544 | 131.1747 | 854.4275 | 128.5096 | 85.1489 | 74.0636 | 74.0636 | 33.3763 | 58.736 | 854.4275 | 443.8972 | 132.945 | 0 | 0 | 0 | 72.6337 | 90.8582 | 71.4912 | 369.5476 | 89.3914 | 0 | 62.9102 | 58.736 | 12.7005 | 75.6887 | 29.8637 | 0 | 0 | 0 | 84.6431 | 0 | 0 | 139.9295 | 0 | 33.8372 | 0 | 0 | 193.4201 | 69.9915 | 29.8637 | 28.9517 | 28.9517 | 72.7912 | 148.5164 | 211.6097 | 137.5776 | 308.7467 | 169.7913 | 112.2509 | 251.3034 | 276.6355 | 165.6638 | 144.1884 | 515.7063 | 175.7531 | 207.8716 | 87.9923 | 82.1539 | 198.6315 | 218.8164 | 79.1226 | 82.1539 | 82.1539 | 173.2098 | 87.9923 | 87.9923 | 87.9923 | 180.6589 | 164.1058 | 188.3745 | 138.8062 | 138.8062 | 110.3248 | 213.6101 | 429.6413 | 136.1975 | 122.4287 | 825.0863 | 180.5988 | 122.4287 | 582.7146 | 1124.0229 | 160.5939 | 639.8105 | 409.7895 | 180.5988 | 116.7451 | 64.7842 | 235.5182 | 50.9304 | 50.9304 | 50.9304 | 175.4489 | 244.9214 | 85.5157 | 97.5607 | 214.4511 | 188.6242 | 103.1893 | 103.1893 | 128.9585 | 294.1189 | 50.9304 | 460.1355 | 206.0371 | 350.001 | 127.8228 | 108.799 | 438.032 | 94.643 | 150.3837 | 94.643 | 251.3174 | 90.4724 | 107.5315 | 61.297 | 61.297 | 90.4724 | 264.9604 | 234.3254 | 159.3179 | 229.6809 | 103.9444 | 90.4724 | 615.3701 | 175.8091 | 241.1366 | 536.0365 | 983.6658 | 84.8403 | 90.4828 | 183.5003 | 352.4565 | 90.4828 | 55.92 | 136.5433 | 93.1253 | 91.2529 | 118.9714 | 54.9693 | 54.9693 | 88.4029 | 57.1025 | 181.022 | 237.8246 | 108.7743 | 150.3837 | 104.6095 | 251.8567 | 167.3137 | 108.7743 | 104.6095 | 86.8695 | 305.9895 | 167.9478 | 42.0538 | 29.968 | 356.8664 | 79.8293 | 293.0755 | 82.4485 | 341.0978 | 890.3972 | 41.1544 | 278.0095 | 305.9895 | 415.7239 | 82.4485 | 33.8372 | 210.0618 | 291.9802 | 183.6994 | 166.5531 | 0 | 82.1539 | 140.7427 | 561.1354 | 0 | 84.8403 | 123.2201 | 198.6315 | 91.8193 | 133.8314 | 174.1533 | 85.7813 | 0 | 0 | 0 | 0 | 0 | 0 | 0 | 0 | 69.9915 | 0 | 142.8355 | 147.442 | 271.7349 | 170.0438 | 0 | 180.9637 | 64.6047 | 45.0616 | 25.8556 | 946.6942 | 37.5496 | 147.5194 | 58.1291 | 58.1291 | 121.8877 | 38.0697 | 64.6047 | 37.5496 | 37.0458 | 37.0458 | 63.2479 | 0 | 0 | 0 | 0 | 38.0697 | 38.0697 | 38.0697 | 57.0813 | 37.0458 | 120.1496 | 0 | 0 | 28.81 | 0 | 0 | 0 | 110.3145 | 39.3759 | 141.9976 | 49.5232 | 57.9595 | 28.81 | 109.9769 | 209.2812 | 35.2861 | 144.8497 | 137.9747 | 599.7721 | 111.6965 | 107.939 | 139.4285 | 21.564 | 25.4904 | 25.4904 | 21.564 | 55.0124 | 85.9537 | 185.0165 | 2179.8 | 169.008 | 85.9537 | 79.9993 | 212.9668 | 123.1062 | 101.0077 | 105.2738 | 79.9993 | 192.949 | 79.2078 | 39.3759 | 39.3759 | 163.354 | 128.2712 | 0 | 0 | 0 | 25.4904 | 25.4904 | 33.2222 | 0 | 0 | 0 | 0 | 0 | 0 | 21.564 | 39.3759 | 173.2119 | 25.4904 | 33.772 | 75.6421 | 0 | 0 | 0 | 0 | 0 | 0 | 0 | 0 | 0 | 0 | 0 | 0 | 0 | 0 | 0 | 0 | 0 | 0 | 0 | 0 | 0 | 0 | 0 | 0 | 0 | 0 | 0 | 0 | 0 | 0 | 0 | 0 | 0 | 0 | 0 | 0 | 0 | 0 | 0 | 0 | 0 | 0 | 0 | 0 | 0 | 0 | 0 | 0 | 0 | 0 | 0 | 0 | 0 | 0 | 0 | 0 | 0 | 0 | 0 | 0 | 0 | 0 | 0 | 0 | 0 | 0 | 0 | 0 | 0 | 0 | 0 | 0 | 0 | 0 | 0 | 0 | 0 | 0 | 0 | 0 | 0 | 0 | 0 | 0 | 0 | 0 | 0 | 0 | 0 | 0 | 0 | 0 | 0 | 0 | 0 | 0 | 0 | 0 | 0 | 0 | 0 | 0 | 0 | 0 | 0 | 0 | 0 | 0 | 0 | 2017-01-29 17:00
t0691 | 0 | 114.7623 | 371.8006 | 131.5276 | 44.2437 | 299.5652 | 44.2437 | 341.7731 | 70.6515 | 70.6515 | 2149.0114 | 84.2233 | 75.4919 | 289.1477 | 354.2501 | 50.9693 | 76.8324 | 346.4086 | 225.0938 | 281.7349 | 0 | 0 | 454.8743 | 35.4089 | 35.4089 | 35.4089 | 75.1581 | 149.5678 | 220.9175 | 156.1367 | 346.495 | 93.581 | 204.1698 | 180.8557 | 261.4362 | 274.3363 | 125.2511 | 396.7585 | 304.5035 | 89.3659 | 171.4126 | 266.0428 | 97.7157 | 208.5891 | 392.0027 | 97.7157 | 39.6161 | 267.5447 | 701.514 | 136.8918 | 184.2086 | 96.662 | 157.6005 | 39.6161 | 156.8277 | 233.8429 | 88.1019 | 354.2623 | 37.3712 | 147.1197 | 37.3712 | 97.7157 | 149.5678 | 60.5841 | 392.0027 | 0 | 0 | 0 | 0 | 0 | 0 | 0 | 0 | 152.2827 | 0 | 0 | 0 | 0 | 239.9758 | 275.8823 | 25.173 | 36.6147 | 272.8963 | 152.1333 | 13.0269 | 87.2406 | 94.3719 | 272.2399 | 145.589 | 195.4033 | 112.4676 | 25.173 | 327.7974 | 47.0113 | 269.1065 | 131.2446 | 151.8932 | 48.5043 | 91.265 | 528.7399 | 27.0164 | 150.0462 | 163.1021 | 13.0269 | 13.0269 | 72.8359 | 109.2086 | 65.7453 | 131.8418 | 145.6836 | 112.5019 | 125.8391 | 831.349 | 133.1882 | 87.2406 | 75.7253 | 75.7253 | 34.2151 | 59.7811 | 831.349 | 436.5799 | 135.9194 | 0 | 0 | 0 | 74.4728 | 94.3719 | 72.7573 | 372.347 | 91.265 | 0 | 64.2021 | 59.7811 | 13.0269 | 75.3986 | 30.2742 | 0 | 0 | 0 | 84.8481 | 0 | 0 | 140.1957 | 0 | 35.0895 | 0 | 0 | 193.8096 | 69.4089 | 30.2742 | 29.3378 | 29.3378 | 76.1033 | 150.3301 | 211.9662 | 139.89 | 299.5554 | 168.7308 | 112.1021 | 251.6768 | 266.0258 | 166.6753 | 144.9515 | 479.4601 | 174.4463 | 210.2615 | 85.5054 | 81.038 | 194.9157 | 222.5307 | 79.7486 | 81.038 | 81.038 | 171.2581 | 85.5054 | 85.5054 | 85.5054 | 181.719 | 161.0726 | 189.1818 | 140.0545 | 140.0545 | 110.7611 | 208.1965 | 424.4952 | 131.883 | 122.5341 | 749.0145 | 176.3911 | 122.5341 | 549.7923 | 1046.6709 | 163.1731 | 620.5373 | 404.6999 | 176.3911 | 115.0241 | 65.1562 | 240.7064 | 51.2125 | 51.2125 | 51.2125 | 178.5925 | 241.5696 | 87.3716 | 96.8783 | 214.2203 | 187.174 | 101.4626 | 101.4626 | 127.5566 | 292.1688 | 51.2125 | 455.5311 | 204.5114 | 347.7151 | 127.1483 | 109.898 | 418.5781 | 94.5966 | 145.751 | 94.5966 | 245.4994 | 89.5573 | 104.5343 | 60.5841 | 60.5841 | 89.5573 | 254.0429 | 228.9393 | 156.0947 | 225.8344 | 101.3148 | 89.5573 | 585.933 | 175.087 | 231.2461 | 514.4788 | 904.5912 | 84.419 | 89.8206 | 184.2929 | 347.4513 | 89.8206 | 57.0037 | 135.6532 | 92.0701 | 91.3522 | 119.9472 | 54.3015 | 54.3015 | 86.7469 | 57.13 | 171.5816 | 231.8727 | 109.273 | 145.751 | 103.3371 | 244.6687 | 166.8241 | 109.273 | 103.3371 | 88.8413 | 294.3467 | 165.0765 | 42.1338 | 31.0061 | 358.4698 | 80.7846 | 292.0626 | 83.3392 | 345.9279 | 849.2318 | 42.0976 | 287.2847 | 294.3467 | 404.6837 | 83.3392 | 35.0895 | 193.7443 | 291.649 | 178.0227 | 161.7008 | 0 | 81.038 | 142.7286 | 505.2399 | 0 | 84.419 | 122.2713 | 194.9157 | 88.3939 | 139.1508 | 175.0022 | 86.5412 | 0 | 0 | 0 | 0 | 0 | 0 | 0 | 0 | 69.4089 | 0 | 141.7949 | 142.9555 | 262.8983 | 164.3924 | 0 | 182.2396 | 66.0634 | 45.8147 | 27.0164 | 926.4109 | 37.8113 | 144.1094 | 59.5254 | 59.5254 | 124.491 | 38.5413 | 66.0634 | 37.8113 | 38.3469 | 38.3469 | 64.8267 | 0 | 0 | 0 | 0 | 38.5413 | 38.5413 | 38.5413 | 58.0031 | 38.3469 | 121.9015 | 0 | 0 | 27.9483 | 0 | 0 | 0 | 111.7798 | 38.7174 | 141.4328 | 47.0447 | 58.5725 | 27.9483 | 109.6642 | 203.4872 | 36.2084 | 141.7302 | 136.4025 | 577.2238 | 111.7391 | 107.8202 | 139.1981 | 21.4916 | 25.5385 | 25.5385 | 21.4916 | 55.5285 | 85.6864 | 186.6828 | 2040.1056 | 168.6516 | 85.6864 | 79.2997 | 202.4571 | 124.0097 | 104.2004 | 106.2739 | 79.2997 | 192.5691 | 77.2956 | 38.7174 | 38.7174 | 165.5098 | 125.85 | 0 | 0 | 0 | 25.5385 | 25.5385 | 33.6552 | 0 | 0 | 0 | 0 | 0 | 0 | 21.4916 | 38.7174 | 171.6339 | 25.5385 | 33.8461 | 77.6738 | 0 | 0 | 0 | 0 | 0 | 0 | 0 | 0 | 0 | 0 | 0 | 0 | 0 | 0 | 0 | 0 | 0 | 0 | 0 | 0 | 0 | 0 | 0 | 0 | 0 | 0 | 0 | 0 | 0 | 0 | 0 | 0 | 0 | 0 | 0 | 0 | 0 | 0 | 0 | 0 | 0 | 0 | 0 | 0 | 0 | 0 | 0 | 0 | 0 | 0 | 0 | 0 | 0 | 0 | 0 | 0 | 0 | 0 | 0 | 0 | 0 | 0 | 0 | 0 | 0 | 0 | 0 | 0 | 0 | 0 | 0 | 0 | 0 | 0 | 0 | 0 | 0 | 0 | 0 | 0 | 0 | 0 | 0 | 0 | 0 | 0 | 0 | 0 | 0 | 0 | 0 | 0 | 0 | 0 | 0 | 0 | 0 | 0 | 0 | 0 | 0 | 0 | 0 | 0 | 0 | 0 | 0 | 0 | 0 | 2017-01-29 18:00
t0692 | 0 | 113.1533 | 359.1054 | 132.8759 | 43.3244 | 290.1347 | 43.3244 | 370.7829 | 65.5979 | 65.5979 | 1912.4685 | 80.2298 | 76.9588 | 286.7471 | 359.9974 | 52.7876 | 76.3395 | 343.7018 | 222.8884 | 291.3641 | 0 | 0 | 436.9634 | 35.6832 | 35.6832 | 35.6832 | 75.7949 | 149.5351 | 226.8101 | 138.6605 | 331.6258 | 91.3103 | 208.7059 | 186.0154 | 262.8718 | 270.9633 | 127.9927 | 415.6675 | 300.4726 | 90.121 | 177.1093 | 260.8979 | 98.1535 | 209.5208 | 368.1649 | 98.1535 | 41.0361 | 269.0024 | 705.0715 | 140.2641 | 178.6791 | 96.673 | 160.254 | 41.0361 | 158.9974 | 240.9619 | 90.0304 | 342.5214 | 37.244 | 151.4223 | 37.244 | 98.1535 | 149.5351 | 60.3724 | 368.1649 | 0 | 0 | 0 | 0 | 0 | 0 | 0 | 0 | 153.2202 | 0 | 0 | 0 | 0 | 238.4904 | 276.4214 | 25.8634 | 37.1381 | 263.1497 | 154.6969 | 13.0862 | 87.7359 | 96.7074 | 265.9841 | 145.0045 | 196.1689 | 110.5106 | 25.8634 | 308.01 | 47.6494 | 263.9344 | 132.2995 | 154.7511 | 49.3115 | 92.1854 | 511.1711 | 27.0744 | 151.5528 | 162.9658 | 13.0862 | 13.0862 | 71.4847 | 110.1794 | 66.3125 | 132.7001 | 145.6781 | 103.9391 | 111.0074 | 763.5066 | 132.2969 | 87.7359 | 77.0539 | 77.0539 | 34.527 | 57.9482 | 763.5066 | 413.3461 | 139.7934 | 0 | 0 | 0 | 76.2869 | 96.7074 | 73.9065 | 368.2544 | 92.1854 | 0 | 65.408 | 57.9482 | 13.0862 | 72.249 | 29.5481 | 0 | 0 | 0 | 84.7769 | 0 | 0 | 138.9258 | 0 | 35.2169 | 0 | 0 | 194.2527 | 71.5648 | 29.5481 | 29.4904 | 29.4904 | 76.8036 | 148.4573 | 205.5592 | 140.0734 | 287.6845 | 169.0736 | 110.7734 | 251.3489 | 247.9899 | 162.7034 | 144.3208 | 422.4982 | 172.7986 | 204.7998 | 83.3142 | 79.987 | 187.9285 | 219.5587 | 78.4271 | 79.987 | 79.987 | 162.7233 | 83.3142 | 83.3142 | 83.3142 | 177.3439 | 157.9451 | 182.8993 | 138.1164 | 138.1164 | 108.3922 | 193.635 | 417.587 | 131.4641 | 117.5293 | 637.5207 | 170.6588 | 117.5293 | 481.8193 | 934.9852 | 159.2708 | 578.733 | 392.5772 | 170.6588 | 110.2415 | 64.284 | 236.9175 | 51.4714 | 51.4714 | 51.4714 | 176.3383 | 226.4406 | 85.2248 | 101.2132 | 213.0628 | 188.6426 | 102.0146 | 102.0146 | 124.2645 | 302.7129 | 51.4714 | 436.9542 | 204.6299 | 347.4475 | 127.9369 | 111.0773 | 377.9298 | 93.5153 | 146.877 | 93.5153 | 235.9295 | 86.0217 | 101.8018 | 60.3724 | 60.3724 | 86.0217 | 254.9214 | 230.6315 | 150.0442 | 215.4313 | 101.0838 | 86.0217 | 590.6344 | 175.0639 | 213.7112 | 478.2818 | 788.8717 | 84.3288 | 90.0922 | 178.2369 | 336.489 | 90.0922 | 57.5382 | 132.5235 | 92.5234 | 90.9581 | 117.6977 | 53.4718 | 53.4718 | 85.3438 | 55.8816 | 157.9836 | 225.1313 | 108.4174 | 146.877 | 100.6851 | 230.0774 | 167.4418 | 108.4174 | 100.6851 | 88.2412 | 271.1703 | 163.3826 | 43.8075 | 31.2744 | 358.6307 | 80.2408 | 282.5774 | 82.3483 | 350.6723 | 807.763 | 42.8042 | 290.3679 | 271.1703 | 380.3946 | 82.3483 | 35.2169 | 207.5937 | 283.3192 | 175.0881 | 165.1134 | 0 | 79.987 | 144.7617 | 433.1186 | 0 | 84.3288 | 119.7175 | 187.9285 | 83.0034 | 139.0329 | 176.3579 | 84.6923 | 0 | 0 | 0 | 0 | 0 | 0 | 0 | 0 | 71.5648 | 0 | 142.6434 | 150.7212 | 245.395 | 155.0485 | 0 | 177.7483 | 63.5948 | 45.49 | 27.0744 | 856.1756 | 37.874 | 133.9839 | 58.2841 | 58.2841 | 119.1014 | 37.3439 | 63.5948 | 37.874 | 38.4515 | 38.4515 | 64.4832 | 0 | 0 | 0 | 0 | 37.3439 | 37.3439 | 37.3439 | 57.2315 | 38.4515 | 120.4939 | 0 | 0 | 25.9049 | 0 | 0 | 0 | 109.5482 | 38.9584 | 136.2827 | 46.4612 | 57.7889 | 25.9049 | 110.7847 | 187.405 | 36.4199 | 140.7118 | 132.4557 | 547.5863 | 111.0606 | 107.116 | 136.8156 | 21.2401 | 25.487 | 25.487 | 21.2401 | 53.6979 | 83.2177 | 184.4923 | 1821.214 | 159.4193 | 83.2177 | 76.9156 | 181.2488 | 119.4976 | 102.9797 | 102.1793 | 76.9156 | 183.3745 | 72.9701 | 38.9584 | 38.9584 | 163.0092 | 117.827 | 0 | 0 | 0 | 25.487 | 25.487 | 32.8702 | 0 | 0 | 0 | 0 | 0 | 0 | 21.2401 | 38.9584 | 163.8112 | 25.487 | 33.5098 | 76.67 | 0 | 0 | 0 | 0 | 0 | 0 | 0 | 0 | 0 | 0 | 0 | 0 | 0 | 0 | 0 | 0 | 0 | 0 | 0 | 0 | 0 | 0 | 0 | 0 | 0 | 0 | 0 | 0 | 0 | 0 | 0 | 0 | 0 | 0 | 0 | 0 | 0 | 0 | 0 | 0 | 0 | 0 | 0 | 0 | 0 | 0 | 0 | 0 | 0 | 0 | 0 | 0 | 0 | 0 | 0 | 0 | 0 | 0 | 0 | 0 | 0 | 0 | 0 | 0 | 0 | 0 | 0 | 0 | 0 | 0 | 0 | 0 | 0 | 0 | 0 | 0 | 0 | 0 | 0 | 0 | 0 | 0 | 0 | 0 | 0 | 0 | 0 | 0 | 0 | 0 | 0 | 0 | 0 | 0 | 0 | 0 | 0 | 0 | 0 | 0 | 0 | 0 | 0 | 0 | 0 | 0 | 0 | 0 | 0 | 2017-01-29 19:00
t0693 | 0 | 114.3216 | 346.0254 | 134.8148 | 41.3234 | 278.0566 | 41.3234 | 423.9039 | 62.69 | 62.69 | 1842.0731 | 75.1538 | 77.4908 | 295.0938 | 368.3117 | 54.3311 | 75.0666 | 340.8556 | 219.0789 | 306.4289 | 0 | 0 | 422.3694 | 35.49 | 35.49 | 35.49 | 77.1091 | 150.638 | 237.6403 | 130.5519 | 325.6246 | 88.8264 | 215.9099 | 193.8205 | 262.9938 | 266.2443 | 130.2125 | 458.0029 | 311.9967 | 91.0514 | 187.3513 | 259.6229 | 100.0957 | 213.3694 | 375.988 | 100.0957 | 41.746 | 271.6161 | 717.8019 | 145.5811 | 176.1292 | 95.4194 | 164.5452 | 41.746 | 160.715 | 251.6815 | 91.7731 | 336.0829 | 36.3669 | 158.3519 | 36.3669 | 100.0957 | 150.638 | 60.372 | 375.988 | 0 | 0 | 0 | 0 | 0 | 0 | 0 | 0 | 153.8526 | 0 | 0 | 0 | 0 | 238.7787 | 274.7356 | 25.9837 | 35.5872 | 249.8204 | 152.8825 | 12.6771 | 85.2132 | 94.6785 | 260.7964 | 144.763 | 196.5184 | 104.8647 | 25.9837 | 290.5479 | 46.352 | 257.0836 | 128.5917 | 153.5964 | 48.319 | 90.3598 | 492.3054 | 25.6153 | 149.6421 | 157.5689 | 12.6771 | 12.6771 | 68.1712 | 110.7312 | 64.8727 | 129.4931 | 145.0756 | 95.7288 | 98.6085 | 703.0292 | 124.8954 | 85.2132 | 76.0747 | 76.0747 | 33.6533 | 54.134 | 703.0292 | 390.6232 | 139.7691 | 0 | 0 | 0 | 75.6848 | 94.6785 | 73.1838 | 357.0788 | 90.3598 | 0 | 64.7993 | 54.134 | 12.6771 | 68.2468 | 27.982 | 0 | 0 | 0 | 83.7063 | 0 | 0 | 135.9031 | 0 | 33.6644 | 0 | 0 | 192.5955 | 74.0822 | 27.982 | 28.9767 | 28.9767 | 73.2684 | 142.9342 | 195.8454 | 136.4731 | 281.4184 | 169.1289 | 108.3938 | 248.2977 | 236.4564 | 155.4908 | 141.4458 | 392.3373 | 170.7706 | 193.9469 | 82.7605 | 79.277 | 182.1996 | 210.0134 | 75.4893 | 79.277 | 79.277 | 153.4642 | 82.7605 | 82.7605 | 82.7605 | 169.4758 | 156.2336 | 173.0355 | 133.2352 | 133.2352 | 104.1732 | 180.896 | 411.4712 | 134.5671 | 110.5191 | 585.8542 | 167.0932 | 110.5191 | 434.6041 | 881.8413 | 150.4365 | 546.0827 | 380.5398 | 167.0932 | 105.5757 | 62.2781 | 224.6333 | 50.9996 | 50.9996 | 50.9996 | 168.6494 | 210.465 | 79.9028 | 106.1168 | 210.0554 | 190.2668 | 103.6528 | 103.6528 | 120.859 | 314.4541 | 50.9996 | 416.4521 | 204.619 | 346.5452 | 128.4545 | 110.2409 | 348.6301 | 91.4659 | 151.9959 | 91.4659 | 229.0815 | 82.1368 | 101.015 | 60.372 | 60.372 | 82.1368 | 265.7325 | 236.4924 | 145.2034 | 205.6149 | 102.8153 | 82.1368 | 623.3736 | 174.2644 | 202.2741 | 455.6013 | 734.2381 | 83.9327 | 90.3328 | 168.6956 | 326.2153 | 90.3328 | 56.4468 | 128.6673 | 93.389 | 89.5722 | 112.9377 | 52.7625 | 52.7625 | 84.7725 | 53.8934 | 151.142 | 221.8284 | 105.8948 | 151.9959 | 98.0948 | 218.9391 | 167.2013 | 105.8948 | 98.0948 | 84.5685 | 254.5737 | 163.1157 | 45.2785 | 30.1586 | 353.8269 | 77.8297 | 270.0957 | 79.4682 | 347.7186 | 797.6598 | 42.2014 | 281.1014 | 254.5737 | 360.8533 | 79.4682 | 33.6644 | 239.9339 | 271.425 | 176.371 | 172.979 | 0 | 79.277 | 143.6382 | 406.9073 | 0 | 83.9327 | 116.7128 | 182.1996 | 79.7578 | 131.7648 | 175.418 | 80.9348 | 0 | 0 | 0 | 0 | 0 | 0 | 0 | 0 | 74.0822 | 0 | 143.5038 | 163.39 | 232.545 | 149.0058 | 0 | 169.5021 | 58.5308 | 43.8699 | 25.6153 | 788.9838 | 37.3178 | 124.7398 | 54.7688 | 54.7688 | 108.8659 | 35.0904 | 58.5308 | 37.3178 | 36.7896 | 36.7896 | 61.7577 | 0 | 0 | 0 | 0 | 35.0904 | 35.0904 | 35.0904 | 54.7983 | 36.7896 | 115.833 | 0 | 0 | 24.2416 | 0 | 0 | 0 | 104.3411 | 39.6182 | 129.6759 | 48.1044 | 55.6781 | 24.2416 | 111.4437 | 173.3685 | 35.3197 | 141.7108 | 128.4012 | 533.032 | 109.2251 | 105.4645 | 133.063 | 20.8362 | 25.1449 | 25.1449 | 20.8362 | 50.5095 | 79.8864 | 178.4382 | 1703.9905 | 147.6119 | 79.8864 | 74.2176 | 166.5025 | 112.1621 | 97.1005 | 95.3793 | 74.2176 | 171.4222 | 69.3834 | 39.6182 | 39.6182 | 156.2448 | 110.0872 | 0 | 0 | 0 | 25.1449 | 25.1449 | 31.1805 | 0 | 0 | 0 | 0 | 0 | 0 | 20.8362 | 39.6182 | 154.9598 | 25.1449 | 32.7346 | 72.5641 | 0 | 0 | 0 | 0 | 0 | 0 | 0 | 0 | 0 | 0 | 0 | 0 | 0 | 0 | 0 | 0 | 0 | 0 | 0 | 0 | 0 | 0 | 0 | 0 | 0 | 0 | 0 | 0 | 0 | 0 | 0 | 0 | 0 | 0 | 0 | 0 | 0 | 0 | 0 | 0 | 0 | 0 | 0 | 0 | 0 | 0 | 0 | 0 | 0 | 0 | 0 | 0 | 0 | 0 | 0 | 0 | 0 | 0 | 0 | 0 | 0 | 0 | 0 | 0 | 0 | 0 | 0 | 0 | 0 | 0 | 0 | 0 | 0 | 0 | 0 | 0 | 0 | 0 | 0 | 0 | 0 | 0 | 0 | 0 | 0 | 0 | 0 | 0 | 0 | 0 | 0 | 0 | 0 | 0 | 0 | 0 | 0 | 0 | 0 | 0 | 0 | 0 | 0 | 0 | 0 | 0 | 0 | 0 | 0 | 2017-01-29 20:00
t0694 | 0 | 120.2898 | 342.7994 | 141.6925 | 40.1389 | 273.011 | 40.1389 | 505.0084 | 62.1534 | 62.1534 | 1873.649 | 71.6434 | 80.4127 | 317.5535 | 390.7782 | 57.8091 | 75.9222 | 349.0444 | 221.6673 | 335.2616 | 0 | 0 | 421.0923 | 36.3251 | 36.3251 | 36.3251 | 81.3741 | 157.2664 | 259.2541 | 128.5693 | 332.4089 | 88.9478 | 232.0448 | 209.8844 | 271.5648 | 269.4673 | 136.9238 | 527.9123 | 340.0168 | 95.204 | 206.5009 | 268.0376 | 106.0822 | 225.7169 | 406.74 | 106.0822 | 43.7354 | 284.0082 | 758.9081 | 157.0207 | 180.0464 | 96.8363 | 175.376 | 43.7354 | 167.9049 | 273.2474 | 96.7575 | 341.6744 | 36.3787 | 172.2356 | 36.3787 | 106.0822 | 157.2664 | 62.459 | 406.74 | 0 | 0 | 0 | 0 | 0 | 0 | 0 | 0 | 159.6347 | 0 | 0 | 0 | 0 | 247.6352 | 281.3974 | 26.8225 | 34.4239 | 242.144 | 154.6774 | 12.5037 | 84.3425 | 94.2837 | 264.0214 | 149.4479 | 203.3804 | 100.941 | 26.8225 | 281.3295 | 45.8758 | 257.5024 | 127.3279 | 156.2653 | 48.292 | 90.5263 | 487.2064 | 24.3852 | 151.5034 | 155.2293 | 12.5037 | 12.5037 | 66.1504 | 114.9426 | 64.8366 | 129.0286 | 149.0873 | 89.8049 | 88.6814 | 660.7291 | 118.8359 | 84.3425 | 76.8437 | 76.8437 | 33.4494 | 51.0733 | 660.7291 | 378.3065 | 143.2799 | 0 | 0 | 0 | 76.8331 | 94.2837 | 74.2731 | 354.3912 | 90.5263 | 0 | 65.7526 | 51.0733 | 12.5037 | 65.781 | 26.9105 | 0 | 0 | 0 | 85.0145 | 0 | 0 | 136.543 | 0 | 32.5512 | 0 | 0 | 196.571 | 79.5062 | 26.9105 | 29.174 | 29.174 | 70.4986 | 140.4368 | 190.5083 | 135.8833 | 285.4594 | 174.7791 | 109.0418 | 252.3892 | 233.3269 | 151.6343 | 142.293 | 379.4627 | 174.1043 | 186.6496 | 85.3962 | 81.2377 | 182.2354 | 204.3778 | 74.2388 | 81.2377 | 81.2377 | 147.979 | 85.3962 | 85.3962 | 85.3962 | 165.2762 | 159.9654 | 166.6838 | 131.3433 | 131.3433 | 102.3741 | 173.1664 | 418.6241 | 143.6111 | 105.7462 | 565.0119 | 169.3244 | 105.7462 | 402.1742 | 868.8849 | 144.0868 | 530.3587 | 379.7834 | 169.3244 | 103.9011 | 61.7754 | 215.8392 | 51.9638 | 51.9638 | 51.9638 | 164.0511 | 199.2978 | 75.6578 | 115.3616 | 213.1711 | 198.522 | 109.2931 | 109.2931 | 121.0472 | 338.5662 | 51.9638 | 406.7823 | 211.4317 | 356.966 | 133.2655 | 112.4028 | 330.701 | 91.9421 | 164.0317 | 91.9421 | 229.8623 | 80.4173 | 104.0916 | 62.459 | 62.459 | 80.4173 | 289.7401 | 252.2492 | 144.9832 | 201.6385 | 108.7909 | 80.4173 | 689.3917 | 178.9807 | 197.9875 | 449.3477 | 715.4049 | 86.2119 | 93.6242 | 162.5895 | 325.7994 | 93.6242 | 56.6324 | 128.4294 | 97.6168 | 90.7247 | 110.6292 | 53.7696 | 53.7696 | 87.2182 | 53.2454 | 150.5056 | 226.5662 | 106.1164 | 164.0317 | 98.4883 | 214.7673 | 172.2855 | 106.1164 | 98.4883 | 82.3661 | 246.3777 | 168.7071 | 48.3927 | 29.5063 | 358.8246 | 77.1763 | 264.2261 | 78.3357 | 353.7873 | 822.2963 | 42.5524 | 276.4602 | 246.3777 | 352.3679 | 78.3357 | 32.5512 | 289.8263 | 266.0933 | 184.9743 | 188.9451 | 0 | 81.2377 | 146.2608 | 404.6016 | 0 | 86.2119 | 117.1134 | 182.2354 | 79.4135 | 125.8969 | 179.5669 | 78.8584 | 0 | 0 | 0 | 0 | 0 | 0 | 0 | 0 | 79.5062 | 0 | 149.2888 | 184.5722 | 227.2576 | 148.1778 | 0 | 164.8008 | 54.0301 | 43.1362 | 24.3852 | 740.7365 | 37.761 | 118.7817 | 51.9793 | 51.9793 | 99.5705 | 33.42 | 54.0301 | 37.761 | 35.6325 | 35.6325 | 60.0598 | 0 | 0 | 0 | 0 | 33.42 | 33.42 | 33.42 | 53.4082 | 35.6325 | 113.5139 | 0 | 0 | 23.295 | 0 | 0 | 0 | 101.1039 | 41.8128 | 126.1613 | 52.2237 | 54.779 | 23.295 | 115.787 | 163.9922 | 34.8796 | 148.183 | 128.1137 | 538.9818 | 110.4819 | 106.8641 | 132.8993 | 21.0356 | 25.5177 | 25.5177 | 21.0356 | 48.2153 | 78.5627 | 176.4713 | 1659.2236 | 138.517 | 78.5627 | 73.5783 | 157.3996 | 106.837 | 92.3677 | 90.1288 | 73.5783 | 162.9089 | 67.8926 | 41.8128 | 41.8128 | 152.6161 | 105.1538 | 0 | 0 | 0 | 25.5177 | 25.5177 | 30.0582 | 0 | 0 | 0 | 0 | 0 | 0 | 21.0356 | 41.8128 | 149.8937 | 25.5177 | 32.831 | 69.4627 | 0 | 0 | 0 | 0 | 0 | 0 | 0 | 0 | 0 | 0 | 0 | 0 | 0 | 0 | 0 | 0 | 0 | 0 | 0 | 0 | 0 | 0 | 0 | 0 | 0 | 0 | 0 | 0 | 0 | 0 | 0 | 0 | 0 | 0 | 0 | 0 | 0 | 0 | 0 | 0 | 0 | 0 | 0 | 0 | 0 | 0 | 0 | 0 | 0 | 0 | 0 | 0 | 0 | 0 | 0 | 0 | 0 | 0 | 0 | 0 | 0 | 0 | 0 | 0 | 0 | 0 | 0 | 0 | 0 | 0 | 0 | 0 | 0 | 0 | 0 | 0 | 0 | 0 | 0 | 0 | 0 | 0 | 0 | 0 | 0 | 0 | 0 | 0 | 0 | 0 | 0 | 0 | 0 | 0 | 0 | 0 | 0 | 0 | 0 | 0 | 0 | 0 | 0 | 0 | 0 | 0 | 0 | 0 | 0 | 2017-01-29 21:00
t0695 | 0 | 116.8373 | 322.4541 | 137.3227 | 37.2774 | 255.4085 | 37.2774 | 518.7157 | 58.6774 | 58.6774 | 1800.6541 | 65.9324 | 77.3492 | 311.9771 | 380.5006 | 56.3075 | 72.1169 | 333.9053 | 210.6587 | 331.3483 | 0 | 0 | 397.7246 | 34.7026 | 34.7026 | 34.7026 | 79.046 | 151.9707 | 255.9604 | 121.3776 | 318.2696 | 84.1231 | 227.3927 | 206.4081 | 260.7483 | 256.1733 | 132.6392 | 534.8878 | 336.3149 | 92.0221 | 204.8661 | 257.7814 | 103.3068 | 219.5984 | 402.0879 | 103.3068 | 42.2457 | 274.5724 | 738.0841 | 154.137 | 172.3495 | 92.1175 | 171.1673 | 42.2457 | 162.1634 | 269.0509 | 93.8625 | 326.1459 | 34.3305 | 169.7614 | 34.3305 | 103.3068 | 151.9707 | 60.0711 | 402.0879 | 0 | 0 | 0 | 0 | 0 | 0 | 0 | 0 | 153.6765 | 0 | 0 | 0 | 0 | 238.5297 | 269.0407 | 25.7127 | 31.8004 | 224.8762 | 146.7117 | 11.6958 | 79.0496 | 88.5623 | 251.2327 | 143.571 | 195.5427 | 93.2046 | 25.7127 | 261.6767 | 42.9705 | 243.4768 | 119.3444 | 148.6671 | 45.4837 | 85.4206 | 457.9775 | 22.3261 | 143.8255 | 145.1562 | 11.6958 | 11.6958 | 61.386 | 110.6587 | 61.1011 | 121.3986 | 142.8239 | 82.0546 | 79.2322 | 604.737 | 108.8455 | 79.0496 | 72.8156 | 72.8156 | 31.4196 | 46.6283 | 604.737 | 351.694 | 136.8094 | 0 | 0 | 0 | 72.98 | 88.5623 | 70.5779 | 333.0999 | 85.4206 | 0 | 62.4625 | 46.6283 | 11.6958 | 60.9161 | 24.848 | 0 | 0 | 0 | 80.9123 | 0 | 0 | 129.2344 | 0 | 30.0881 | 0 | 0 | 187.5643 | 77.8145 | 24.848 | 27.6168 | 27.6168 | 64.9394 | 131.234 | 177.2211 | 127.8417 | 272.281 | 167.9302 | 103.3013 | 240.3322 | 219.605 | 141.1959 | 134.7282 | 354.764 | 166.1627 | 172.4462 | 82.1413 | 77.7726 | 172.3924 | 189.9081 | 69.4345 | 77.7726 | 77.7726 | 137.1672 | 82.1413 | 82.1413 | 82.1413 | 153.904 | 153.1436 | 154.185 | 122.9915 | 122.9915 | 95.7451 | 160.1077 | 399.2571 | 140.4358 | 97.4797 | 529.1292 | 161.3282 | 97.4797 | 366.2484 | 820.0892 | 132.7095 | 494.5183 | 358.651 | 161.3282 | 97.4171 | 58.0562 | 199.0491 | 49.5258 | 49.5258 | 49.5258 | 152.3868 | 182.9172 | 69.1927 | 113.5763 | 202.8615 | 191.6736 | 106.1387 | 106.1387 | 114.5076 | 331.8242 | 49.5258 | 379.6856 | 203.1543 | 342.4319 | 128.2824 | 107.1291 | 304.9013 | 87.0608 | 161.2283 | 87.0608 | 217.8999 | 75.1563 | 100.0539 | 60.0711 | 60.0711 | 75.1563 | 286.3649 | 246.4371 | 137.0497 | 188.7341 | 105.9013 | 75.1563 | 686.0446 | 171.408 | 185.6037 | 422.8967 | 672.3764 | 82.5737 | 90.0941 | 150.4417 | 307.8363 | 90.0941 | 53.4856 | 121.2272 | 94.3597 | 86.2354 | 103.2456 | 51.3264 | 51.3264 | 83.7028 | 49.9561 | 142.5427 | 216.7614 | 100.2767 | 161.2283 | 93.297 | 201.2952 | 165.2502 | 100.2767 | 93.297 | 76.5317 | 229.4953 | 162.3084 | 47.2363 | 27.4583 | 341.193 | 72.479 | 246.6753 | 73.3411 | 336.7161 | 791.9277 | 40.2828 | 258.0355 | 229.4953 | 329.3915 | 73.3411 | 30.0881 | 299.7108 | 248.6524 | 179.3825 | 186.7213 | 0 | 77.7726 | 139.2606 | 385.2785 | 0 | 82.5737 | 110.863 | 172.3924 | 75.0864 | 115.5583 | 171.5575 | 73.3765 | 0 | 0 | 0 | 0 | 0 | 0 | 0 | 0 | 77.8145 | 0 | 143.925 | 185.1516 | 212.6648 | 139.954 | 0 | 153.1893 | 48.6738 | 40.3108 | 22.3261 | 677.1193 | 35.8573 | 109.4751 | 47.5912 | 47.5912 | 89.2093 | 30.693 | 48.6738 | 35.8573 | 32.9722 | 32.9722 | 55.7489 | 0 | 0 | 0 | 0 | 30.693 | 30.693 | 30.693 | 49.6718 | 32.9722 | 105.9039 | 0 | 0 | 21.595 | 0 | 0 | 0 | 93.7519 | 40.6242 | 117.4344 | 51.552 | 51.234 | 21.595 | 111.5172 | 150.6571 | 32.6465 | 143.3839 | 120.9576 | 513.6705 | 104.9484 | 101.6155 | 125.4335 | 19.9685 | 24.2775 | 24.2775 | 19.9685 | 44.3512 | 73.5509 | 165.536 | 1555.482 | 126.3167 | 73.5509 | 69.2174 | 144.9351 | 98.1736 | 84.6256 | 82.4255 | 69.2174 | 149.6404 | 63.5204 | 40.6242 | 40.6242 | 142.1468 | 97.0376 | 0 | 0 | 0 | 24.2775 | 24.2775 | 27.7933 | 0 | 0 | 0 | 0 | 0 | 0 | 19.9685 | 40.6242 | 139.154 | 24.2775 | 31.0443 | 63.8965 | 0 | 0 | 0 | 0 | 0 | 0 | 0 | 0 | 0 | 0 | 0 | 0 | 0 | 0 | 0 | 0 | 0 | 0 | 0 | 0 | 0 | 0 | 0 | 0 | 0 | 0 | 0 | 0 | 0 | 0 | 0 | 0 | 0 | 0 | 0 | 0 | 0 | 0 | 0 | 0 | 0 | 0 | 0 | 0 | 0 | 0 | 0 | 0 | 0 | 0 | 0 | 0 | 0 | 0 | 0 | 0 | 0 | 0 | 0 | 0 | 0 | 0 | 0 | 0 | 0 | 0 | 0 | 0 | 0 | 0 | 0 | 0 | 0 | 0 | 0 | 0 | 0 | 0 | 0 | 0 | 0 | 0 | 0 | 0 | 0 | 0 | 0 | 0 | 0 | 0 | 0 | 0 | 0 | 0 | 0 | 0 | 0 | 0 | 0 | 0 | 0 | 0 | 0 | 0 | 0 | 0 | 0 | 0 | 0 | 2017-01-29 22:00
t0696 | 0 | 114.6156 | 303.1553 | 134.0895 | 34.3609 | 238.1891 | 34.3609 | 543.2219 | 55.644 | 55.644 | 1756.0324 | 60.1134 | 74.7136 | 310.5406 | 373.7273 | 55.2623 | 68.5838 | 320.726 | 200.5269 | 331.5268 | 0 | 0 | 376.2716 | 33.2317 | 33.2317 | 33.2317 | 77.4325 | 147.9147 | 255.862 | 115.5908 | 306.9334 | 79.6295 | 225.161 | 205.2581 | 251.4871 | 244.0192 | 129.3349 | 551.8293 | 337.8011 | 89.5436 | 205.9912 | 249.6385 | 101.5652 | 215.618 | 404.9025 | 101.5652 | 40.9963 | 267.3064 | 724.3466 | 152.9463 | 165.9839 | 87.7398 | 168.6424 | 40.9963 | 157.5666 | 267.9499 | 91.699 | 312.9653 | 32.3402 | 169.3005 | 32.3402 | 101.5652 | 147.9147 | 58.1074 | 404.9025 | 0 | 0 | 0 | 0 | 0 | 0 | 0 | 0 | 148.7411 | 0 | 0 | 0 | 0 | 231.2555 | 258.0309 | 24.7064 | 28.9896 | 207.5675 | 138.9902 | 10.8707 | 73.6792 | 82.6866 | 239.8345 | 138.6676 | 188.967 | 85.1495 | 24.7064 | 242.6842 | 39.9898 | 230.2954 | 111.2245 | 141.4264 | 42.6585 | 80.3704 | 430.1126 | 20.0982 | 136.4926 | 134.918 | 10.8707 | 10.8707 | 56.5054 | 107.0925 | 57.3892 | 113.7778 | 137.3759 | 74.2462 | 69.6525 | 548.9515 | 98.1271 | 73.6792 | 68.8845 | 68.8845 | 29.3712 | 41.9281 | 548.9515 | 325.6809 | 130.7223 | 0 | 0 | 0 | 69.2403 | 82.6866 | 67.0431 | 312.1868 | 80.3704 | 0 | 59.2958 | 41.9281 | 10.8707 | 56.025 | 22.7146 | 0 | 0 | 0 | 77.127 | 0 | 0 | 122.3078 | 0 | 27.4785 | 0 | 0 | 179.3857 | 76.882 | 22.7146 | 26.113 | 26.113 | 58.9685 | 121.978 | 163.8998 | 119.8582 | 261.1487 | 162.155 | 97.9155 | 229.2591 | 207.2863 | 130.6914 | 127.5281 | 333.5865 | 159.107 | 157.8112 | 79.6019 | 74.8098 | 163.4024 | 175.0681 | 64.6425 | 74.8098 | 74.8098 | 126.4353 | 79.6019 | 79.6019 | 79.6019 | 142.4645 | 147.3848 | 141.452 | 114.6765 | 114.6765 | 89.1704 | 147.3444 | 382.1474 | 138.898 | 89.0386 | 500.6058 | 154.4028 | 89.0386 | 331.7761 | 780.285 | 120.8583 | 460.5844 | 338.9482 | 154.4028 | 91.2239 | 54.4116 | 181.4786 | 47.2805 | 47.2805 | 47.2805 | 140.4018 | 166.3738 | 62.3441 | 113.0014 | 193.4079 | 186.2377 | 103.9573 | 103.9573 | 108.4402 | 328.3534 | 47.2805 | 353.2246 | 196.1988 | 330.0012 | 124.1502 | 102.2287 | 280.3124 | 82.4641 | 160.4206 | 82.4641 | 207.1969 | 70.0389 | 96.8723 | 58.1074 | 58.1074 | 70.0389 | 287.0464 | 243.2645 | 129.7997 | 176.38 | 104.1067 | 70.0389 | 693.5171 | 164.7999 | 174.3529 | 399.2429 | 637.5853 | 79.4084 | 87.1731 | 138.0732 | 291.1865 | 87.1731 | 50.3901 | 114.4249 | 91.8476 | 82.0744 | 95.8356 | 49.1819 | 49.1819 | 80.8048 | 46.7416 | 135.8776 | 208.5823 | 94.6789 | 160.4206 | 88.5254 | 188.7323 | 159.172 | 94.6789 | 88.5254 | 70.5057 | 213.6934 | 157.1485 | 46.4802 | 25.32 | 324.7752 | 67.8222 | 229.3719 | 68.353 | 320.6123 | 770.1474 | 38.0579 | 238.9457 | 213.6934 | 307.6796 | 68.353 | 27.4785 | 316.5693 | 231.4427 | 175.6343 | 186.9386 | 0 | 74.8098 | 132.6718 | 372.523 | 0 | 79.4084 | 105.0476 | 163.4024 | 71.2836 | 104.4615 | 164.3013 | 67.8298 | 0 | 0 | 0 | 0 | 0 | 0 | 0 | 0 | 76.882 | 0 | 139.5797 | 188.5993 | 199.0806 | 132.6156 | 0 | 141.4413 | 42.8959 | 37.452 | 20.0982 | 613.0846 | 34.0642 | 100.28 | 42.9387 | 42.9387 | 77.9883 | 27.851 | 42.8959 | 34.0642 | 30.1643 | 30.1643 | 51.2754 | 0 | 0 | 0 | 0 | 27.851 | 27.851 | 27.851 | 45.8512 | 30.1643 | 98.1942 | 0 | 0 | 19.957 | 0 | 0 | 0 | 86.214 | 39.8109 | 108.7689 | 51.6449 | 47.6847 | 19.957 | 107.9735 | 137.4826 | 30.3683 | 139.8766 | 114.2661 | 492.6024 | 99.8093 | 96.7816 | 118.3181 | 18.9811 | 23.1321 | 23.1321 | 18.9811 | 40.3486 | 68.6476 | 154.7037 | 1466.2601 | 113.6788 | 68.6476 | 65.059 | 133.1231 | 89.2059 | 76.3612 | 74.3719 | 65.059 | 136.0526 | 59.3829 | 39.8109 | 39.8109 | 131.5174 | 88.99 | 0 | 0 | 0 | 23.1321 | 23.1321 | 25.4588 | 0 | 0 | 0 | 0 | 0 | 0 | 18.9811 | 39.8109 | 128.4992 | 23.1321 | 29.3432 | 58.0172 | 0 | 0 | 0 | 0 | 0 | 0 | 0 | 0 | 0 | 0 | 0 | 0 | 0 | 0 | 0 | 0 | 0 | 0 | 0 | 0 | 0 | 0 | 0 | 0 | 0 | 0 | 0 | 0 | 0 | 0 | 0 | 0 | 0 | 0 | 0 | 0 | 0 | 0 | 0 | 0 | 0 | 0 | 0 | 0 | 0 | 0 | 0 | 0 | 0 | 0 | 0 | 0 | 0 | 0 | 0 | 0 | 0 | 0 | 0 | 0 | 0 | 0 | 0 | 0 | 0 | 0 | 0 | 0 | 0 | 0 | 0 | 0 | 0 | 0 | 0 | 0 | 0 | 0 | 0 | 0 | 0 | 0 | 0 | 0 | 0 | 0 | 0 | 0 | 0 | 0 | 0 | 0 | 0 | 0 | 0 | 0 | 0 | 0 | 0 | 0 | 0 | 0 | 0 | 0 | 0 | 0 | 0 | 0 | 0 | 2017-01-29 23:00
t0697 | 0 | 114.7588 | 287.9255 | 133.9718 | 31.9087 | 224.0607 | 31.9087 | 586.4611 | 53.0613 | 53.0613 | 1720.3463 | 54.7489 | 73.8327 | 316.1425 | 376.0744 | 55.6827 | 66.338 | 313.7994 | 194.0808 | 340.883 | 0 | 0 | 359.8119 | 32.469 | 32.469 | 32.469 | 77.6218 | 147.0646 | 262.6351 | 109.9139 | 300.159 | 76.3859 | 228.7141 | 209.584 | 247.6626 | 236.2789 | 129.1995 | 585.8129 | 347.0243 | 89.1005 | 212.869 | 246.1625 | 102.1704 | 216.5962 | 414.7103 | 102.1704 | 40.8029 | 266.0286 | 727.2897 | 155.7487 | 162.3783 | 85.1011 | 170.2855 | 40.8029 | 156.6364 | 274.0789 | 91.7956 | 304.7252 | 30.9427 | 173.4033 | 30.9427 | 102.1704 | 147.0646 | 57.3472 | 414.7103 | 0 | 0 | 0 | 0 | 0 | 0 | 0 | 0 | 147.0782 | 0 | 0 | 0 | 0 | 228.7361 | 252.3555 | 24.2945 | 26.7027 | 192.5675 | 134.2741 | 10.2444 | 69.6865 | 78.5914 | 232.4543 | 136.6077 | 186.4699 | 78.215 | 24.2945 | 225.4505 | 37.7973 | 220.8871 | 105.2215 | 137.3269 | 40.7199 | 76.9386 | 408.0352 | 18.172 | 132.0063 | 127.0383 | 10.2444 | 10.2444 | 52.4012 | 105.9182 | 54.8127 | 108.3528 | 134.7665 | 66.4945 | 59.0884 | 493.1847 | 88.7488 | 69.6865 | 66.4414 | 66.4414 | 27.8939 | 37.6093 | 493.1847 | 302.3974 | 127.7433 | 0 | 0 | 0 | 67.0738 | 78.5914 | 64.9631 | 296.4951 | 76.9386 | 0 | 57.436 | 37.6093 | 10.2444 | 51.6738 | 20.8562 | 0 | 0 | 0 | 74.8655 | 0 | 0 | 117.5755 | 0 | 25.3242 | 0 | 0 | 174.8799 | 77.9859 | 20.8562 | 25.1283 | 25.1283 | 53.9968 | 114.6363 | 152.5914 | 114.1018 | 253.8692 | 159.8295 | 94.2609 | 222.7161 | 196.6583 | 121.9435 | 122.7042 | 311.5348 | 155.0715 | 145.0494 | 78.4867 | 73.2626 | 156.707 | 162.8089 | 60.8337 | 73.2626 | 73.2626 | 116.7701 | 78.4867 | 78.4867 | 78.4867 | 132.9351 | 144.2899 | 130.2578 | 108.1718 | 108.1718 | 83.8866 | 135.2273 | 371.91 | 140.5143 | 81.3993 | 467.8046 | 149.8867 | 81.3993 | 293.8907 | 741.9437 | 110.4223 | 429.6373 | 324.2114 | 149.8867 | 86.1027 | 51.6573 | 166.3102 | 46.0133 | 46.0133 | 46.0133 | 130.4955 | 150.5435 | 56.1467 | 115.6322 | 187.6567 | 184.9988 | 104.1574 | 104.1574 | 104.0545 | 333.7898 | 46.0133 | 330.6971 | 193.3829 | 324.413 | 122.749 | 99.5167 | 255.3139 | 79.325 | 163.5382 | 79.325 | 199.3738 | 65.7308 | 95.4082 | 57.3472 | 57.3472 | 65.7308 | 294.7896 | 245.8776 | 124.3008 | 165.9222 | 104.6322 | 65.7308 | 718.8645 | 161.5889 | 164.1544 | 378.6699 | 600.7506 | 77.8716 | 86.1329 | 127.2214 | 278.7579 | 86.1329 | 48.3099 | 109.4061 | 91.3859 | 79.4839 | 89.8209 | 47.9341 | 47.9341 | 79.428 | 44.2226 | 130.2187 | 203.8821 | 90.7756 | 163.5382 | 85.1465 | 177.823 | 156.4803 | 90.7756 | 85.1465 | 65.5892 | 198.8013 | 155.116 | 46.9852 | 23.6425 | 314.791 | 64.3333 | 214.9339 | 64.4617 | 311.4397 | 759.8581 | 36.6471 | 224.3661 | 198.8013 | 288.4969 | 64.4617 | 25.3242 | 344.1816 | 217.3001 | 175.4222 | 192.0895 | 0 | 73.2626 | 128.9663 | 358.6515 | 0 | 77.8716 | 100.9457 | 156.707 | 68.2 | 94.9216 | 160.5471 | 63.2131 | 0 | 0 | 0 | 0 | 0 | 0 | 0 | 0 | 77.9859 | 0 | 138.3256 | 197.8359 | 186.9495 | 126.6783 | 0 | 131.5383 | 37.3524 | 35.2108 | 18.172 | 549.6137 | 32.9456 | 91.455 | 38.7697 | 38.7697 | 67.0209 | 25.2886 | 37.3524 | 32.9456 | 27.8567 | 27.8567 | 47.6126 | 0 | 0 | 0 | 0 | 25.2886 | 25.2886 | 25.2886 | 42.7128 | 27.8567 | 92.0162 | 0 | 0 | 18.4053 | 0 | 0 | 0 | 79.8318 | 39.9151 | 101.342 | 52.9134 | 44.8832 | 18.4053 | 106.8634 | 124.4933 | 28.6533 | 139.3058 | 109.2619 | 477.8932 | 96.5486 | 93.776 | 113.1465 | 18.3349 | 22.439 | 22.439 | 18.3349 | 36.7488 | 64.6713 | 146.3991 | 1377.4442 | 101.5533 | 64.6713 | 61.8149 | 120.8681 | 81.061 | 69.0805 | 66.914 | 61.8149 | 123.4389 | 55.7831 | 39.9151 | 39.9151 | 122.8371 | 81.4002 | 0 | 0 | 0 | 22.439 | 22.439 | 23.4408 | 0 | 0 | 0 | 0 | 0 | 0 | 18.3349 | 39.9151 | 119.0558 | 22.439 | 28.1613 | 52.9095 | 0 | 0 | 0 | 0 | 0 | 0 | 0 | 0 | 0 | 0 | 0 | 0 | 0 | 0 | 0 | 0 | 0 | 0 | 0 | 0 | 0 | 0 | 0 | 0 | 0 | 0 | 0 | 0 | 0 | 0 | 0 | 0 | 0 | 0 | 0 | 0 | 0 | 0 | 0 | 0 | 0 | 0 | 0 | 0 | 0 | 0 | 0 | 0 | 0 | 0 | 0 | 0 | 0 | 0 | 0 | 0 | 0 | 0 | 0 | 0 | 0 | 0 | 0 | 0 | 0 | 0 | 0 | 0 | 0 | 0 | 0 | 0 | 0 | 0 | 0 | 0 | 0 | 0 | 0 | 0 | 0 | 0 | 0 | 0 | 0 | 0 | 0 | 0 | 0 | 0 | 0 | 0 | 0 | 0 | 0 | 0 | 0 | 0 | 0 | 0 | 0 | 0 | 0 | 0 | 0 | 0 | 0 | 0 | 0 | 2017-01-30
t0698 | 0 | 115.4843 | 279.9325 | 134.8427 | 30.5964 | 216.5103 | 30.5964 | 617.7455 | 51.5589 | 51.5589 | 1695.9196 | 51.6625 | 73.8695 | 321.3678 | 380.2331 | 56.4 | 65.3954 | 311.5221 | 191.3514 | 349.2275 | 0 | 0 | 351.2342 | 32.2392 | 32.2392 | 32.2392 | 78.2713 | 147.5001 | 268.7129 | 106.1863 | 297.1549 | 74.8063 | 232.573 | 213.8182 | 247.0587 | 232.9789 | 130.1128 | 610.969 | 354.5089 | 89.4538 | 218.6779 | 245.3618 | 103.2135 | 218.626 | 421.7893 | 103.2135 | 41.0348 | 267.0623 | 733.9271 | 158.6218 | 160.9393 | 84.075 | 172.5176 | 41.0348 | 157.2177 | 279.9197 | 92.5583 | 301.0644 | 30.3005 | 177.2208 | 30.3005 | 103.2135 | 147.5001 | 57.2494 | 421.7893 | 0 | 0 | 0 | 0 | 0 | 0 | 0 | 0 | 147.0874 | 0 | 0 | 0 | 0 | 228.6134 | 250.6246 | 24.2464 | 25.5422 | 184.2762 | 132.4785 | 9.9403 | 67.7833 | 76.7947 | 229.1714 | 136.2216 | 186.2244 | 74.4656 | 24.2464 | 215.436 | 36.7711 | 216.386 | 102.3815 | 135.9361 | 39.874 | 75.4419 | 396.4384 | 17.1438 | 130.2696 | 123.1481 | 9.9403 | 9.9403 | 50.2098 | 105.9564 | 53.6626 | 105.8657 | 134.0757 | 61.7861 | 52.2796 | 459.0327 | 83.6741 | 67.7833 | 65.4912 | 65.4912 | 27.211 | 35.166 | 459.0327 | 289.0635 | 127.02 | 0 | 0 | 0 | 66.3216 | 76.7947 | 64.2091 | 288.7981 | 75.4419 | 0 | 56.7684 | 35.166 | 9.9403 | 49.2225 | 19.8385 | 0 | 0 | 0 | 73.9936 | 0 | 0 | 115.4328 | 0 | 24.2102 | 0 | 0 | 173.3431 | 79.2742 | 19.8385 | 24.7118 | 24.7118 | 51.4214 | 110.883 | 146.4447 | 111.4135 | 250.4468 | 159.4897 | 92.6076 | 220.2255 | 190.5023 | 117.2728 | 120.5782 | 296.9695 | 153.5623 | 138.0447 | 78.1943 | 72.7474 | 153.3022 | 156.3671 | 58.8742 | 72.7474 | 72.7474 | 111.2455 | 78.1943 | 78.1943 | 78.1943 | 127.8448 | 143.1835 | 124.0434 | 104.8721 | 104.8721 | 81.133 | 127.9978 | 367.7798 | 142.3549 | 77.0672 | 444.5613 | 147.8125 | 77.0672 | 269.1117 | 717.146 | 104.6754 | 411.4369 | 316.7796 | 147.8125 | 83.3153 | 50.2946 | 158.1075 | 45.5688 | 45.5688 | 45.5688 | 125.2922 | 141.1645 | 52.6836 | 118.2032 | 185.3634 | 185.5361 | 104.9785 | 104.9785 | 101.9104 | 339.8067 | 45.5688 | 318.2751 | 192.9528 | 323.1483 | 122.7491 | 98.6095 | 239.6101 | 77.8979 | 166.5143 | 77.8979 | 195.4156 | 63.3723 | 94.9839 | 57.2494 | 57.2494 | 63.3723 | 301.3513 | 249.1156 | 121.4574 | 160.1284 | 105.6034 | 63.3723 | 738.8734 | 160.7107 | 158.0759 | 366.6636 | 575.7025 | 77.45 | 86.0821 | 121.2052 | 272.4801 | 86.0821 | 47.412 | 106.9287 | 91.7246 | 78.4263 | 86.6768 | 47.4481 | 47.4481 | 79.033 | 42.9299 | 126.865 | 201.9844 | 88.98 | 166.5143 | 83.5196 | 171.5851 | 155.9174 | 88.98 | 83.5196 | 63.0431 | 189.8084 | 154.7986 | 47.6884 | 22.8104 | 310.8694 | 62.6337 | 207.137 | 62.4962 | 308.2556 | 756.1135 | 36.0837 | 217.2997 | 189.8084 | 277.4552 | 62.4962 | 24.2102 | 363.6843 | 209.7638 | 176.2459 | 196.5984 | 0 | 72.7474 | 127.7072 | 348.3557 | 0 | 77.45 | 98.995 | 153.3022 | 66.476 | 89.8364 | 159.4211 | 60.7557 | 0 | 0 | 0 | 0 | 0 | 0 | 0 | 0 | 79.2742 | 0 | 138.517 | 205.0788 | 179.867 | 123.3911 | 0 | 126.2093 | 34.1392 | 34.0812 | 17.1438 | 511.0874 | 32.494 | 86.1733 | 36.4587 | 36.4587 | 60.5893 | 23.8515 | 34.1392 | 32.494 | 26.6661 | 26.6661 | 45.714 | 0 | 0 | 0 | 0 | 23.8515 | 23.8515 | 23.8515 | 41.0698 | 26.6661 | 88.8393 | 0 | 0 | 17.4757 | 0 | 0 | 0 | 76.4055 | 40.248 | 97.2558 | 53.9744 | 43.4542 | 17.4757 | 106.9549 | 116.5834 | 27.8275 | 139.7987 | 106.7432 | 470.4134 | 95.1839 | 92.544 | 110.6467 | 18.0523 | 22.1668 | 22.1668 | 18.0523 | 34.7288 | 62.5677 | 142.2565 | 1320.2009 | 94.4223 | 62.5677 | 60.1346 | 113.0652 | 76.4549 | 65.1102 | 62.6517 | 60.1346 | 116.1596 | 53.7356 | 40.248 | 40.248 | 118.3007 | 76.9164 | 0 | 0 | 0 | 22.1668 | 22.1668 | 22.341 | 0 | 0 | 0 | 0 | 0 | 0 | 18.0523 | 40.248 | 113.7207 | 22.1668 | 27.6172 | 50.1439 | 0 | 0 | 0 | 0 | 0 | 0 | 0 | 0 | 0 | 0 | 0 | 0 | 0 | 0 | 0 | 0 | 0 | 0 | 0 | 0 | 0 | 0 | 0 | 0 | 0 | 0 | 0 | 0 | 0 | 0 | 0 | 0 | 0 | 0 | 0 | 0 | 0 | 0 | 0 | 0 | 0 | 0 | 0 | 0 | 0 | 0 | 0 | 0 | 0 | 0 | 0 | 0 | 0 | 0 | 0 | 0 | 0 | 0 | 0 | 0 | 0 | 0 | 0 | 0 | 0 | 0 | 0 | 0 | 0 | 0 | 0 | 0 | 0 | 0 | 0 | 0 | 0 | 0 | 0 | 0 | 0 | 0 | 0 | 0 | 0 | 0 | 0 | 0 | 0 | 0 | 0 | 0 | 0 | 0 | 0 | 0 | 0 | 0 | 0 | 0 | 0 | 0 | 0 | 0 | 0 | 0 | 0 | 0 | 0 | 2017-01-30 01:00
t0699 | 0 | 117.0431 | 280.22 | 136.7955 | 30.5043 | 216.3057 | 30.5043 | 636.3935 | 51.4969 | 51.4969 | 1699.2276 | 51.1312 | 74.8253 | 326.8218 | 386.3651 | 57.3794 | 65.8571 | 314.4224 | 192.6821 | 356.4897 | 0 | 0 | 351.987 | 32.5627 | 32.5627 | 32.5627 | 79.4457 | 149.4107 | 274.1313 | 105.5801 | 299.1766 | 75.1063 | 236.7881 | 217.9535 | 249.886 | 234.5798 | 132.0765 | 627.1646 | 361.0275 | 90.6713 | 223.401 | 247.8502 | 104.8068 | 221.9431 | 428.2172 | 104.8068 | 41.6575 | 270.6596 | 745.0222 | 161.5853 | 162.1928 | 84.7536 | 175.413 | 41.6575 | 159.3774 | 285.4437 | 93.9908 | 303.0421 | 30.452 | 180.7488 | 30.452 | 104.8068 | 149.4107 | 57.8971 | 428.2172 | 0 | 0 | 0 | 0 | 0 | 0 | 0 | 0 | 148.8929 | 0 | 0 | 0 | 0 | 231.2615 | 253.0959 | 24.5487 | 25.4943 | 183.433 | 133.5886 | 9.9637 | 68.0017 | 77.227 | 230.6204 | 137.71 | 188.4109 | 74.0728 | 24.5487 | 214.0213 | 36.9059 | 217.3299 | 102.7344 | 137.2299 | 40.1108 | 75.9 | 396.772 | 17.0198 | 131.3313 | 123.3649 | 9.9637 | 9.9637 | 50.0525 | 107.2787 | 53.9575 | 106.3668 | 135.4624 | 60.6753 | 50.1332 | 450.8837 | 83.005 | 68.0017 | 66.0222 | 66.0222 | 27.3293 | 34.728 | 450.8837 | 287.327 | 128.4618 | 0 | 0 | 0 | 66.9454 | 77.227 | 64.7811 | 289.6211 | 75.9 | 0 | 57.2811 | 34.728 | 9.9637 | 48.8996 | 19.7199 | 0 | 0 | 0 | 74.5978 | 0 | 0 | 116.0776 | 0 | 24.146 | 0 | 0 | 174.9453 | 80.7258 | 19.7199 | 24.8799 | 24.8799 | 51.2341 | 110.9295 | 145.9694 | 111.8902 | 251.8887 | 161.3085 | 93.1341 | 222.0528 | 190.1024 | 117.0184 | 121.315 | 293.6232 | 154.8549 | 137.228 | 78.9539 | 73.4139 | 153.7724 | 156.0488 | 58.897 | 73.4139 | 73.4139 | 110.4659 | 78.9539 | 78.9539 | 78.9539 | 127.5661 | 144.4243 | 123.282 | 104.9904 | 104.9904 | 81.126 | 126.6351 | 370.5944 | 144.6427 | 76.3992 | 438.0708 | 148.6953 | 76.3992 | 261.7048 | 713.4193 | 103.9247 | 408.8782 | 317.7131 | 148.6953 | 83.23 | 50.4245 | 157.2096 | 45.9824 | 45.9824 | 45.9824 | 125.0286 | 139.2437 | 52.1144 | 120.6211 | 186.8036 | 187.9946 | 106.5257 | 106.5257 | 102.314 | 346.2394 | 45.9824 | 317.3644 | 195.1354 | 326.6098 | 124.2537 | 99.5463 | 235.8394 | 78.3304 | 169.5189 | 78.3304 | 196.1127 | 63.2344 | 95.8815 | 57.8971 | 57.8971 | 63.2344 | 307.1236 | 253.2186 | 121.7629 | 159.7766 | 107.1762 | 63.2344 | 754.3916 | 162.3559 | 157.331 | 365.7854 | 570.04 | 78.2404 | 87.1098 | 120.4826 | 273.2994 | 87.1098 | 47.712 | 107.2911 | 92.953 | 79.0111 | 86.6148 | 47.8287 | 47.8287 | 79.8 | 42.9794 | 126.7781 | 203.5356 | 89.4353 | 169.5189 | 83.8942 | 171.0651 | 157.6317 | 89.4353 | 83.8942 | 62.9545 | 188.2845 | 156.4892 | 48.553 | 22.8259 | 313.3419 | 62.8157 | 206.7382 | 62.5734 | 311.1124 | 762.3765 | 36.3624 | 217.7459 | 188.2845 | 276.2788 | 62.5734 | 24.146 | 374.8881 | 209.5254 | 178.5147 | 200.548 | 0 | 73.4139 | 128.9127 | 346.4181 | 0 | 78.2404 | 99.4547 | 153.7724 | 66.5084 | 89.268 | 161.0243 | 60.6198 | 0 | 0 | 0 | 0 | 0 | 0 | 0 | 0 | 80.7258 | 0 | 140.275 | 210.182 | 179.0607 | 123.4489 | 0 | 125.8294 | 33.4155 | 34.1129 | 17.0198 | 502.0577 | 32.7407 | 85.1095 | 36.1019 | 36.1019 | 59.0304 | 23.6273 | 33.4155 | 32.7407 | 26.6058 | 26.6058 | 45.6363 | 0 | 0 | 0 | 0 | 23.6273 | 23.6273 | 23.6273 | 41.0023 | 26.6058 | 88.8253 | 0 | 0 | 17.3061 | 0 | 0 | 0 | 76.1297 | 40.8482 | 96.9042 | 54.9426 | 43.484 | 17.3061 | 108.3122 | 114.8051 | 27.9031 | 141.5972 | 107.0584 | 472.4975 | 95.8597 | 93.23 | 111.0756 | 18.168 | 22.3431 | 22.3431 | 18.168 | 34.4224 | 62.5439 | 142.5417 | 1309.0803 | 92.8948 | 62.5439 | 60.2216 | 111.0804 | 75.7102 | 64.5622 | 61.8685 | 60.2216 | 114.8468 | 53.5518 | 40.8482 | 40.8482 | 118.1589 | 76.0807 | 0 | 0 | 0 | 22.3431 | 22.3431 | 22.2236 | 0 | 0 | 0 | 0 | 0 | 0 | 18.168 | 40.8482 | 113.0598 | 22.3431 | 27.7601 | 49.8137 | 0 | 0 | 0 | 0 | 0 | 0 | 0 | 0 | 0 | 0 | 0 | 0 | 0 | 0 | 0 | 0 | 0 | 0 | 0 | 0 | 0 | 0 | 0 | 0 | 0 | 0 | 0 | 0 | 0 | 0 | 0 | 0 | 0 | 0 | 0 | 0 | 0 | 0 | 0 | 0 | 0 | 0 | 0 | 0 | 0 | 0 | 0 | 0 | 0 | 0 | 0 | 0 | 0 | 0 | 0 | 0 | 0 | 0 | 0 | 0 | 0 | 0 | 0 | 0 | 0 | 0 | 0 | 0 | 0 | 0 | 0 | 0 | 0 | 0 | 0 | 0 | 0 | 0 | 0 | 0 | 0 | 0 | 0 | 0 | 0 | 0 | 0 | 0 | 0 | 0 | 0 | 0 | 0 | 0 | 0 | 0 | 0 | 0 | 0 | 0 | 0 | 0 | 0 | 0 | 0 | 0 | 0 | 0 | 0 | 2017-01-30 02:00
t0700 | 0 | 120.9177 | 288.4225 | 141.2672 | 31.3324 | 222.4549 | 31.3324 | 660.2396 | 53.0504 | 53.0504 | 1754.9787 | 52.4518 | 77.2019 | 338.0093 | 399.1751 | 59.2766 | 67.8578 | 324.2637 | 198.5534 | 368.8025 | 0 | 0 | 362.5126 | 33.5724 | 33.5724 | 33.5724 | 82.0636 | 154.257 | 283.5843 | 108.8145 | 308.6617 | 77.3554 | 244.7867 | 225.3845 | 257.7943 | 241.7434 | 136.3765 | 650.1222 | 373.6293 | 93.6093 | 231.197 | 255.79 | 108.2916 | 229.2998 | 443.2882 | 108.2916 | 42.9963 | 279.4418 | 769.6871 | 167.069 | 167.3122 | 87.3401 | 181.2718 | 42.9963 | 164.521 | 295.2066 | 97.0656 | 312.5097 | 31.349 | 186.9498 | 31.349 | 108.2916 | 154.257 | 59.7448 | 443.2882 | 0 | 0 | 0 | 0 | 0 | 0 | 0 | 0 | 153.6504 | 0 | 0 | 0 | 0 | 238.6879 | 260.9803 | 25.3169 | 26.1543 | 188.4399 | 137.5957 | 10.2434 | 69.9306 | 79.4312 | 237.7126 | 142.0868 | 194.4062 | 76.007 | 25.3169 | 219.9755 | 37.9468 | 223.821 | 105.6474 | 141.3999 | 41.2742 | 78.126 | 408.3432 | 17.4336 | 135.2932 | 126.8279 | 10.2434 | 10.2434 | 51.4035 | 110.7051 | 55.5307 | 109.4448 | 139.7177 | 62.1802 | 51.1489 | 462.2512 | 85.0372 | 69.9306 | 67.9935 | 67.9935 | 28.1129 | 35.5646 | 462.2512 | 295.273 | 132.4167 | 0 | 0 | 0 | 68.9625 | 79.4312 | 66.7409 | 298.0034 | 78.126 | 0 | 59.0104 | 35.5646 | 10.2434 | 50.2139 | 20.2361 | 0 | 0 | 0 | 76.8799 | 0 | 0 | 119.5502 | 0 | 24.776 | 0 | 0 | 180.3506 | 83.4379 | 20.2361 | 25.6218 | 25.6218 | 52.5362 | 114.0433 | 149.9861 | 115.1322 | 259.749 | 166.4307 | 95.9343 | 228.8613 | 195.7482 | 120.2495 | 124.9457 | 302.2389 | 159.6583 | 140.8378 | 81.4887 | 75.7216 | 158.3988 | 160.2875 | 60.5605 | 75.7216 | 75.7216 | 113.4629 | 81.4887 | 81.4887 | 81.4887 | 131.0895 | 148.9719 | 126.5604 | 107.9727 | 107.9727 | 83.4206 | 130.0451 | 382.0786 | 149.522 | 78.3903 | 451.2232 | 153.305 | 78.3903 | 268.2017 | 735.2056 | 106.5979 | 420.4461 | 327.1785 | 153.305 | 85.6324 | 51.884 | 161.2767 | 47.3954 | 47.3954 | 47.3954 | 128.417 | 142.795 | 53.3844 | 124.7352 | 192.5225 | 194.0631 | 110.0353 | 110.0353 | 105.3825 | 357.9105 | 47.3954 | 326.3033 | 201.3348 | 336.9254 | 128.2228 | 102.6007 | 242.1556 | 80.6803 | 175.3116 | 80.6803 | 202.074 | 65.0272 | 98.9522 | 59.7448 | 59.7448 | 65.0272 | 317.7888 | 261.7177 | 125.4171 | 164.3548 | 110.7403 | 65.0272 | 781.0366 | 167.45 | 161.9266 | 376.6558 | 587.2722 | 80.6969 | 89.8912 | 123.6922 | 281.4661 | 89.8912 | 49.1176 | 110.4738 | 95.9679 | 81.417 | 89.0335 | 49.3157 | 49.3157 | 82.3342 | 44.216 | 130.6679 | 209.9446 | 92.0901 | 175.3116 | 86.4261 | 176.0263 | 162.6026 | 92.0901 | 86.4261 | 64.6601 | 193.6062 | 161.4975 | 50.1682 | 23.4469 | 322.8862 | 64.6236 | 212.5503 | 64.3479 | 320.5943 | 787.1107 | 37.4435 | 223.7712 | 193.6062 | 284.1818 | 64.3479 | 24.776 | 389.132 | 215.4387 | 184.3972 | 207.4882 | 0 | 75.7216 | 132.8481 | 357.5502 | 0 | 80.6969 | 102.4425 | 158.3988 | 68.5213 | 91.4853 | 166.0186 | 62.285 | 0 | 0 | 0 | 0 | 0 | 0 | 0 | 0 | 83.4379 | 0 | 144.781 | 217.6983 | 184.2247 | 127.1616 | 0 | 129.2689 | 34.1238 | 35.0689 | 17.4336 | 514.5538 | 33.7318 | 87.3538 | 36.9884 | 36.9884 | 60.2046 | 24.2242 | 34.1238 | 33.7318 | 27.3054 | 27.3054 | 46.8644 | 0 | 0 | 0 | 0 | 24.2242 | 24.2242 | 24.2242 | 42.1221 | 27.3054 | 91.2951 | 0 | 0 | 17.7805 | 0 | 0 | 0 | 78.176 | 42.1957 | 99.5866 | 56.8499 | 44.7109 | 17.7805 | 111.7758 | 117.7774 | 28.6887 | 146.2186 | 110.2435 | 487.2436 | 98.772 | 96.0754 | 114.3629 | 18.7192 | 23.0258 | 23.0258 | 18.7192 | 35.3029 | 64.3272 | 146.6254 | 1347.8216 | 95.1369 | 64.3272 | 61.9828 | 114.0418 | 77.6352 | 66.1497 | 63.3857 | 61.9828 | 117.7732 | 55.0884 | 42.1957 | 42.1957 | 121.4165 | 78.0981 | 0 | 0 | 0 | 23.0258 | 23.0258 | 22.8108 | 0 | 0 | 0 | 0 | 0 | 0 | 18.7192 | 42.1957 | 116.1508 | 23.0258 | 28.5871 | 51.0776 | 0 | 0 | 0 | 0 | 0 | 0 | 0 | 0 | 0 | 0 | 0 | 0 | 0 | 0 | 0 | 0 | 0 | 0 | 0 | 0 | 0 | 0 | 0 | 0 | 0 | 0 | 0 | 0 | 0 | 0 | 0 | 0 | 0 | 0 | 0 | 0 | 0 | 0 | 0 | 0 | 0 | 0 | 0 | 0 | 0 | 0 | 0 | 0 | 0 | 0 | 0 | 0 | 0 | 0 | 0 | 0 | 0 | 0 | 0 | 0 | 0 | 0 | 0 | 0 | 0 | 0 | 0 | 0 | 0 | 0 | 0 | 0 | 0 | 0 | 0 | 0 | 0 | 0 | 0 | 0 | 0 | 0 | 0 | 0 | 0 | 0 | 0 | 0 | 0 | 0 | 0 | 0 | 0 | 0 | 0 | 0 | 0 | 0 | 0 | 0 | 0 | 0 | 0 | 0 | 0 | 0 | 0 | 0 | 0 | 2017-01-30 03:00
t0701 | 0 | 129.7767 | 310.7747 | 151.2404 | 33.7156 | 239.6795 | 33.7156 | 703.6764 | 57.4791 | 57.4791 | 1909.0824 | 56.7448 | 82.5756 | 362.4668 | 427.0973 | 63.3086 | 72.8077 | 347.9152 | 213.1255 | 394.0093 | 0 | 0 | 390.8059 | 35.9564 | 35.9564 | 35.9564 | 87.8714 | 165.3327 | 303.1495 | 118.7398 | 332.6242 | 83.2072 | 261.7662 | 240.8903 | 276.1561 | 259.565 | 145.8351 | 694.1284 | 400.7916 | 100.2384 | 247.0272 | 274.7786 | 115.9989 | 245.6224 | 477.7706 | 115.9989 | 45.9147 | 299.3241 | 824.4303 | 178.6207 | 180.0027 | 93.6324 | 193.94 | 45.9147 | 176.0744 | 315.4682 | 103.7983 | 336.3967 | 33.6281 | 199.8028 | 33.6281 | 115.9989 | 165.3327 | 64.0628 | 477.7706 | 0 | 0 | 0 | 0 | 0 | 0 | 0 | 0 | 164.5777 | 0 | 0 | 0 | 0 | 256.0084 | 279.6973 | 27.0559 | 27.9945 | 203.2724 | 147.2153 | 10.9782 | 74.9329 | 84.8994 | 255.5803 | 152.3685 | 208.286 | 81.7674 | 27.0559 | 238.2769 | 40.6181 | 240.5882 | 113.1682 | 151.2505 | 44.1613 | 83.6596 | 439.9472 | 18.6991 | 144.8694 | 136.0293 | 10.9782 | 10.9782 | 55.2958 | 118.5432 | 59.4756 | 117.2544 | 149.7677 | 67.736 | 56.6838 | 504.0246 | 91.3478 | 74.9329 | 72.7411 | 72.7411 | 30.1091 | 38.3802 | 504.0246 | 319.4492 | 141.4907 | 0 | 0 | 0 | 73.7192 | 84.8994 | 71.4156 | 320.0354 | 83.6596 | 0 | 63.1215 | 38.3802 | 10.9782 | 54.2355 | 21.7941 | 0 | 0 | 0 | 82.4274 | 0 | 0 | 128.3271 | 0 | 26.5625 | 0 | 0 | 193.2834 | 89.155 | 21.7941 | 27.4525 | 27.4525 | 56.2783 | 122.5261 | 161.6256 | 123.4329 | 279.8568 | 178.352 | 103.0122 | 245.387 | 212.0303 | 129.4406 | 134.0353 | 330.8704 | 171.3479 | 151.7266 | 87.6031 | 81.2931 | 170.6571 | 172.2723 | 65.1026 | 81.2931 | 81.2931 | 122.7149 | 87.6031 | 87.6031 | 87.6031 | 141.1144 | 160.0585 | 136.5041 | 116.0183 | 116.0183 | 89.7422 | 141.2237 | 410.4086 | 160.2753 | 84.6884 | 497.0805 | 165.0252 | 84.6884 | 295.8699 | 801.5138 | 114.8212 | 455.8724 | 352.2369 | 165.0252 | 92.3949 | 55.7389 | 173.462 | 50.7782 | 50.7782 | 50.7782 | 138.0049 | 154.9973 | 57.5365 | 133.1398 | 206.5308 | 207.821 | 117.8589 | 117.8589 | 113.3774 | 382.2735 | 50.7782 | 352.1479 | 215.7913 | 361.1825 | 137.3411 | 109.8506 | 264.592 | 86.6293 | 187.7152 | 86.6293 | 217.7811 | 70.156 | 106.3866 | 64.0628 | 64.0628 | 70.156 | 340.3859 | 280.2568 | 135.1862 | 177.4854 | 118.7028 | 70.156 | 836.2022 | 179.4977 | 175.7195 | 408.1628 | 643.4294 | 86.512 | 96.3174 | 133.3996 | 303.0833 | 96.3174 | 52.6009 | 118.822 | 102.8018 | 87.3317 | 95.752 | 52.9642 | 52.9642 | 88.4195 | 47.5627 | 141.7037 | 225.8475 | 98.8395 | 187.7152 | 92.9748 | 190.4919 | 174.2212 | 98.8395 | 92.9748 | 69.424 | 210.3888 | 173.3014 | 53.563 | 25.116 | 346.1365 | 69.3619 | 229.0746 | 69.1236 | 343.1314 | 848.5547 | 40.0616 | 239.6225 | 210.3888 | 307.6398 | 69.1236 | 26.5625 | 415.0907 | 232.0307 | 197.9685 | 221.9068 | 0 | 81.2931 | 142.178 | 391.8387 | 0 | 86.512 | 110.1365 | 170.6571 | 74.1049 | 98.1692 | 177.8076 | 67.0221 | 0 | 0 | 0 | 0 | 0 | 0 | 0 | 0 | 89.155 | 0 | 155.078 | 232.2899 | 199.6351 | 137.4485 | 0 | 139.1812 | 36.925 | 37.6477 | 18.6991 | 560.4479 | 36.1562 | 94.9111 | 39.8348 | 39.8348 | 65.282 | 26.1316 | 36.925 | 36.1562 | 29.2776 | 29.2776 | 50.3075 | 0 | 0 | 0 | 0 | 26.1316 | 26.1316 | 26.1316 | 45.2696 | 29.2776 | 98.0785 | 0 | 0 | 19.3139 | 0 | 0 | 0 | 84.118 | 45.192 | 107.4195 | 60.9809 | 48.0416 | 19.3139 | 119.6722 | 128.2653 | 30.7408 | 156.8306 | 118.6712 | 525.8418 | 105.9724 | 103.0825 | 122.9038 | 20.0986 | 24.691 | 24.691 | 20.0986 | 38.0913 | 69.2764 | 157.4932 | 1471.2588 | 103.185 | 69.2764 | 66.7455 | 124.8568 | 83.827 | 71.1206 | 68.4986 | 66.7455 | 127.4457 | 59.5893 | 45.192 | 45.192 | 130.5174 | 84.73 | 0 | 0 | 0 | 24.691 | 24.691 | 24.5621 | 0 | 0 | 0 | 0 | 0 | 0 | 20.0986 | 45.192 | 125.5092 | 24.691 | 30.6903 | 54.9172 | 0 | 0 | 0 | 0 | 0 | 0 | 0 | 0 | 0 | 0 | 0 | 0 | 0 | 0 | 0 | 0 | 0 | 0 | 0 | 0 | 0 | 0 | 0 | 0 | 0 | 0 | 0 | 0 | 0 | 0 | 0 | 0 | 0 | 0 | 0 | 0 | 0 | 0 | 0 | 0 | 0 | 0 | 0 | 0 | 0 | 0 | 0 | 0 | 0 | 0 | 0 | 0 | 0 | 0 | 0 | 0 | 0 | 0 | 0 | 0 | 0 | 0 | 0 | 0 | 0 | 0 | 0 | 0 | 0 | 0 | 0 | 0 | 0 | 0 | 0 | 0 | 0 | 0 | 0 | 0 | 0 | 0 | 0 | 0 | 0 | 0 | 0 | 0 | 0 | 0 | 0 | 0 | 0 | 0 | 0 | 0 | 0 | 0 | 0 | 0 | 0 | 0 | 0 | 0 | 0 | 0 | 0 | 0 | 0 | 2017-01-30 04:00
t0702 | 0 | 149.3928 | 357.9293 | 174.2406 | 38.8774 | 276.1433 | 38.8774 | 810.0973 | 66.0834 | 66.0834 | 2190.3604 | 65.3763 | 95.1911 | 417.1598 | 492.035 | 72.9709 | 83.9096 | 400.8204 | 245.5879 | 453.8428 | 0 | 0 | 449.9325 | 41.448 | 41.448 | 41.448 | 101.2199 | 190.4401 | 349.1387 | 136.2423 | 382.714 | 95.8492 | 301.5342 | 277.4902 | 318.2362 | 299.0695 | 168.0723 | 799.0126 | 461.1075 | 115.4894 | 284.4917 | 316.3723 | 133.5917 | 282.885 | 548.9442 | 133.5917 | 52.9435 | 344.8318 | 949.531 | 205.7553 | 207.2087 | 107.927 | 223.4094 | 52.9435 | 202.9029 | 363.3978 | 119.618 | 387.2355 | 38.7723 | 230.1432 | 38.7723 | 133.5917 | 190.4401 | 73.7983 | 548.9442 | 0 | 0 | 0 | 0 | 0 | 0 | 0 | 0 | 189.6378 | 0 | 0 | 0 | 0 | 294.8695 | 322.3422 | 31.202 | 32.341 | 234.2309 | 169.8125 | 12.6675 | 86.4572 | 98.0133 | 294.3516 | 175.5289 | 239.998 | 94.3309 | 31.202 | 274.2172 | 46.8808 | 277.199 | 130.5843 | 174.4505 | 50.9596 | 96.5054 | 506.7355 | 21.6043 | 167.0602 | 156.9299 | 12.6675 | 12.6675 | 63.7706 | 136.6048 | 68.6093 | 135.2625 | 172.5759 | 77.9327 | 65.048 | 579.6663 | 105.4918 | 86.4572 | 83.9131 | 83.9131 | 34.7399 | 44.2771 | 579.6663 | 367.7722 | 163.2125 | 0 | 0 | 0 | 85.0496 | 98.0133 | 82.3668 | 368.9577 | 96.5054 | 0 | 72.8092 | 44.2771 | 12.6675 | 62.4854 | 25.1348 | 0 | 0 | 0 | 95.006 | 0 | 0 | 147.905 | 0 | 30.6712 | 0 | 0 | 222.7759 | 102.7279 | 25.1348 | 31.6569 | 31.6569 | 65.0148 | 141.2898 | 186.2742 | 142.3624 | 322.0806 | 205.5004 | 118.7107 | 282.8223 | 243.8322 | 149.2169 | 154.5082 | 379.5227 | 197.4125 | 174.9618 | 100.8417 | 93.6355 | 196.4931 | 198.7073 | 75.0561 | 93.6355 | 93.6355 | 141.3185 | 100.8417 | 100.8417 | 100.8417 | 162.6722 | 184.3184 | 157.343 | 133.7633 | 133.7633 | 103.4419 | 162.4764 | 472.7382 | 184.5149 | 97.5964 | 569.116 | 189.9825 | 97.5964 | 339.3146 | 919.9123 | 132.4409 | 524.4045 | 405.687 | 189.9825 | 106.394 | 64.2538 | 200.1447 | 58.5349 | 58.5349 | 58.5349 | 159.1896 | 178.4444 | 66.3913 | 153.42 | 238.0112 | 239.4476 | 135.7524 | 135.7524 | 130.5941 | 440.4989 | 58.5349 | 405.5928 | 248.6267 | 416.1525 | 158.2547 | 126.6551 | 303.9502 | 99.8347 | 216.1279 | 99.8347 | 250.7002 | 80.8039 | 122.4648 | 73.7983 | 73.7983 | 80.8039 | 391.7878 | 322.7474 | 155.6382 | 204.3491 | 136.6815 | 80.8039 | 962.3623 | 206.8356 | 202.0188 | 469.3264 | 737.6332 | 99.6845 | 110.9747 | 153.765 | 349.0445 | 110.9747 | 60.6732 | 136.893 | 118.4302 | 100.6525 | 110.3933 | 61.008 | 61.008 | 101.8228 | 54.814 | 162.8454 | 259.9966 | 113.9327 | 216.1279 | 107.0877 | 219.1753 | 200.7667 | 113.9327 | 107.0877 | 80.1003 | 241.8813 | 199.5914 | 61.7381 | 28.9945 | 398.993 | 79.9818 | 263.9382 | 79.7032 | 395.6889 | 975.9546 | 46.2158 | 276.5981 | 241.8813 | 353.9874 | 79.7032 | 30.6712 | 477.6629 | 267.3792 | 227.8875 | 255.5282 | 0 | 93.6355 | 163.9549 | 448.8457 | 0 | 99.6845 | 126.8816 | 196.4931 | 85.2348 | 113.3847 | 204.9635 | 77.2734 | 0 | 0 | 0 | 0 | 0 | 0 | 0 | 0 | 102.7279 | 0 | 178.6795 | 267.521 | 229.63 | 158.1259 | 0 | 160.454 | 42.6177 | 43.4227 | 21.6043 | 644.8175 | 41.6819 | 109.204 | 45.971 | 45.971 | 75.3454 | 30.1356 | 42.6177 | 41.6819 | 33.8026 | 33.8026 | 58.0511 | 0 | 0 | 0 | 0 | 30.1356 | 30.1356 | 30.1356 | 52.2136 | 33.8026 | 113.1124 | 0 | 0 | 22.2147 | 0 | 0 | 0 | 97.0079 | 52.0534 | 123.7623 | 70.1639 | 55.394 | 22.2147 | 137.9089 | 147.521 | 35.4716 | 180.5989 | 136.6858 | 604.9187 | 122.1325 | 118.7944 | 141.6294 | 23.1595 | 28.4582 | 28.4582 | 23.1595 | 43.9197 | 79.8225 | 181.5814 | 1688.6668 | 118.8829 | 79.8225 | 76.8858 | 143.3633 | 96.6416 | 82.1107 | 78.9811 | 76.8858 | 146.842 | 68.578 | 52.0534 | 52.0534 | 150.514 | 97.5208 | 0 | 0 | 0 | 28.4582 | 28.4582 | 28.3259 | 0 | 0 | 0 | 0 | 0 | 0 | 23.1595 | 52.0534 | 144.5578 | 28.4582 | 35.3729 | 63.3832 | 0 | 0 | 0 | 0 | 0 | 0 | 0 | 0 | 0 | 0 | 0 | 0 | 0 | 0 | 0 | 0 | 0 | 0 | 0 | 0 | 0 | 0 | 0 | 0 | 0 | 0 | 0 | 0 | 0 | 0 | 0 | 0 | 0 | 0 | 0 | 0 | 0 | 0 | 0 | 0 | 0 | 0 | 0 | 0 | 0 | 0 | 0 | 0 | 0 | 0 | 0 | 0 | 0 | 0 | 0 | 0 | 0 | 0 | 0 | 0 | 0 | 0 | 0 | 0 | 0 | 0 | 0 | 0 | 0 | 0 | 0 | 0 | 0 | 0 | 0 | 0 | 0 | 0 | 0 | 0 | 0 | 0 | 0 | 0 | 0 | 0 | 0 | 0 | 0 | 0 | 0 | 0 | 0 | 0 | 0 | 0 | 0 | 0 | 0 | 0 | 0 | 0 | 0 | 0 | 0 | 0 | 0 | 0 | 0 | 2017-01-30 05:00
t0703 | 0 | 161.7094 | 407.0877 | 189.301 | 45.3143 | 317.2404 | 45.3143 | 824.6597 | 74.5884 | 74.5884 | 2399.6118 | 77.5933 | 104.5678 | 444.9029 | 531.2246 | 78.7834 | 93.9344 | 443.6618 | 274.6858 | 480.9411 | 0 | 0 | 507.9939 | 45.9944 | 45.9944 | 45.9944 | 109.6146 | 207.7021 | 370.3946 | 153.5406 | 422.6127 | 108.025 | 322.864 | 295.8249 | 350.3987 | 334.2912 | 182.7714 | 823.8327 | 487.6412 | 125.9391 | 300.1096 | 347.2642 | 144.1628 | 305.6699 | 580.188 | 144.1628 | 57.8277 | 375.8943 | 1026.5024 | 219.8393 | 228.9789 | 120.5559 | 240.4468 | 57.8277 | 221.5458 | 386.8333 | 129.8229 | 429.7599 | 43.8887 | 244.6731 | 43.8887 | 144.1628 | 207.7021 | 81.0357 | 580.188 | 0 | 0 | 0 | 0 | 0 | 0 | 0 | 0 | 207.9995 | 0 | 0 | 0 | 0 | 323.0409 | 357.2034 | 34.4587 | 38.149 | 272.8924 | 190.6793 | 14.5728 | 99.0987 | 111.9522 | 328.4126 | 193.0668 | 263.7116 | 111.274 | 34.4587 | 318.2163 | 53.8085 | 312.5865 | 149.6721 | 194.927 | 57.9152 | 109.3016 | 577.0514 | 25.9805 | 187.2859 | 180.6065 | 14.5728 | 14.5728 | 74.4524 | 149.8298 | 77.8781 | 153.9655 | 190.6451 | 93.9073 | 83.0151 | 695.5813 | 126.7081 | 99.0987 | 94.379 | 94.379 | 39.6631 | 53.5414 | 695.5813 | 427.3346 | 181.3602 | 0 | 0 | 0 | 95.2956 | 111.9522 | 92.2052 | 420.5136 | 109.3016 | 0 | 81.5528 | 53.5414 | 14.5728 | 73.2054 | 29.6433 | 0 | 0 | 0 | 106.034 | 0 | 0 | 166.5556 | 0 | 36.1235 | 0 | 0 | 247.6451 | 110.1957 | 29.6433 | 35.6536 | 35.6536 | 77.1493 | 162.759 | 216.3356 | 162.0371 | 357.8023 | 226.0213 | 133.4598 | 315.3908 | 276.7221 | 173.0034 | 173.9026 | 435.1102 | 219.3041 | 206.0737 | 110.643 | 103.5086 | 221.2828 | 231.4169 | 86.3084 | 103.5086 | 103.5086 | 165.1916 | 110.643 | 110.643 | 110.643 | 188.5895 | 203.7133 | 184.8135 | 153.4847 | 153.4847 | 118.9407 | 190.7768 | 525.6235 | 197.9854 | 115.4429 | 649.533 | 211.4724 | 115.4429 | 411.271 | 1037.352 | 157.0371 | 605.5039 | 458.3012 | 211.4724 | 121.6894 | 73.2448 | 236.7297 | 65.1933 | 65.1933 | 65.1933 | 185.5188 | 212.9366 | 79.9754 | 163.389 | 265.6546 | 261.5258 | 147.0521 | 147.0521 | 147.1194 | 471.7235 | 65.1933 | 467.8272 | 273.4278 | 458.7715 | 173.5961 | 141.0842 | 358.6341 | 112.3288 | 230.4529 | 112.3288 | 281.3155 | 92.9817 | 134.5055 | 81.0357 | 81.0357 | 92.9817 | 414.8829 | 346.8323 | 175.4802 | 234.425 | 147.5533 | 92.9817 | 1011.0038 | 228.6005 | 230.8475 | 532.6389 | 837.2338 | 110.152 | 121.7808 | 180.5033 | 393.9293 | 121.7808 | 68.6118 | 154.8028 | 129.1238 | 112.5608 | 127.4567 | 67.7424 | 67.7424 | 112.1305 | 62.6573 | 182.7602 | 287.5643 | 128.6515 | 230.4529 | 120.3567 | 250.6876 | 221.3962 | 128.6515 | 120.3567 | 93.3118 | 279.7162 | 219.0228 | 66.4726 | 33.6902 | 445.9942 | 91.3071 | 304.4033 | 91.4909 | 441.7952 | 1068.1389 | 52.0635 | 319.5704 | 279.7162 | 406.8712 | 91.4909 | 36.1235 | 483.136 | 307.8614 | 247.1952 | 270.7402 | 0 | 103.5086 | 182.9405 | 498.0233 | 0 | 110.152 | 142.7914 | 221.2828 | 95.9901 | 135.56 | 227.4224 | 89.726 | 0 | 0 | 0 | 0 | 0 | 0 | 0 | 0 | 110.1957 | 0 | 195.5645 | 278.7963 | 263.3501 | 178.4299 | 0 | 186.6641 | 53.2926 | 50.0259 | 25.9805 | 776.1731 | 46.6962 | 129.0892 | 55.2402 | 55.2402 | 95.6542 | 35.949 | 53.2926 | 46.6962 | 39.7203 | 39.7203 | 67.7663 | 0 | 0 | 0 | 0 | 35.949 | 35.949 | 35.949 | 60.7002 | 39.7203 | 130.7052 | 0 | 0 | 25.9405 | 0 | 0 | 0 | 113.4228 | 56.3528 | 143.5327 | 74.3821 | 63.7049 | 25.9405 | 151.1747 | 175.5524 | 40.7603 | 196.5608 | 154.4778 | 672.6481 | 136.717 | 132.7571 | 160.2165 | 25.9497 | 31.7792 | 31.7792 | 25.9497 | 52.2062 | 91.5858 | 207.7042 | 1927.169 | 144.0277 | 91.5858 | 87.4434 | 169.5655 | 115.1225 | 98.5473 | 95.1008 | 87.4434 | 175.0044 | 78.7073 | 56.3528 | 56.3528 | 174.4674 | 114.9962 | 0 | 0 | 0 | 31.7792 | 31.7792 | 33.3094 | 0 | 0 | 0 | 0 | 0 | 0 | 25.9497 | 56.3528 | 168.4839 | 31.7792 | 39.8963 | 75.3894 | 0 | 0 | 0 | 0 | 0 | 0 | 0 | 0 | 0 | 0 | 0 | 0 | 0 | 0 | 0 | 0 | 0 | 0 | 0 | 0 | 0 | 0 | 0 | 0 | 0 | 0 | 0 | 0 | 0 | 0 | 0 | 0 | 0 | 0 | 0 | 0 | 0 | 0 | 0 | 0 | 0 | 0 | 0 | 0 | 0 | 0 | 0 | 0 | 0 | 0 | 0 | 0 | 0 | 0 | 0 | 0 | 0 | 0 | 0 | 0 | 0 | 0 | 0 | 0 | 0 | 0 | 0 | 0 | 0 | 0 | 0 | 0 | 0 | 0 | 0 | 0 | 0 | 0 | 0 | 0 | 0 | 0 | 0 | 0 | 0 | 0 | 0 | 0 | 0 | 0 | 0 | 0 | 0 | 0 | 0 | 0 | 0 | 0 | 0 | 0 | 0 | 0 | 0 | 0 | 0 | 0 | 0 | 0 | 0 | 2017-01-30 06:00
t0704 | 0 | 159.3554 | 431.1768 | 185.8473 | 49.117 | 339.7326 | 49.117 | 725.7939 | 79.6481 | 79.6481 | 2508.0051 | 87.0008 | 103.7988 | 428.7166 | 516.2018 | 76.0756 | 96.4132 | 449.1736 | 282.0071 | 453.2649 | 0 | 0 | 534.4344 | 46.4386 | 46.4386 | 46.4386 | 107.2244 | 205.7099 | 350.385 | 167.1784 | 432.6888 | 112.6401 | 309.6894 | 281.5421 | 350.6038 | 343.2745 | 178.9446 | 744.6282 | 465.108 | 124.3215 | 281.1653 | 349.3429 | 140.5533 | 298.5404 | 562.3909 | 140.5533 | 56.6727 | 371.2822 | 1002.9913 | 210.1048 | 233.3969 | 123.0812 | 232.6284 | 56.6727 | 218.6501 | 367.2067 | 126.7799 | 441.0885 | 45.6083 | 231.9436 | 45.6083 | 140.5533 | 205.7099 | 81.0694 | 562.3909 | 0 | 0 | 0 | 0 | 0 | 0 | 0 | 0 | 207.0446 | 0 | 0 | 0 | 0 | 322.5311 | 360.8106 | 34.3384 | 41.2559 | 297.7415 | 194.6706 | 15.3858 | 104.1346 | 116.2728 | 337.9349 | 193.6044 | 263.3256 | 122.0723 | 34.3384 | 349.8478 | 56.4494 | 325.465 | 157.1181 | 197.6777 | 59.9884 | 113.0453 | 611.8828 | 28.8408 | 191.3271 | 191.2045 | 15.3858 | 15.3858 | 80.7709 | 148.9926 | 80.8041 | 160.4172 | 191.9559 | 108.8327 | 105.2696 | 804.9184 | 141.063 | 104.1346 | 96.5198 | 96.5198 | 41.4289 | 60.7556 | 804.9184 | 468.8255 | 182.0347 | 0 | 0 | 0 | 96.7665 | 116.2728 | 93.8233 | 442.0087 | 113.0453 | 0 | 82.9488 | 60.7556 | 15.3858 | 80.6316 | 32.6144 | 0 | 0 | 0 | 108.1827 | 0 | 0 | 172.3879 | 0 | 39.1816 | 0 | 0 | 251.1035 | 105.6626 | 32.6144 | 36.6972 | 36.6972 | 84.1614 | 173.3678 | 234.5461 | 169.1727 | 368.7264 | 226.1249 | 138.0111 | 321.5086 | 297.0316 | 186.6339 | 179.5348 | 486.7602 | 223.1955 | 226.6091 | 111.5215 | 104.8305 | 231.6838 | 249.7484 | 91.9097 | 104.8305 | 104.8305 | 182.2102 | 111.5215 | 111.5215 | 111.5215 | 203.4534 | 206.7903 | 203.3076 | 162.8317 | 162.8317 | 126.9213 | 213.8059 | 537.0114 | 192.0522 | 128.5063 | 736.1691 | 217.8245 | 128.5063 | 494.6239 | 1127.1204 | 173.8142 | 664.0438 | 480.4762 | 217.8245 | 130.2324 | 77.0838 | 260.2803 | 66.1908 | 66.1908 | 66.1908 | 200.3023 | 242.1958 | 90.0974 | 154.5382 | 271.5449 | 258.752 | 144.0497 | 144.0497 | 153.4234 | 450.6116 | 66.1908 | 505.6274 | 273.6665 | 460.8298 | 172.8197 | 142.9632 | 410.631 | 116.2546 | 220.8253 | 116.2546 | 293.6056 | 100.1455 | 135.7855 | 81.0694 | 81.0694 | 100.1455 | 394.3055 | 335.9218 | 184.2418 | 252.3395 | 144.2705 | 100.1455 | 948.7669 | 230.3196 | 250.9993 | 572.4758 | 929.234 | 110.9914 | 121.4383 | 198.3968 | 412.7789 | 121.4383 | 70.8503 | 162.0085 | 127.5961 | 115.2854 | 136.5093 | 69.0645 | 69.0645 | 113.1446 | 66.4063 | 194.4524 | 293.3342 | 133.5372 | 220.8253 | 125.1392 | 270.6486 | 222.1059 | 133.5372 | 125.1392 | 100.4375 | 309.2067 | 219.488 | 63.8778 | 35.9163 | 455.6748 | 95.9882 | 327.6628 | 97.026 | 448.4626 | 1083.2748 | 53.3627 | 338.1962 | 309.2067 | 442.0335 | 97.026 | 39.1816 | 422.4473 | 330.1297 | 244.5131 | 256.0988 | 0 | 104.8305 | 185.5166 | 540.1204 | 0 | 110.9914 | 148.4076 | 231.6838 | 101.6786 | 149.7611 | 229.5888 | 96.8547 | 0 | 0 | 0 | 0 | 0 | 0 | 0 | 0 | 105.6626 | 0 | 194.1462 | 255.3864 | 286.2742 | 189.1086 | 0 | 202.246 | 62.8529 | 53.1681 | 28.8408 | 898.3058 | 47.819 | 145.8495 | 61.9505 | 61.9505 | 114.918 | 40.1999 | 62.8529 | 47.819 | 42.9906 | 42.9906 | 73.0659 | 0 | 0 | 0 | 0 | 40.1999 | 40.1999 | 40.1999 | 65.3726 | 42.9906 | 139.675 | 0 | 0 | 28.9301 | 0 | 0 | 0 | 123.3357 | 55.144 | 155.8149 | 71.1716 | 67.7518 | 28.9301 | 150.1495 | 200.8966 | 42.954 | 194.6366 | 161.9645 | 697.6411 | 140.2966 | 135.9732 | 167.3201 | 26.7214 | 32.4605 | 32.4605 | 26.7214 | 58.2043 | 97.8094 | 219.3371 | 2128.405 | 165.8912 | 97.8094 | 92.4447 | 195.6316 | 128.8801 | 109.8832 | 107.8566 | 92.4447 | 197.177 | 85.1809 | 55.144 | 55.144 | 187.4158 | 129.0922 | 0 | 0 | 0 | 32.4605 | 32.4605 | 36.5157 | 0 | 0 | 0 | 0 | 0 | 0 | 26.7214 | 55.144 | 184.8038 | 32.4605 | 41.3884 | 83.2918 | 0 | 0 | 0 | 0 | 0 | 0 | 0 | 0 | 0 | 0 | 0 | 0 | 0 | 0 | 0 | 0 | 0 | 0 | 0 | 0 | 0 | 0 | 0 | 0 | 0 | 0 | 0 | 0 | 0 | 0 | 0 | 0 | 0 | 0 | 0 | 0 | 0 | 0 | 0 | 0 | 0 | 0 | 0 | 0 | 0 | 0 | 0 | 0 | 0 | 0 | 0 | 0 | 0 | 0 | 0 | 0 | 0 | 0 | 0 | 0 | 0 | 0 | 0 | 0 | 0 | 0 | 0 | 0 | 0 | 0 | 0 | 0 | 0 | 0 | 0 | 0 | 0 | 0 | 0 | 0 | 0 | 0 | 0 | 0 | 0 | 0 | 0 | 0 | 0 | 0 | 0 | 0 | 0 | 0 | 0 | 0 | 0 | 0 | 0 | 0 | 0 | 0 | 0 | 0 | 0 | 0 | 0 | 0 | 0 | 2017-01-30 07:00
t0705 | 0 | 152.1324 | 443.6648 | 173.6564 | 50.8384 | 351.7356 | 50.8384 | 588.0361 | 85.1305 | 85.1305 | 2718.1813 | 94.4885 | 97.1812 | 399.6904 | 476.1168 | 68.815 | 94.6027 | 436.4481 | 277.5279 | 402.2201 | 0 | 0 | 549.4216 | 44.4726 | 44.4726 | 44.4726 | 100.022 | 195.162 | 313.5509 | 187.8847 | 436.3682 | 113.5533 | 281.3155 | 252.9191 | 333.9428 | 338.5644 | 165.3769 | 631.4232 | 431.1689 | 116.8522 | 248.3943 | 340.7577 | 131.137 | 278.9566 | 547.6195 | 131.137 | 51.8699 | 349.9408 | 937.1141 | 189.941 | 232.1058 | 119.6338 | 213.6845 | 51.8699 | 204.6348 | 328.7096 | 116.9228 | 442.2551 | 45.0721 | 207.5617 | 45.0721 | 131.137 | 195.162 | 77.7483 | 547.6195 | 0 | 0 | 0 | 0 | 0 | 0 | 0 | 0 | 196.2783 | 0 | 0 | 0 | 0 | 309.4583 | 347.2441 | 32.049 | 41.342 | 313.7379 | 186.6768 | 15.2842 | 102.9904 | 112.2041 | 336.7534 | 186.1078 | 250.7032 | 127.0726 | 32.049 | 378.8497 | 55.3914 | 326.3632 | 154.9668 | 188.2926 | 58.1645 | 110.0802 | 629.6622 | 29.744 | 184.5731 | 191.1989 | 15.2842 | 15.2842 | 83.4922 | 140.8329 | 78.9699 | 157.5431 | 184.5562 | 124.2144 | 132.7649 | 922.3624 | 146.9363 | 102.9904 | 92.6251 | 92.6251 | 40.6743 | 65.5332 | 922.3624 | 503.7179 | 170.7067 | 0 | 0 | 0 | 91.8552 | 112.2041 | 89.8189 | 443.4234 | 110.0802 | 0 | 79.1923 | 65.5332 | 15.2842 | 86.0147 | 34.22 | 0 | 0 | 0 | 105.178 | 0 | 0 | 170.6282 | 0 | 39.7156 | 0 | 0 | 242.3323 | 95.3456 | 34.22 | 35.7467 | 35.7467 | 85.2283 | 175.8851 | 244.8177 | 167.1196 | 372.8838 | 215.9383 | 136.8216 | 312.4863 | 317.7905 | 193.0145 | 176.6682 | 562.4072 | 218.0713 | 238.0965 | 109.4954 | 102.3063 | 236.5795 | 256.0216 | 93.5541 | 102.3063 | 102.3063 | 195.9729 | 109.4954 | 109.4954 | 109.4954 | 210.4581 | 203.2276 | 215.0471 | 164.8942 | 164.8942 | 129.9257 | 236.8707 | 529.1948 | 179.4207 | 138.0269 | 882.4844 | 218.9248 | 138.0269 | 605.588 | 1258.9054 | 183.1379 | 722.1588 | 488.7391 | 218.9248 | 135.9363 | 77.5589 | 270.9693 | 63.8039 | 63.8039 | 63.8039 | 205.2678 | 269.431 | 96.1639 | 136.5415 | 265.3659 | 243.7703 | 134.8389 | 134.8389 | 154.8798 | 403.8816 | 63.8039 | 531.3874 | 261.7219 | 442.4715 | 163.8432 | 136.9749 | 473.6223 | 115.2865 | 202.5141 | 115.2865 | 299.8295 | 104.8528 | 133.5467 | 77.7483 | 77.7483 | 104.8528 | 360.1013 | 310.9951 | 189.0094 | 265.5845 | 135.6124 | 104.8528 | 853.9791 | 221.5715 | 273.1565 | 614.4573 | 1075.4648 | 106.863 | 115.5705 | 209.6582 | 420.2672 | 115.5705 | 68.9503 | 163.6282 | 120.354 | 112.7394 | 139.8085 | 67.8897 | 67.8897 | 110.3669 | 67.6551 | 208.5796 | 291.673 | 132.3326 | 202.5141 | 126.0142 | 288.8595 | 212.2935 | 132.3326 | 126.0142 | 102.175 | 341.7052 | 211.9051 | 57.3849 | 35.8055 | 443.0499 | 95.9617 | 340.8475 | 98.0646 | 429.2379 | 1088.8611 | 51.3272 | 334.7782 | 341.7052 | 474.227 | 98.0646 | 39.7156 | 342.8448 | 341.2823 | 234.6187 | 230.0557 | 0 | 102.3063 | 177.3519 | 621.104 | 0 | 106.863 | 148.8126 | 236.5795 | 107.0195 | 154.3614 | 219.8462 | 99.9971 | 0 | 0 | 0 | 0 | 0 | 0 | 0 | 0 | 95.3456 | 0 | 183.6742 | 218.2069 | 309.0099 | 198.4393 | 0 | 209.9786 | 69.9989 | 53.6045 | 29.744 | 1023.9988 | 46.5317 | 162.5933 | 65.6933 | 65.6933 | 130.2459 | 42.9389 | 69.9989 | 46.5317 | 43.5454 | 43.5454 | 74.3274 | 0 | 0 | 0 | 0 | 42.9389 | 42.9389 | 42.9389 | 66.9102 | 43.5454 | 141.9312 | 0 | 0 | 32.0254 | 0 | 0 | 0 | 127.865 | 51.542 | 163.6735 | 66.1299 | 68.71 | 32.0254 | 141.6433 | 227.8469 | 42.5656 | 185.6106 | 164.6197 | 716.0309 | 137.6021 | 133.211 | 167.8821 | 26.4 | 31.6176 | 31.6176 | 26.4 | 62.1447 | 100.8233 | 220.9508 | 2409.9253 | 184.8376 | 100.8233 | 94.6581 | 228.4866 | 138.4334 | 115.1029 | 117.1365 | 94.6581 | 214.9534 | 90.7954 | 51.542 | 51.542 | 191.7641 | 142.4007 | 0 | 0 | 0 | 31.6176 | 31.6176 | 38.192 | 0 | 0 | 0 | 0 | 0 | 0 | 26.4 | 51.542 | 197.1986 | 31.6176 | 41.0689 | 86.7892 | 0 | 0 | 0 | 0 | 0 | 0 | 0 | 0 | 0 | 0 | 0 | 0 | 0 | 0 | 0 | 0 | 0 | 0 | 0 | 0 | 0 | 0 | 0 | 0 | 0 | 0 | 0 | 0 | 0 | 0 | 0 | 0 | 0 | 0 | 0 | 0 | 0 | 0 | 0 | 0 | 0 | 0 | 0 | 0 | 0 | 0 | 0 | 0 | 0 | 0 | 0 | 0 | 0 | 0 | 0 | 0 | 0 | 0 | 0 | 0 | 0 | 0 | 0 | 0 | 0 | 0 | 0 | 0 | 0 | 0 | 0 | 0 | 0 | 0 | 0 | 0 | 0 | 0 | 0 | 0 | 0 | 0 | 0 | 0 | 0 | 0 | 0 | 0 | 0 | 0 | 0 | 0 | 0 | 0 | 0 | 0 | 0 | 0 | 0 | 0 | 0 | 0 | 0 | 0 | 0 | 0 | 0 | 0 | 0 | 2017-01-30 08:00
t0706 | 0 | 151.1395 | 451.6063 | 170.0902 | 51.5301 | 358.1245 | 51.5301 | 544.0591 | 88.6224 | 88.6224 | 2875.5053 | 97.8106 | 94.8588 | 394.1301 | 463.9494 | 66.2534 | 94.2591 | 434.2122 | 277.0782 | 386.0429 | 0 | 0 | 560.291 | 43.8271 | 43.8271 | 43.8271 | 98.004 | 192.5834 | 302.3642 | 200.5754 | 443.6895 | 114.6244 | 272.6004 | 243.9033 | 329.0379 | 338.5188 | 160.837 | 597.4593 | 425.3896 | 114.6778 | 238.2835 | 340.8468 | 128.7016 | 273.865 | 555.6047 | 128.7016 | 50.0474 | 344.0491 | 919.771 | 183.6958 | 234.1226 | 118.6404 | 207.9949 | 50.0474 | 200.2027 | 316.5196 | 113.6653 | 447.4448 | 44.9181 | 199.9492 | 44.9181 | 128.7016 | 192.5834 | 76.9997 | 555.6047 | 0 | 0 | 0 | 0 | 0 | 0 | 0 | 0 | 193.1524 | 0 | 0 | 0 | 0 | 306.8396 | 343.3873 | 31.1551 | 40.9858 | 321.1831 | 183.2898 | 15.195 | 102.2489 | 109.9052 | 338.9057 | 184.4465 | 247.1592 | 128.765 | 31.1551 | 393.9147 | 54.7123 | 328.3977 | 153.6055 | 184.4715 | 57.2381 | 108.7377 | 640.7128 | 29.8204 | 181.9847 | 190.7908 | 15.195 | 15.195 | 84.5251 | 138.3493 | 78.1133 | 156.1323 | 182.6192 | 131.3987 | 145.585 | 978.5535 | 148.2035 | 102.2489 | 90.9296 | 90.9296 | 40.2609 | 67.2706 | 978.5535 | 521.4275 | 166.0166 | 0 | 0 | 0 | 89.7078 | 109.9052 | 88.2011 | 444.7117 | 108.7377 | 0 | 77.6212 | 67.2706 | 15.195 | 88.5018 | 34.8303 | 0 | 0 | 0 | 104.3516 | 0 | 0 | 170.5061 | 0 | 39.6575 | 0 | 0 | 239.7455 | 91.9325 | 34.8303 | 35.3887 | 35.3887 | 84.8673 | 176.9159 | 249.5668 | 166.1973 | 378.9115 | 213.1862 | 136.9282 | 310.0721 | 330.4562 | 195.8583 | 175.9797 | 605.5262 | 217.3532 | 242.6174 | 109.9481 | 102.0889 | 240.5741 | 258.1704 | 94.3313 | 102.0889 | 102.0889 | 202.6401 | 109.9481 | 109.9481 | 109.9481 | 213.5911 | 203.6226 | 220.0996 | 165.8953 | 165.8953 | 131.4247 | 248.406 | 529.8772 | 176.6643 | 142.1687 | 967.078 | 221.5571 | 142.1687 | 661.3421 | 1339.754 | 186.5586 | 753.5506 | 495.4282 | 221.5571 | 139.2058 | 77.9105 | 274.3851 | 63.0338 | 63.0338 | 63.0338 | 206.9114 | 282.0114 | 98.2446 | 130.3659 | 264.066 | 239.4092 | 132.3763 | 132.3763 | 156.4835 | 388.0904 | 63.0338 | 544.7988 | 258.6199 | 437.8356 | 161.233 | 134.8273 | 506.0125 | 115.3633 | 197.7673 | 115.3633 | 305.2649 | 107.3569 | 134.1764 | 76.9997 | 76.9997 | 107.3569 | 351.9123 | 304.363 | 192.6137 | 272.9388 | 133.6626 | 107.3569 | 830.4746 | 219.2818 | 285.9546 | 639.9988 | 1161.741 | 105.8176 | 113.969 | 214.5118 | 426.3734 | 113.969 | 68.1225 | 165.159 | 118.372 | 112.1525 | 141.2801 | 67.9136 | 67.9136 | 110.2604 | 68.3802 | 217.9017 | 294.0926 | 132.2031 | 197.7673 | 127.2435 | 299.3102 | 209.4834 | 132.2031 | 127.2435 | 102.5769 | 359.3113 | 210.7348 | 55.0799 | 35.5555 | 439.3373 | 95.9976 | 347.5281 | 98.5389 | 421.8748 | 1108.665 | 50.4275 | 331.6678 | 359.3113 | 492.0156 | 98.5389 | 39.6575 | 318.9293 | 346.9591 | 233.5702 | 222.5145 | 0 | 102.0889 | 174.2277 | 672.9683 | 0 | 105.8176 | 149.8404 | 240.5741 | 110.6024 | 154.9564 | 216.6502 | 101.3299 | 0 | 0 | 0 | 0 | 0 | 0 | 0 | 0 | 91.9325 | 0 | 180.6846 | 206.2223 | 321.8178 | 204.6322 | 0 | 213.3184 | 72.5268 | 53.7256 | 29.8204 | 1082.82 | 46.1258 | 170.7607 | 66.9181 | 66.9181 | 135.7665 | 43.9972 | 72.5268 | 46.1258 | 43.4936 | 43.4936 | 74.5713 | 0 | 0 | 0 | 0 | 43.9972 | 43.9972 | 43.9972 | 67.4488 | 43.4936 | 142.7544 | 0 | 0 | 33.6189 | 0 | 0 | 0 | 129.6031 | 50.569 | 167.494 | 65.2583 | 69.1345 | 33.6189 | 139.011 | 240.9663 | 42.2726 | 183.8689 | 166.7767 | 733.2176 | 137.0703 | 132.6898 | 168.8051 | 26.3997 | 31.3967 | 31.3967 | 26.3997 | 63.7221 | 102.4484 | 221.8524 | 2573.1674 | 192.9287 | 102.4484 | 96.0948 | 245.4305 | 142.3264 | 116.489 | 120.8124 | 96.0948 | 222.7159 | 93.9237 | 50.569 | 50.569 | 193.4453 | 148.8466 | 0 | 0 | 0 | 31.3967 | 31.3967 | 38.8369 | 0 | 0 | 0 | 0 | 0 | 0 | 26.3997 | 50.569 | 203.2217 | 31.3967 | 41.0761 | 87.7897 | 0 | 0 | 0 | 0 | 0 | 0 | 0 | 0 | 0 | 0 | 0 | 0 | 0 | 0 | 0 | 0 | 0 | 0 | 0 | 0 | 0 | 0 | 0 | 0 | 0 | 0 | 0 | 0 | 0 | 0 | 0 | 0 | 0 | 0 | 0 | 0 | 0 | 0 | 0 | 0 | 0 | 0 | 0 | 0 | 0 | 0 | 0 | 0 | 0 | 0 | 0 | 0 | 0 | 0 | 0 | 0 | 0 | 0 | 0 | 0 | 0 | 0 | 0 | 0 | 0 | 0 | 0 | 0 | 0 | 0 | 0 | 0 | 0 | 0 | 0 | 0 | 0 | 0 | 0 | 0 | 0 | 0 | 0 | 0 | 0 | 0 | 0 | 0 | 0 | 0 | 0 | 0 | 0 | 0 | 0 | 0 | 0 | 0 | 0 | 0 | 0 | 0 | 0 | 0 | 0 | 0 | 0 | 0 | 0 | 2017-01-30 09:00
t0707 | 0 | 153.4472 | 454.6661 | 172.4451 | 51.6573 | 359.9604 | 51.6573 | 562.133 | 89.468 | 89.468 | 2919.8335 | 97.9779 | 95.913 | 401.4731 | 470.9883 | 67.2291 | 95.0374 | 438.7488 | 279.4481 | 393.6545 | 0 | 0 | 564.8623 | 44.2388 | 44.2388 | 44.2388 | 99.4381 | 195.1373 | 308.2621 | 202.8533 | 449.0453 | 115.5198 | 277.2654 | 248.3306 | 332.6787 | 341.4867 | 162.98 | 614.3239 | 434.2535 | 116.1749 | 243.2941 | 345.0996 | 130.7027 | 278.0391 | 567.5528 | 130.7027 | 50.6433 | 348.5971 | 933.674 | 186.9335 | 236.8182 | 119.6378 | 211.3069 | 50.6433 | 202.7288 | 322.3825 | 115.2324 | 452.292 | 45.1945 | 203.7259 | 45.1945 | 130.7027 | 195.1373 | 77.9171 | 567.5528 | 0 | 0 | 0 | 0 | 0 | 0 | 0 | 0 | 195.4427 | 0 | 0 | 0 | 0 | 310.6678 | 346.7801 | 31.4571 | 40.9295 | 322.2652 | 184.5228 | 15.2414 | 102.6163 | 110.2584 | 342.1289 | 186.5834 | 250.0125 | 128.846 | 31.4571 | 395.9704 | 54.874 | 330.8613 | 154.1396 | 185.8736 | 57.4963 | 109.3287 | 644.9028 | 29.7252 | 183.3169 | 191.4156 | 15.2414 | 15.2414 | 84.7034 | 139.9785 | 78.5127 | 156.8703 | 184.55 | 131.644 | 145.602 | 981.1272 | 147.8457 | 102.6163 | 91.5102 | 91.5102 | 40.4252 | 67.1667 | 981.1272 | 523.8648 | 167.4027 | 0 | 0 | 0 | 90.3203 | 110.2584 | 88.8504 | 447.0931 | 109.3287 | 0 | 78.1744 | 67.1667 | 15.2414 | 88.7652 | 34.8672 | 0 | 0 | 0 | 105.2492 | 0 | 0 | 171.752 | 0 | 39.6389 | 0 | 0 | 241.9632 | 93.4472 | 34.8672 | 35.6247 | 35.6247 | 84.7068 | 177.5777 | 250.4403 | 167.0263 | 383.036 | 215.6174 | 137.9846 | 312.7936 | 333.2962 | 196.5226 | 177.2462 | 611.2906 | 219.4852 | 242.9461 | 111.3496 | 103.1994 | 242.6008 | 258.7291 | 94.7299 | 103.1994 | 103.1994 | 203.3938 | 111.3496 | 111.3496 | 111.3496 | 214.3207 | 205.8895 | 220.5718 | 166.6285 | 166.6285 | 132.014 | 249.4729 | 535.1187 | 179.6781 | 142.4126 | 978.0219 | 223.8345 | 142.4126 | 664.194 | 1354.5891 | 186.6265 | 758.24 | 499.2249 | 223.8345 | 140.0789 | 78.3345 | 274.4313 | 63.587 | 63.587 | 63.587 | 207.3304 | 282.5857 | 98.0947 | 132.7357 | 266.3813 | 242.4551 | 134.3144 | 134.3144 | 157.7275 | 394.6191 | 63.587 | 547.5337 | 261.5863 | 442.6595 | 163.1409 | 135.9771 | 508.6791 | 116.235 | 201.4123 | 116.235 | 308.0564 | 107.9249 | 135.8617 | 77.9171 | 77.9171 | 107.9249 | 359.0538 | 309.3816 | 194.2229 | 274.5916 | 135.749 | 107.9249 | 849.1102 | 221.5799 | 288.2417 | 645.5686 | 1174.6253 | 106.9343 | 115.3192 | 214.9842 | 429.7378 | 115.3192 | 68.5139 | 166.3479 | 119.9333 | 113.0906 | 141.8071 | 68.6 | 68.6 | 111.5538 | 68.7501 | 220.2306 | 297.4215 | 133.0988 | 201.4123 | 128.3045 | 301.4422 | 211.7472 | 133.0988 | 128.3045 | 102.7559 | 361.6813 | 213.3175 | 55.9248 | 35.5997 | 442.9667 | 96.4662 | 349.1297 | 98.9585 | 425.2306 | 1124.0774 | 50.7359 | 332.3395 | 361.6813 | 495.197 | 98.9585 | 39.6389 | 330.3057 | 348.5718 | 237.0425 | 226.9488 | 0 | 103.1994 | 175.6322 | 682.7271 | 0 | 106.9343 | 151.0265 | 242.6008 | 111.6475 | 154.6115 | 218.6902 | 101.6382 | 0 | 0 | 0 | 0 | 0 | 0 | 0 | 0 | 93.4472 | 0 | 182.9104 | 211.3011 | 324.0967 | 206.4695 | 0 | 213.9488 | 72.1998 | 53.9105 | 29.7252 | 1084.9348 | 46.4854 | 171.3656 | 66.8186 | 66.8186 | 135.0345 | 44.0004 | 72.1998 | 46.4854 | 43.49 | 43.49 | 74.6725 | 0 | 0 | 0 | 0 | 44.0004 | 44.0004 | 44.0004 | 67.612 | 43.49 | 143.214 | 0 | 0 | 33.7911 | 0 | 0 | 0 | 129.8606 | 51.3153 | 168.1693 | 66.5765 | 69.4142 | 33.7911 | 140.6594 | 241.769 | 42.4066 | 186.4246 | 168.0359 | 741.3809 | 138.2015 | 133.8283 | 169.9658 | 26.619 | 31.665 | 31.665 | 26.619 | 63.762 | 102.9792 | 222.9189 | 2597.7704 | 192.9108 | 102.9792 | 96.7282 | 246.7672 | 142.4093 | 116.2598 | 120.749 | 96.7282 | 222.9939 | 94.5315 | 51.3153 | 51.3153 | 194.0156 | 149.3595 | 0 | 0 | 0 | 31.665 | 31.665 | 38.8916 | 0 | 0 | 0 | 0 | 0 | 0 | 26.619 | 51.3153 | 204.0065 | 31.665 | 41.3665 | 87.7243 | 0 | 0 | 0 | 0 | 0 | 0 | 0 | 0 | 0 | 0 | 0 | 0 | 0 | 0 | 0 | 0 | 0 | 0 | 0 | 0 | 0 | 0 | 0 | 0 | 0 | 0 | 0 | 0 | 0 | 0 | 0 | 0 | 0 | 0 | 0 | 0 | 0 | 0 | 0 | 0 | 0 | 0 | 0 | 0 | 0 | 0 | 0 | 0 | 0 | 0 | 0 | 0 | 0 | 0 | 0 | 0 | 0 | 0 | 0 | 0 | 0 | 0 | 0 | 0 | 0 | 0 | 0 | 0 | 0 | 0 | 0 | 0 | 0 | 0 | 0 | 0 | 0 | 0 | 0 | 0 | 0 | 0 | 0 | 0 | 0 | 0 | 0 | 0 | 0 | 0 | 0 | 0 | 0 | 0 | 0 | 0 | 0 | 0 | 0 | 0 | 0 | 0 | 0 | 0 | 0 | 0 | 0 | 0 | 0 | 2017-01-30 10:00
t0708 | 0 | 151.8521 | 454.6052 | 170.2719 | 51.7406 | 360.2947 | 51.7406 | 541.693 | 89.7215 | 89.7215 | 2927.1508 | 98.614 | 94.7884 | 395.8597 | 464.157 | 66.0943 | 94.5082 | 435.5856 | 277.9626 | 385.5891 | 0 | 0 | 564.5291 | 43.8576 | 43.8576 | 43.8576 | 98.1463 | 193.0598 | 302.3036 | 204.2336 | 447.4378 | 115.2281 | 272.5893 | 243.7288 | 329.466 | 339.7357 | 160.7252 | 596.7951 | 427.6659 | 114.8149 | 238.0968 | 342.5883 | 128.9801 | 274.4448 | 562.0637 | 128.9801 | 49.897 | 344.618 | 921.6216 | 183.6444 | 235.6527 | 118.8401 | 208.0977 | 49.897 | 200.2713 | 316.233 | 113.596 | 450.5393 | 45.0025 | 199.8153 | 45.0025 | 128.9801 | 193.0598 | 77.211 | 562.0637 | 0 | 0 | 0 | 0 | 0 | 0 | 0 | 0 | 193.4096 | 0 | 0 | 0 | 0 | 307.8264 | 343.9488 | 31.0867 | 40.8975 | 323.2811 | 183.0809 | 15.1975 | 102.256 | 109.5734 | 340.6941 | 184.9576 | 247.5566 | 129.192 | 31.0867 | 398.0456 | 54.6418 | 329.8654 | 153.556 | 184.2347 | 57.1523 | 108.7032 | 644.8627 | 29.8074 | 181.9856 | 190.9905 | 15.1975 | 15.1975 | 84.8368 | 138.4765 | 78.102 | 156.1513 | 182.9912 | 133.0716 | 148.3863 | 991.8782 | 148.3746 | 102.256 | 90.8107 | 90.8107 | 40.2451 | 67.621 | 991.8782 | 526.3059 | 165.582 | 0 | 0 | 0 | 89.5037 | 109.5734 | 88.1247 | 446.0157 | 108.7032 | 0 | 77.5153 | 67.621 | 15.1975 | 89.1602 | 34.9844 | 0 | 0 | 0 | 104.5452 | 0 | 0 | 171.0017 | 0 | 39.6475 | 0 | 0 | 240.1021 | 91.8042 | 34.9844 | 35.4113 | 35.4113 | 84.7485 | 177.4361 | 250.9867 | 166.359 | 381.891 | 213.5831 | 137.3917 | 310.6773 | 334.3575 | 196.7743 | 176.3627 | 617.1758 | 218.0735 | 243.7765 | 110.6126 | 102.4951 | 242.2738 | 258.9114 | 94.6753 | 102.4951 | 102.4951 | 204.415 | 110.6126 | 110.6126 | 110.6126 | 214.5989 | 204.631 | 221.4229 | 166.4339 | 166.4339 | 132.0066 | 251.3605 | 532.1738 | 177.2758 | 143.1889 | 989.7381 | 223.0555 | 143.1889 | 674.6022 | 1363.1989 | 187.3666 | 762.2983 | 498.4522 | 223.0555 | 140.28 | 78.1686 | 275.2053 | 63.0967 | 63.0967 | 63.0967 | 207.4773 | 285.0093 | 98.6587 | 129.982 | 264.7432 | 239.7031 | 132.6256 | 132.6256 | 157.3464 | 387.3029 | 63.0967 | 548.8725 | 259.1588 | 438.8041 | 161.446 | 134.8412 | 514.1349 | 115.744 | 198.1988 | 115.744 | 307.5852 | 108.141 | 134.9942 | 77.211 | 77.211 | 108.141 | 352.9882 | 304.9442 | 194.0567 | 275.2254 | 134.0797 | 108.141 | 832.8011 | 219.7283 | 289.6603 | 647.799 | 1185.5587 | 106.0489 | 114.1725 | 215.7909 | 429.0885 | 114.1725 | 68.1119 | 165.987 | 118.5761 | 112.4152 | 141.8345 | 68.1999 | 68.1999 | 110.7629 | 68.6955 | 220.8588 | 295.9683 | 132.5528 | 198.1988 | 127.9481 | 302.4542 | 209.8023 | 132.5528 | 127.9481 | 102.7575 | 364.1017 | 211.5298 | 54.9229 | 35.5274 | 440.0446 | 96.2094 | 349.6682 | 98.8268 | 421.6867 | 1119.1381 | 50.3651 | 331.3385 | 364.1017 | 497.1905 | 98.8268 | 39.6475 | 318.2445 | 348.8873 | 234.7399 | 222.6549 | 0 | 102.4951 | 174.1393 | 688.0558 | 0 | 106.0489 | 150.5554 | 242.2738 | 111.8034 | 154.9895 | 216.8016 | 101.7604 | 0 | 0 | 0 | 0 | 0 | 0 | 0 | 0 | 91.8042 | 0 | 180.9432 | 205.6508 | 325.5313 | 206.7231 | 0 | 214.3323 | 72.9626 | 53.836 | 29.8074 | 1096.5594 | 46.1884 | 172.7934 | 67.1597 | 67.1597 | 136.7058 | 44.237 | 72.9626 | 46.1884 | 43.4917 | 43.4917 | 74.681 | 0 | 0 | 0 | 0 | 44.237 | 44.237 | 44.237 | 67.6442 | 43.4917 | 143.1436 | 0 | 0 | 34.0364 | 0 | 0 | 0 | 130.1081 | 50.6596 | 168.6175 | 65.5947 | 69.3506 | 34.0364 | 139.1138 | 244.1581 | 42.2715 | 184.524 | 167.767 | 740.2419 | 137.4253 | 133.0489 | 169.4924 | 26.4906 | 31.4603 | 31.4603 | 26.4906 | 64.0926 | 103.0278 | 222.5118 | 2618.411 | 194.7104 | 103.0278 | 96.6716 | 249.6524 | 143.231 | 116.7275 | 121.6087 | 96.6716 | 224.5482 | 94.8542 | 50.6596 | 50.6596 | 194.0742 | 150.468 | 0 | 0 | 0 | 31.4603 | 31.4603 | 39.0063 | 0 | 0 | 0 | 0 | 0 | 0 | 26.4906 | 50.6596 | 204.8702 | 31.4603 | 41.1996 | 88.0013 | 0 | 0 | 0 | 0 | 0 | 0 | 0 | 0 | 0 | 0 | 0 | 0 | 0 | 0 | 0 | 0 | 0 | 0 | 0 | 0 | 0 | 0 | 0 | 0 | 0 | 0 | 0 | 0 | 0 | 0 | 0 | 0 | 0 | 0 | 0 | 0 | 0 | 0 | 0 | 0 | 0 | 0 | 0 | 0 | 0 | 0 | 0 | 0 | 0 | 0 | 0 | 0 | 0 | 0 | 0 | 0 | 0 | 0 | 0 | 0 | 0 | 0 | 0 | 0 | 0 | 0 | 0 | 0 | 0 | 0 | 0 | 0 | 0 | 0 | 0 | 0 | 0 | 0 | 0 | 0 | 0 | 0 | 0 | 0 | 0 | 0 | 0 | 0 | 0 | 0 | 0 | 0 | 0 | 0 | 0 | 0 | 0 | 0 | 0 | 0 | 0 | 0 | 0 | 0 | 0 | 0 | 0 | 0 | 0 | 2017-01-30 11:00
t0709 | 0 | 151.5843 | 452.444 | 171.3083 | 51.7989 | 359.0919 | 51.7989 | 549.9247 | 88.1905 | 88.1905 | 2841.6948 | 97.8825 | 95.7602 | 395.2696 | 467.5155 | 66.9754 | 94.8345 | 436.4951 | 278.5908 | 389.4885 | 0 | 0 | 560.6611 | 44.183 | 44.183 | 44.183 | 98.6546 | 193.6764 | 304.744 | 198.2554 | 443.3341 | 114.997 | 274.7781 | 246.0029 | 331.4221 | 340.2067 | 162.3136 | 602.1235 | 426.0501 | 115.4941 | 240.2683 | 341.8182 | 129.4399 | 275.4607 | 552.5573 | 129.4399 | 50.6437 | 346.3162 | 925.2517 | 185.2002 | 234.4474 | 119.4887 | 209.5636 | 50.6437 | 201.8276 | 319.2965 | 114.6915 | 447.9146 | 45.242 | 201.6422 | 45.242 | 129.4399 | 193.6764 | 77.4263 | 552.5573 | 0 | 0 | 0 | 0 | 0 | 0 | 0 | 0 | 194.5266 | 0 | 0 | 0 | 0 | 308.3581 | 345.7982 | 31.5068 | 41.5025 | 321.9522 | 185.2116 | 15.3394 | 103.2235 | 111.334 | 339.9325 | 185.4706 | 248.8514 | 129.5758 | 31.5068 | 393.0413 | 55.3204 | 329.7679 | 155.1384 | 186.4155 | 57.8768 | 109.7961 | 642.0359 | 30.1461 | 183.6486 | 192.4101 | 15.3394 | 15.3394 | 85.0071 | 139.3981 | 78.8618 | 157.5896 | 183.8046 | 130.8347 | 143.9407 | 973.3002 | 149.5473 | 103.2235 | 91.9038 | 91.9038 | 40.6629 | 67.5712 | 973.3002 | 520.96 | 167.9962 | 0 | 0 | 0 | 90.7603 | 111.334 | 89.0923 | 447.4426 | 109.7961 | 0 | 78.4506 | 67.5712 | 15.3394 | 88.6289 | 35.0049 | 0 | 0 | 0 | 105.0752 | 0 | 0 | 171.5169 | 0 | 40.0694 | 0 | 0 | 241.4866 | 92.8123 | 35.0049 | 35.6903 | 35.6903 | 85.8716 | 178.0358 | 250.3935 | 167.5864 | 378.9089 | 214.5896 | 137.6604 | 312.1825 | 329.103 | 196.7295 | 177.1679 | 597.988 | 218.4767 | 243.7304 | 110.144 | 102.5279 | 240.8583 | 259.8749 | 94.849 | 102.5279 | 102.5279 | 202.6162 | 110.144 | 110.144 | 110.144 | 214.5308 | 204.272 | 220.7867 | 166.8752 | 166.8752 | 132.0279 | 247.4959 | 532.0115 | 177.3908 | 142.4366 | 950.3299 | 221.8423 | 142.4366 | 652.938 | 1325.4021 | 187.5294 | 750.8493 | 496.5876 | 221.8423 | 139.3065 | 78.3552 | 276.228 | 63.5295 | 63.5295 | 63.5295 | 208.3121 | 281.4518 | 98.7914 | 131.8099 | 265.6842 | 241.1146 | 133.1916 | 133.1916 | 156.9465 | 392.0599 | 63.5295 | 545.4215 | 260.2565 | 440.5685 | 162.3824 | 136.0253 | 501.7656 | 115.9934 | 198.8277 | 115.9934 | 305.4171 | 107.4968 | 134.4107 | 77.4263 | 77.4263 | 107.4968 | 353.377 | 306.1597 | 192.7518 | 272.9437 | 134.2866 | 107.4968 | 833.9475 | 220.7076 | 284.4388 | 637.0984 | 1145.4271 | 106.4873 | 114.7225 | 215.1915 | 427.2345 | 114.7225 | 68.7707 | 165.7546 | 119.1432 | 112.873 | 142.0205 | 68.1943 | 68.1943 | 110.6522 | 68.6722 | 216.5268 | 294.5593 | 133.0339 | 198.8277 | 127.6106 | 298.5705 | 210.9565 | 133.0339 | 127.6106 | 103.3856 | 357.3202 | 211.6534 | 55.7035 | 35.9385 | 442.522 | 96.6699 | 348.4513 | 99.1584 | 425.9101 | 1106.2997 | 50.9656 | 335.2836 | 357.3202 | 490.8322 | 99.1584 | 40.0694 | 321.493 | 348.1101 | 234.1935 | 224.0493 | 0 | 102.5279 | 175.9039 | 661.8047 | 0 | 106.4873 | 150.4077 | 240.8583 | 110.2541 | 156.5196 | 218.4086 | 101.8332 | 0 | 0 | 0 | 0 | 0 | 0 | 0 | 0 | 92.8123 | 0 | 181.9398 | 208.3032 | 320.6549 | 204.1446 | 0 | 214.2607 | 72.8129 | 54.1203 | 30.1461 | 1078.2115 | 46.4759 | 170.149 | 67.3351 | 67.3351 | 136.1799 | 44.1733 | 72.8129 | 46.4759 | 43.9332 | 43.9332 | 75.1866 | 0 | 0 | 0 | 0 | 44.1733 | 44.1733 | 44.1733 | 67.8901 | 43.9332 | 143.701 | 0 | 0 | 33.4727 | 0 | 0 | 0 | 130.314 | 50.8849 | 167.8488 | 65.3789 | 69.5554 | 33.4727 | 140.0913 | 239.7509 | 42.6821 | 184.676 | 167.1999 | 731.7946 | 137.915 | 133.4852 | 169.5969 | 26.5373 | 31.6088 | 31.6088 | 26.5373 | 63.947 | 102.7703 | 223.2199 | 2545.8439 | 192.8949 | 102.7703 | 96.3431 | 243.0525 | 142.7438 | 117.4236 | 121.1517 | 96.3431 | 222.8889 | 93.7613 | 50.8849 | 50.8849 | 194.622 | 148.4821 | 0 | 0 | 0 | 31.6088 | 31.6088 | 39.0328 | 0 | 0 | 0 | 0 | 0 | 0 | 26.5373 | 50.8849 | 203.3401 | 31.6088 | 41.3162 | 88.4454 | 0 | 0 | 0 | 0 | 0 | 0 | 0 | 0 | 0 | 0 | 0 | 0 | 0 | 0 | 0 | 0 | 0 | 0 | 0 | 0 | 0 | 0 | 0 | 0 | 0 | 0 | 0 | 0 | 0 | 0 | 0 | 0 | 0 | 0 | 0 | 0 | 0 | 0 | 0 | 0 | 0 | 0 | 0 | 0 | 0 | 0 | 0 | 0 | 0 | 0 | 0 | 0 | 0 | 0 | 0 | 0 | 0 | 0 | 0 | 0 | 0 | 0 | 0 | 0 | 0 | 0 | 0 | 0 | 0 | 0 | 0 | 0 | 0 | 0 | 0 | 0 | 0 | 0 | 0 | 0 | 0 | 0 | 0 | 0 | 0 | 0 | 0 | 0 | 0 | 0 | 0 | 0 | 0 | 0 | 0 | 0 | 0 | 0 | 0 | 0 | 0 | 0 | 0 | 0 | 0 | 0 | 0 | 0 | 0 | 2017-01-30 12:00
t0710 | 0 | 153.6828 | 443.5755 | 175.6108 | 50.6919 | 351.195 | 50.6919 | 607.6832 | 84.989 | 84.989 | 2719.4789 | 93.8281 | 98.1256 | 405.2353 | 482.3171 | 69.8111 | 95.0156 | 439.1891 | 278.7143 | 409.7114 | 0 | 0 | 549.7437 | 44.7817 | 44.7817 | 44.7817 | 101.2017 | 197.0521 | 319.129 | 187.07 | 438.169 | 113.775 | 285.6199 | 257.1629 | 336.696 | 339.9881 | 167.3494 | 648.3803 | 437.8409 | 118.0629 | 253.2793 | 343.1438 | 132.7423 | 282.293 | 554.1052 | 132.7423 | 52.4953 | 353.5143 | 948.2694 | 192.9744 | 233.2544 | 120.258 | 216.6227 | 52.4953 | 206.784 | 334.3867 | 118.3654 | 443.9995 | 45.1944 | 211.19 | 45.1944 | 132.7423 | 197.0521 | 78.3784 | 554.1052 | 0 | 0 | 0 | 0 | 0 | 0 | 0 | 0 | 198.0523 | 0 | 0 | 0 | 0 | 312.043 | 349.5996 | 32.3463 | 41.2508 | 312.5405 | 187.7038 | 15.2952 | 103.1305 | 112.5657 | 338.0171 | 187.549 | 252.8399 | 126.5299 | 32.3463 | 376.982 | 55.4852 | 327.0876 | 155.2037 | 189.5171 | 58.3662 | 110.4733 | 629.4542 | 29.5817 | 185.5506 | 191.2556 | 15.2952 | 15.2952 | 83.2449 | 142.1346 | 79.2153 | 157.9386 | 185.8879 | 122.9025 | 130.3283 | 912.7331 | 146.0742 | 103.1305 | 93.1131 | 93.1131 | 40.7642 | 64.9988 | 912.7331 | 501.3882 | 172.107 | 0 | 0 | 0 | 92.444 | 112.5657 | 90.3542 | 443.9061 | 110.4733 | 0 | 79.6732 | 64.9988 | 15.2952 | 85.5875 | 34.0601 | 0 | 0 | 0 | 105.7351 | 0 | 0 | 171.1695 | 0 | 39.6087 | 0 | 0 | 243.8434 | 96.8288 | 34.0601 | 35.8955 | 35.8955 | 84.9448 | 175.7732 | 244.0802 | 167.4803 | 374.1119 | 217.7089 | 137.2663 | 314.1767 | 317.0788 | 192.5624 | 177.3029 | 558.3121 | 219.2714 | 236.9939 | 110.2193 | 102.9347 | 236.8759 | 255.4402 | 93.4928 | 102.9347 | 102.9347 | 194.9533 | 110.2193 | 110.2193 | 110.2193 | 209.9638 | 204.3869 | 214.0269 | 164.8705 | 164.8705 | 129.7992 | 235.1867 | 531.7605 | 181.735 | 137.1787 | 874.7372 | 219.6838 | 137.1787 | 597.0597 | 1253.8044 | 182.1566 | 718.7528 | 489.3078 | 219.6838 | 135.7219 | 77.6283 | 269.7462 | 64.1927 | 64.1927 | 64.1927 | 204.7924 | 267.1117 | 95.4589 | 139.032 | 266.6814 | 246.2076 | 136.3906 | 136.3906 | 155.1763 | 410.4706 | 64.1927 | 529.9227 | 263.8448 | 445.813 | 165.3213 | 137.8618 | 469.1325 | 115.649 | 205.5826 | 115.649 | 300.3156 | 104.609 | 134.3985 | 78.3784 | 78.3784 | 104.609 | 366.0251 | 315.1532 | 189.1706 | 264.9657 | 137.192 | 104.609 | 870.0086 | 223.1491 | 272.1118 | 612.9688 | 1068.4399 | 107.6205 | 116.577 | 208.6849 | 420.7747 | 116.577 | 69.2107 | 163.8718 | 121.5735 | 113.2688 | 139.613 | 68.24 | 68.24 | 111.0972 | 67.6469 | 208.3048 | 293.0901 | 132.7037 | 205.5826 | 126.3056 | 288.0409 | 213.954 | 132.7037 | 126.3056 | 101.984 | 339.7575 | 213.5427 | 58.2674 | 35.7886 | 445.3176 | 96.0701 | 340.1064 | 98.0577 | 431.9306 | 1094.6807 | 51.5808 | 334.9462 | 339.7575 | 472.5336 | 98.0577 | 39.6087 | 354.6624 | 340.7136 | 236.8635 | 234.1212 | 0 | 102.9347 | 178.4917 | 618.498 | 0 | 107.6205 | 149.1749 | 236.8759 | 106.9604 | 153.6007 | 221.3782 | 99.7582 | 0 | 0 | 0 | 0 | 0 | 0 | 0 | 0 | 96.8288 | 0 | 185.4086 | 223.5302 | 307.8651 | 198.3264 | 0 | 209.3751 | 69.1512 | 53.5892 | 29.5817 | 1013.3218 | 46.7558 | 161.2982 | 65.2462 | 65.2462 | 128.439 | 42.6568 | 69.1512 | 46.7558 | 43.4392 | 43.4392 | 74.1741 | 0 | 0 | 0 | 0 | 42.6568 | 42.6568 | 42.6568 | 66.7753 | 43.4392 | 141.7849 | 0 | 0 | 31.8137 | 0 | 0 | 0 | 127.4488 | 52.1446 | 163.1445 | 67.119 | 68.679 | 31.8137 | 142.982 | 225.722 | 42.6076 | 187.3891 | 164.8119 | 717.6537 | 138.2073 | 133.8314 | 168.1929 | 26.5011 | 31.7792 | 31.7792 | 26.5011 | 61.7562 | 100.7059 | 221.056 | 2395.842 | 183.0179 | 100.7059 | 94.6664 | 226.1426 | 137.5011 | 114.4023 | 116.1818 | 94.6664 | 213.3382 | 90.5158 | 52.1446 | 52.1446 | 191.4338 | 141.3697 | 0 | 0 | 0 | 31.7792 | 31.7792 | 38.0298 | 0 | 0 | 0 | 0 | 0 | 0 | 26.5011 | 52.1446 | 196.3057 | 31.7792 | 41.1858 | 86.351 | 0 | 0 | 0 | 0 | 0 | 0 | 0 | 0 | 0 | 0 | 0 | 0 | 0 | 0 | 0 | 0 | 0 | 0 | 0 | 0 | 0 | 0 | 0 | 0 | 0 | 0 | 0 | 0 | 0 | 0 | 0 | 0 | 0 | 0 | 0 | 0 | 0 | 0 | 0 | 0 | 0 | 0 | 0 | 0 | 0 | 0 | 0 | 0 | 0 | 0 | 0 | 0 | 0 | 0 | 0 | 0 | 0 | 0 | 0 | 0 | 0 | 0 | 0 | 0 | 0 | 0 | 0 | 0 | 0 | 0 | 0 | 0 | 0 | 0 | 0 | 0 | 0 | 0 | 0 | 0 | 0 | 0 | 0 | 0 | 0 | 0 | 0 | 0 | 0 | 0 | 0 | 0 | 0 | 0 | 0 | 0 | 0 | 0 | 0 | 0 | 0 | 0 | 0 | 0 | 0 | 0 | 0 | 0 | 0 | 2017-01-30 13:00
t0711 | 0 | 155.2575 | 436.9479 | 177.6407 | 49.5424 | 344.6872 | 49.5424 | 646.1247 | 83.5969 | 83.5969 | 2695.6543 | 90.869 | 98.8243 | 413.0094 | 489.8862 | 71.0866 | 94.5425 | 439.1835 | 277.3198 | 421.5236 | 0 | 0 | 542.812 | 44.8158 | 44.8158 | 44.8158 | 102.5199 | 198.6647 | 327.7882 | 183.1886 | 436.6761 | 112.6319 | 291.6497 | 263.4609 | 338.1084 | 338.2783 | 169.4574 | 679.9677 | 448.1077 | 119.1723 | 261.2567 | 344.0008 | 134.6509 | 286.152 | 563.4649 | 134.6509 | 53.1314 | 356.7638 | 961.0659 | 197.3484 | 232.769 | 119.8733 | 220.4129 | 53.1314 | 208.7369 | 342.9554 | 119.9795 | 442.0266 | 44.77 | 216.7269 | 44.77 | 134.6509 | 198.6647 | 78.7207 | 563.4649 | 0 | 0 | 0 | 0 | 0 | 0 | 0 | 0 | 199.2752 | 0 | 0 | 0 | 0 | 313.6513 | 349.8393 | 32.5248 | 40.2913 | 305.0022 | 187.0462 | 15.0656 | 101.7433 | 111.4542 | 336.1455 | 188.2021 | 254.1029 | 123.1775 | 32.5248 | 367.4059 | 54.7582 | 323.9228 | 153.1598 | 189.3168 | 57.8572 | 109.5851 | 619.8055 | 28.6671 | 184.8812 | 188.2387 | 15.0656 | 15.0656 | 81.3278 | 143.0632 | 78.4915 | 156.2736 | 186.2419 | 118.1256 | 123.0001 | 877.8739 | 141.4921 | 101.7433 | 92.7271 | 92.7271 | 40.2963 | 62.6796 | 877.8739 | 488.8164 | 172.5724 | 0 | 0 | 0 | 92.2926 | 111.4542 | 90.1498 | 438.0968 | 109.5851 | 0 | 79.5012 | 62.6796 | 15.0656 | 83.3033 | 33.1372 | 0 | 0 | 0 | 105.4243 | 0 | 0 | 169.8231 | 0 | 38.6658 | 0 | 0 | 243.6648 | 98.8879 | 33.1372 | 35.6724 | 35.6724 | 82.75 | 172.7096 | 238.6119 | 165.6183 | 371.9756 | 218.6418 | 136.2373 | 313.3526 | 311.3485 | 188.501 | 176.0474 | 542.7972 | 218.8564 | 230.6289 | 110.4258 | 102.9288 | 234.2407 | 249.9259 | 91.8834 | 102.9288 | 102.9288 | 189.7333 | 110.4258 | 110.4258 | 110.4258 | 205.5354 | 204.2257 | 208.3183 | 162.2206 | 162.2206 | 127.4984 | 228.0412 | 530.0851 | 184.7264 | 133.0923 | 848.6811 | 218.4333 | 133.0923 | 570.2916 | 1228.3049 | 176.8966 | 701.2045 | 483.5766 | 218.4333 | 133.2789 | 76.5856 | 262.3995 | 64.1116 | 64.1116 | 64.1116 | 200.3378 | 257.8392 | 92.2175 | 142.8261 | 265.7403 | 248.3035 | 138.0917 | 138.0917 | 153.6167 | 419.8711 | 64.1116 | 518.7573 | 264.9385 | 447.063 | 166.3344 | 137.7745 | 452.8407 | 114.7482 | 210.0085 | 114.7482 | 297.3135 | 102.5119 | 134.5748 | 78.7207 | 78.7207 | 102.5119 | 375.1792 | 320.5309 | 186.9068 | 259.7606 | 139.0114 | 102.5119 | 896.6014 | 223.5211 | 266.2299 | 601.7012 | 1041.355 | 107.7974 | 117.2208 | 203.1685 | 415.9348 | 117.2208 | 68.694 | 162.0189 | 122.6704 | 112.7861 | 136.9623 | 68.0751 | 68.0751 | 111.2459 | 66.5981 | 205.1707 | 292.3972 | 131.5248 | 210.0085 | 125.1633 | 282.255 | 214.6441 | 131.5248 | 125.1633 | 99.844 | 330.8496 | 214.3559 | 59.452 | 35.1306 | 443.7707 | 94.7969 | 333.2691 | 96.488 | 431.3556 | 1094.6886 | 51.326 | 329.5877 | 330.8496 | 462.1635 | 96.488 | 38.6658 | 378.2381 | 334.2239 | 238.9515 | 240.4738 | 0 | 102.9288 | 178.3184 | 606.9799 | 0 | 107.7974 | 147.8286 | 234.2407 | 105.442 | 149.0968 | 221.5575 | 97.6264 | 0 | 0 | 0 | 0 | 0 | 0 | 0 | 0 | 98.8879 | 0 | 186.7456 | 232.9759 | 301.129 | 195.453 | 0 | 204.6833 | 66.0022 | 52.6852 | 28.6671 | 974.27 | 46.5537 | 156.0462 | 63.1033 | 63.1033 | 122.0514 | 41.3116 | 66.0022 | 46.5537 | 42.4361 | 42.4361 | 72.5734 | 0 | 0 | 0 | 0 | 41.3116 | 41.3116 | 41.3116 | 65.3775 | 42.4361 | 139.1613 | 0 | 0 | 30.8941 | 0 | 0 | 0 | 124.4286 | 52.8168 | 159.4625 | 68.6032 | 67.5187 | 30.8941 | 143.9808 | 217.7106 | 41.993 | 188.9487 | 162.873 | 712.1843 | 137.528 | 133.2658 | 166.3852 | 26.3416 | 31.6733 | 31.6733 | 26.3416 | 59.8672 | 98.9188 | 217.8256 | 2336.3363 | 175.983 | 98.9188 | 93.2981 | 217.9478 | 133.1546 | 110.7876 | 112.0998 | 93.2981 | 206.3256 | 88.6201 | 52.8168 | 52.8168 | 187.5943 | 136.9707 | 0 | 0 | 0 | 31.6733 | 31.6733 | 37.0396 | 0 | 0 | 0 | 0 | 0 | 0 | 26.3416 | 52.8168 | 191.3365 | 31.6733 | 40.8298 | 83.8631 | 0 | 0 | 0 | 0 | 0 | 0 | 0 | 0 | 0 | 0 | 0 | 0 | 0 | 0 | 0 | 0 | 0 | 0 | 0 | 0 | 0 | 0 | 0 | 0 | 0 | 0 | 0 | 0 | 0 | 0 | 0 | 0 | 0 | 0 | 0 | 0 | 0 | 0 | 0 | 0 | 0 | 0 | 0 | 0 | 0 | 0 | 0 | 0 | 0 | 0 | 0 | 0 | 0 | 0 | 0 | 0 | 0 | 0 | 0 | 0 | 0 | 0 | 0 | 0 | 0 | 0 | 0 | 0 | 0 | 0 | 0 | 0 | 0 | 0 | 0 | 0 | 0 | 0 | 0 | 0 | 0 | 0 | 0 | 0 | 0 | 0 | 0 | 0 | 0 | 0 | 0 | 0 | 0 | 0 | 0 | 0 | 0 | 0 | 0 | 0 | 0 | 0 | 0 | 0 | 0 | 0 | 0 | 0 | 0 | 2017-01-30 14:00
t0712 | 0 | 152.2259 | 432.4125 | 172.841 | 48.8355 | 340.9398 | 48.8355 | 616.9594 | 83.8212 | 83.8212 | 2732.1221 | 90.574 | 95.882 | 403.9668 | 475.7003 | 68.6113 | 92.5755 | 430.0957 | 271.8645 | 407.0838 | 0 | 0 | 537.9894 | 43.6589 | 43.6589 | 43.6589 | 99.8 | 193.9706 | 317.2484 | 186.3731 | 432.7576 | 111.017 | 282.658 | 254.8515 | 329.5777 | 331.9066 | 164.2674 | 654.5758 | 438.7835 | 116.0282 | 252.3823 | 338.0846 | 131.2334 | 278.8999 | 559.6982 | 131.2334 | 51.2738 | 347.6873 | 936.5412 | 191.1224 | 229.6722 | 117.1044 | 213.9808 | 51.2738 | 202.8792 | 331.5612 | 116.3033 | 436.7175 | 43.806 | 209.6007 | 43.806 | 131.2334 | 193.9706 | 76.9595 | 559.6982 | 0 | 0 | 0 | 0 | 0 | 0 | 0 | 0 | 194.1876 | 0 | 0 | 0 | 0 | 306.8855 | 341.4723 | 31.4734 | 39.1924 | 302.3656 | 181.6762 | 14.7038 | 99.2517 | 107.9608 | 331.0242 | 184.0331 | 247.8099 | 121.3118 | 31.4734 | 367.5839 | 53.2626 | 318.7101 | 149.2788 | 183.7467 | 56.2074 | 106.7076 | 613.2045 | 28.0282 | 179.9992 | 184.0895 | 14.7038 | 14.7038 | 80.1037 | 139.2848 | 76.4734 | 152.3803 | 181.8958 | 119.1879 | 126.6837 | 887.4714 | 138.8293 | 99.2517 | 90.0445 | 90.0445 | 39.2571 | 62.1106 | 887.4714 | 487.7654 | 166.9341 | 0 | 0 | 0 | 89.4062 | 107.9608 | 87.5911 | 429.9327 | 106.7076 | 0 | 77.1647 | 62.1106 | 14.7038 | 82.7974 | 32.719 | 0 | 0 | 0 | 103.021 | 0 | 0 | 166.4768 | 0 | 37.7674 | 0 | 0 | 237.8286 | 95.5828 | 32.719 | 34.7928 | 34.7928 | 80.6605 | 169.6417 | 236.0216 | 161.7978 | 368.3575 | 213.3663 | 133.678 | 306.2517 | 311.8895 | 185.9898 | 172.287 | 554.5992 | 214.4743 | 227.8837 | 108.7535 | 100.9714 | 231.8329 | 245.6553 | 90.3845 | 100.9714 | 100.9714 | 189.1447 | 108.7535 | 108.7535 | 108.7535 | 202.8156 | 200.7812 | 206.3941 | 159.4002 | 159.4002 | 125.6435 | 229.1616 | 520.7151 | 180.4385 | 132.2973 | 876.5075 | 215.7964 | 132.2973 | 586.6376 | 1247.3566 | 174.6936 | 703.1732 | 477.6705 | 215.7964 | 132.2955 | 75.2247 | 258.2795 | 62.5191 | 62.5191 | 62.5191 | 196.8635 | 258.6209 | 91.1436 | 137.5019 | 260.0955 | 241.808 | 134.5587 | 134.5587 | 151.4948 | 405.2268 | 62.5191 | 515.0065 | 258.6707 | 436.7132 | 162.0858 | 134.0899 | 460.0333 | 112.5788 | 204.4139 | 112.5788 | 294.528 | 101.7086 | 132.5668 | 76.9595 | 76.9595 | 101.7086 | 365.5829 | 312.0802 | 185.1911 | 258.316 | 135.774 | 101.7086 | 872.328 | 218.3149 | 267.621 | 603.3122 | 1066.508 | 105.3194 | 114.3481 | 201.2596 | 411.0711 | 114.3481 | 66.9055 | 159.6511 | 119.5705 | 110.3548 | 134.8578 | 66.8451 | 66.8451 | 109.2321 | 65.6251 | 206.1992 | 288.4272 | 128.8878 | 204.4139 | 123.4147 | 282.0514 | 209.3615 | 128.8878 | 123.4147 | 97.8917 | 333.2407 | 210.0287 | 57.3119 | 34.2402 | 433.4773 | 92.89 | 329.8282 | 94.7432 | 419.4014 | 1086.3886 | 49.8554 | 320.9539 | 333.2407 | 462.0447 | 94.7432 | 37.7674 | 362.3998 | 330.2636 | 234.4939 | 233.1179 | 0 | 100.9714 | 173.3434 | 623.3324 | 0 | 105.3194 | 145.5242 | 231.8329 | 105.3049 | 145.9331 | 215.8378 | 96.2413 | 0 | 0 | 0 | 0 | 0 | 0 | 0 | 0 | 95.5828 | 0 | 181.9797 | 223.8212 | 301.7438 | 194.9342 | 0 | 202.0461 | 65.6654 | 51.6457 | 28.0282 | 982.8515 | 45.4572 | 156.8998 | 62.2701 | 62.2701 | 121.8011 | 40.9219 | 65.6654 | 45.4572 | 41.4629 | 41.4629 | 71.1185 | 0 | 0 | 0 | 0 | 40.9219 | 40.9219 | 40.9219 | 64.2555 | 41.4629 | 136.656 | 0 | 0 | 31.0724 | 0 | 0 | 0 | 122.6287 | 51.452 | 158.092 | 67.1667 | 66.3385 | 31.0724 | 140.1153 | 219.7483 | 40.9641 | 184.8908 | 160.8279 | 708.1906 | 134.6503 | 130.4914 | 163.6045 | 25.8423 | 30.9644 | 30.9644 | 25.8423 | 59.3386 | 97.7406 | 213.8499 | 2375.8603 | 176.1041 | 97.7406 | 92.192 | 222.1092 | 132.169 | 108.9202 | 111.4161 | 92.192 | 205.7246 | 88.4549 | 51.452 | 51.452 | 184.4835 | 137.3507 | 0 | 0 | 0 | 30.9644 | 30.9644 | 36.5588 | 0 | 0 | 0 | 0 | 0 | 0 | 25.8423 | 51.452 | 190.4021 | 30.9644 | 40.0399 | 82.4686 | 0 | 0 | 0 | 0 | 0 | 0 | 0 | 0 | 0 | 0 | 0 | 0 | 0 | 0 | 0 | 0 | 0 | 0 | 0 | 0 | 0 | 0 | 0 | 0 | 0 | 0 | 0 | 0 | 0 | 0 | 0 | 0 | 0 | 0 | 0 | 0 | 0 | 0 | 0 | 0 | 0 | 0 | 0 | 0 | 0 | 0 | 0 | 0 | 0 | 0 | 0 | 0 | 0 | 0 | 0 | 0 | 0 | 0 | 0 | 0 | 0 | 0 | 0 | 0 | 0 | 0 | 0 | 0 | 0 | 0 | 0 | 0 | 0 | 0 | 0 | 0 | 0 | 0 | 0 | 0 | 0 | 0 | 0 | 0 | 0 | 0 | 0 | 0 | 0 | 0 | 0 | 0 | 0 | 0 | 0 | 0 | 0 | 0 | 0 | 0 | 0 | 0 | 0 | 0 | 0 | 0 | 0 | 0 | 0 | 2017-01-30 15:00
t0713 | 0 | 155.6403 | 443.418 | 176.3508 | 50.0344 | 349.5967 | 50.0344 | 625.6624 | 86.251 | 86.251 | 2818.6772 | 93.0849 | 97.7628 | 412.6907 | 485.0608 | 69.8433 | 94.6473 | 439.6913 | 278.0344 | 414.3752 | 0 | 0 | 551.8748 | 44.5698 | 44.5698 | 44.5698 | 101.8375 | 198.1074 | 323.1319 | 192.5079 | 443.8361 | 113.7113 | 288.0397 | 259.5528 | 336.4848 | 339.5163 | 167.4321 | 665.472 | 448.3561 | 118.4102 | 256.9108 | 345.9379 | 133.9516 | 284.6835 | 574.1508 | 133.9516 | 52.1987 | 354.9186 | 955.9196 | 194.7164 | 235.2743 | 119.646 | 218.1701 | 52.1987 | 206.9478 | 337.6186 | 118.5411 | 447.5451 | 44.7814 | 213.448 | 44.7814 | 133.9516 | 198.1074 | 78.6336 | 574.1508 | 0 | 0 | 0 | 0 | 0 | 0 | 0 | 0 | 198.2332 | 0 | 0 | 0 | 0 | 313.6253 | 348.7786 | 32.069 | 40.0135 | 310.2611 | 185.3339 | 15.0227 | 101.3882 | 110.0679 | 338.946 | 188.0512 | 253.0317 | 124.2705 | 32.069 | 378.0933 | 54.3665 | 326.2889 | 152.4557 | 187.3998 | 57.3482 | 108.9396 | 628.7711 | 28.6591 | 183.7404 | 188.1868 | 15.0227 | 15.0227 | 82.0537 | 142.1511 | 78.0865 | 155.633 | 185.8128 | 122.8965 | 131.3515 | 915.522 | 142.0891 | 101.3882 | 91.8529 | 91.8529 | 40.0862 | 63.7404 | 915.522 | 501.3648 | 170.086 | 0 | 0 | 0 | 91.1378 | 110.0679 | 89.3604 | 439.8846 | 108.9396 | 0 | 78.7012 | 63.7404 | 15.0227 | 85.0214 | 33.54 | 0 | 0 | 0 | 105.2651 | 0 | 0 | 170.2631 | 0 | 38.6018 | 0 | 0 | 242.9218 | 97.3318 | 33.54 | 35.5348 | 35.5348 | 82.4005 | 173.6247 | 242.0346 | 165.337 | 377.729 | 217.9035 | 136.7514 | 312.9324 | 320.8634 | 190.5978 | 176.1235 | 573.5535 | 219.3074 | 233.6456 | 111.3427 | 103.2712 | 237.7216 | 251.4901 | 92.5424 | 103.2712 | 103.2712 | 194.3767 | 111.3427 | 111.3427 | 111.3427 | 207.8455 | 205.4767 | 211.7615 | 163.1549 | 163.1549 | 128.7055 | 236.0059 | 532.8008 | 184.2783 | 135.8631 | 908.9415 | 221.1485 | 135.8631 | 607.9216 | 1287.8028 | 179.0918 | 723.6964 | 489.5575 | 221.1485 | 135.7786 | 76.9845 | 264.5434 | 63.8431 | 63.8431 | 63.8431 | 201.5262 | 266.2402 | 93.4682 | 139.8494 | 265.8771 | 246.7916 | 137.3431 | 137.3431 | 155.1934 | 412.4593 | 63.8431 | 528.6192 | 264.2061 | 446.1323 | 165.4622 | 136.856 | 475.1303 | 115.1641 | 208.5469 | 115.1641 | 302.0754 | 104.3781 | 135.7325 | 78.6336 | 78.6336 | 104.3781 | 373.0592 | 318.4413 | 189.9536 | 265.2525 | 138.669 | 104.3781 | 889.7067 | 223.0199 | 275.5874 | 620.8252 | 1103.5591 | 107.5982 | 116.7647 | 206.4838 | 421.3574 | 116.7647 | 68.3084 | 163.5177 | 122.0635 | 112.7998 | 138.1175 | 68.3884 | 68.3884 | 111.7446 | 67.2203 | 212.2982 | 295.4424 | 131.8096 | 208.5469 | 126.4199 | 289.9938 | 213.7896 | 131.8096 | 126.4199 | 100.1488 | 343.3675 | 214.7279 | 58.3193 | 34.9725 | 442.8761 | 95.0024 | 338.2628 | 96.9565 | 427.9447 | 1114.5358 | 50.8613 | 327.7259 | 343.3675 | 475.1305 | 96.9565 | 38.6018 | 367.8372 | 338.565 | 239.817 | 237.5451 | 0 | 103.2712 | 176.864 | 645.343 | 0 | 107.5982 | 149.0029 | 237.7216 | 108.2413 | 149.2563 | 220.3404 | 98.6035 | 0 | 0 | 0 | 0 | 0 | 0 | 0 | 0 | 97.3318 | 0 | 185.7676 | 227.4477 | 310.4736 | 200.3004 | 0 | 207.0817 | 67.4728 | 52.8295 | 28.6591 | 1013.3794 | 46.439 | 161.6161 | 63.8303 | 63.8303 | 125.2643 | 41.9881 | 67.4728 | 46.439 | 42.3818 | 42.3818 | 72.7495 | 0 | 0 | 0 | 0 | 41.9881 | 41.9881 | 41.9881 | 65.7794 | 42.3818 | 139.8586 | 0 | 0 | 32.0065 | 0 | 0 | 0 | 125.6352 | 52.5125 | 162.2172 | 68.6313 | 67.9005 | 32.0065 | 142.9802 | 226.5913 | 41.8465 | 188.9446 | 164.8153 | 727.0251 | 137.6591 | 133.4093 | 167.4707 | 26.4344 | 31.6427 | 31.6427 | 26.4344 | 60.8932 | 100.1931 | 218.8295 | 2453.978 | 181.1968 | 100.1931 | 94.5005 | 229.5884 | 135.6856 | 111.5373 | 114.428 | 94.5005 | 211.4521 | 90.9203 | 52.5125 | 52.5125 | 188.8852 | 141.3774 | 0 | 0 | 0 | 31.6427 | 31.6427 | 37.4718 | 0 | 0 | 0 | 0 | 0 | 0 | 26.4344 | 52.5125 | 195.5721 | 31.6427 | 40.9552 | 84.4504 | 0 | 0 | 0 | 0 | 0 | 0 | 0 | 0 | 0 | 0 | 0 | 0 | 0 | 0 | 0 | 0 | 0 | 0 | 0 | 0 | 0 | 0 | 0 | 0 | 0 | 0 | 0 | 0 | 0 | 0 | 0 | 0 | 0 | 0 | 0 | 0 | 0 | 0 | 0 | 0 | 0 | 0 | 0 | 0 | 0 | 0 | 0 | 0 | 0 | 0 | 0 | 0 | 0 | 0 | 0 | 0 | 0 | 0 | 0 | 0 | 0 | 0 | 0 | 0 | 0 | 0 | 0 | 0 | 0 | 0 | 0 | 0 | 0 | 0 | 0 | 0 | 0 | 0 | 0 | 0 | 0 | 0 | 0 | 0 | 0 | 0 | 0 | 0 | 0 | 0 | 0 | 0 | 0 | 0 | 0 | 0 | 0 | 0 | 0 | 0 | 0 | 0 | 0 | 0 | 0 | 0 | 0 | 0 | 0 | 2017-01-30 16:00
t0714 | 0 | 152.8847 | 448.7073 | 173.6015 | 51.2849 | 355.6189 | 51.2849 | 579.2897 | 86.8453 | 86.8453 | 2793.1447 | 96.008 | 96.9716 | 400.9607 | 475.2816 | 68.4053 | 95.0023 | 438.301 | 278.9155 | 399.8816 | 0 | 0 | 556.2197 | 44.5039 | 44.5039 | 44.5039 | 100.0222 | 195.5732 | 312.2132 | 193.5012 | 441.7411 | 114.5381 | 280.4183 | 251.7608 | 334.2943 | 340.4508 | 164.9029 | 626.0003 | 432.8495 | 116.8717 | 246.9853 | 343.0177 | 131.2403 | 279.1867 | 555.2439 | 131.2403 | 51.5639 | 350.2303 | 937.7746 | 189.2318 | 234.274 | 119.9485 | 213.2683 | 51.5639 | 204.4285 | 327.0672 | 116.5841 | 446.7821 | 45.2424 | 206.5726 | 45.2424 | 131.2403 | 195.5732 | 77.984 | 555.2439 | 0 | 0 | 0 | 0 | 0 | 0 | 0 | 0 | 196.4379 | 0 | 0 | 0 | 0 | 310.5655 | 347.9434 | 31.9241 | 41.3466 | 317.6698 | 186.45 | 15.3173 | 103.1787 | 111.8801 | 339.4598 | 186.7026 | 251.0449 | 128.1172 | 31.9241 | 385.8918 | 55.3865 | 328.8042 | 155.1602 | 187.9628 | 58.1073 | 110.1399 | 636.7044 | 29.8492 | 184.6409 | 191.8703 | 15.3173 | 15.3173 | 84.1821 | 140.8604 | 79.0435 | 157.7789 | 184.9987 | 127.1958 | 137.6747 | 945.6748 | 147.7925 | 103.1787 | 92.4996 | 92.4996 | 40.7116 | 66.3357 | 945.6748 | 512.2021 | 170.0108 | 0 | 0 | 0 | 91.5782 | 111.8801 | 89.7278 | 445.9877 | 110.1399 | 0 | 79.0569 | 66.3357 | 15.3173 | 87.2392 | 34.5587 | 0 | 0 | 0 | 105.4761 | 0 | 0 | 171.4824 | 0 | 39.8274 | 0 | 0 | 242.8194 | 94.8656 | 34.5587 | 35.8041 | 35.8041 | 85.3563 | 177.0123 | 247.525 | 167.5805 | 377.2834 | 216.3303 | 137.5918 | 313.3998 | 323.9849 | 194.8304 | 177.3517 | 580.738 | 219.1021 | 240.5661 | 110.3775 | 102.8588 | 239.2833 | 257.7868 | 94.2447 | 102.8588 | 102.8588 | 199.148 | 110.3775 | 110.3775 | 110.3775 | 212.4506 | 204.6272 | 217.6575 | 165.9911 | 165.9911 | 131.0393 | 241.9537 | 532.5547 | 179.8304 | 139.9996 | 917.5964 | 221.1574 | 139.9996 | 627.7282 | 1294.9797 | 184.9718 | 736.7023 | 493.6853 | 221.1574 | 137.7555 | 78.0531 | 273.0983 | 63.8936 | 63.8936 | 63.8936 | 206.6484 | 274.8663 | 97.1795 | 135.457 | 266.4031 | 243.8525 | 134.9298 | 134.9298 | 156.2783 | 401.4135 | 63.8936 | 538.5492 | 262.283 | 443.5837 | 163.9752 | 136.9865 | 487.1545 | 115.9264 | 202.4694 | 115.9264 | 303.4409 | 106.2236 | 134.6435 | 77.984 | 77.984 | 106.2236 | 360.2732 | 311.0107 | 191.3103 | 269.461 | 135.9208 | 106.2236 | 853.3917 | 222.1103 | 279.1058 | 626.8189 | 1112.3068 | 107.1454 | 115.7478 | 212.1812 | 424.6681 | 115.7478 | 68.9975 | 165.0178 | 120.4683 | 113.1567 | 140.9311 | 68.3021 | 68.3021 | 111.031 | 68.2314 | 213.111 | 294.3434 | 132.9655 | 202.4694 | 127.138 | 294.0097 | 212.6112 | 132.9655 | 127.138 | 102.7104 | 349.5795 | 212.8698 | 56.9924 | 35.8529 | 444.1876 | 96.4207 | 344.7364 | 98.6708 | 428.9933 | 1103.3097 | 51.2682 | 335.0174 | 349.5795 | 482.8221 | 98.6708 | 39.8274 | 338.5522 | 344.8271 | 235.9249 | 229.3322 | 0 | 102.8588 | 177.2268 | 643.6643 | 0 | 107.1454 | 149.976 | 239.2833 | 108.8908 | 155.0132 | 220.0003 | 100.8802 | 0 | 0 | 0 | 0 | 0 | 0 | 0 | 0 | 94.8656 | 0 | 183.8217 | 216.0608 | 315.084 | 201.7277 | 0 | 212.0166 | 71.0357 | 53.8769 | 29.8492 | 1048.4595 | 46.6403 | 166.1372 | 66.3196 | 66.3196 | 132.4278 | 43.4547 | 71.0357 | 46.6403 | 43.6763 | 43.6763 | 74.6928 | 0 | 0 | 0 | 0 | 43.4547 | 43.4547 | 43.4547 | 67.3679 | 43.6763 | 142.8193 | 0 | 0 | 32.7313 | 0 | 0 | 0 | 128.972 | 51.5671 | 165.7302 | 66.3825 | 69.1632 | 32.7313 | 141.6267 | 233.383 | 42.6436 | 186.2799 | 166.2475 | 726.4872 | 138.172 | 133.7713 | 169.0684 | 26.5452 | 31.7163 | 31.7163 | 26.5452 | 62.9158 | 101.866 | 222.2888 | 2480.9796 | 188.2768 | 101.866 | 95.6397 | 235.4848 | 140.2812 | 115.9229 | 118.7993 | 95.6397 | 218.4557 | 92.3444 | 51.5671 | 51.5671 | 193.1489 | 145.2549 | 0 | 0 | 0 | 31.7163 | 31.7163 | 38.5608 | 0 | 0 | 0 | 0 | 0 | 0 | 26.5452 | 51.5671 | 200.1622 | 31.7163 | 41.2848 | 87.4187 | 0 | 0 | 0 | 0 | 0 | 0 | 0 | 0 | 0 | 0 | 0 | 0 | 0 | 0 | 0 | 0 | 0 | 0 | 0 | 0 | 0 | 0 | 0 | 0 | 0 | 0 | 0 | 0 | 0 | 0 | 0 | 0 | 0 | 0 | 0 | 0 | 0 | 0 | 0 | 0 | 0 | 0 | 0 | 0 | 0 | 0 | 0 | 0 | 0 | 0 | 0 | 0 | 0 | 0 | 0 | 0 | 0 | 0 | 0 | 0 | 0 | 0 | 0 | 0 | 0 | 0 | 0 | 0 | 0 | 0 | 0 | 0 | 0 | 0 | 0 | 0 | 0 | 0 | 0 | 0 | 0 | 0 | 0 | 0 | 0 | 0 | 0 | 0 | 0 | 0 | 0 | 0 | 0 | 0 | 0 | 0 | 0 | 0 | 0 | 0 | 0 | 0 | 0 | 0 | 0 | 0 | 0 | 0 | 0 | 2017-01-30 17:00
t0715 | 0 | 148.6009 | 442.9242 | 171.4689 | 51.636 | 353.2496 | 51.636 | 555.039 | 83.3788 | 83.3788 | 2583.888 | 95.5235 | 97.0222 | 386.7946 | 468.8326 | 68.1879 | 94.6878 | 433.6427 | 277.2725 | 392.0659 | 0 | 0 | 545.3214 | 44.5124 | 44.5124 | 44.5124 | 98.4687 | 192.5489 | 305.2763 | 180.8223 | 427.3226 | 113.2874 | 275.7046 | 247.4359 | 332.2774 | 337.8027 | 164.0461 | 600.643 | 413.7737 | 115.6196 | 241.0436 | 335.3679 | 128.5913 | 273.8098 | 517.778 | 128.5913 | 51.8648 | 345.8033 | 920.3367 | 185.9579 | 228.4917 | 119.8853 | 209.9408 | 51.8648 | 203.0358 | 321.351 | 115.8102 | 435.9522 | 45.4509 | 202.6165 | 45.4509 | 128.5913 | 192.5489 | 76.9734 | 517.778 | 0 | 0 | 0 | 0 | 0 | 0 | 0 | 0 | 194.8389 | 0 | 0 | 0 | 0 | 305.6115 | 346.5073 | 32.2057 | 42.8831 | 316.4988 | 188.8679 | 15.5964 | 104.9446 | 115.0141 | 334.262 | 184.4222 | 248.9716 | 129.9362 | 32.2057 | 377.3928 | 56.6683 | 326.3537 | 158.0586 | 190.0688 | 59.2586 | 111.64 | 629.238 | 30.9365 | 186.0697 | 194.7018 | 15.5964 | 15.5964 | 84.9486 | 139.9335 | 80.1414 | 159.9905 | 183.6648 | 124.5178 | 132.2138 | 920.9194 | 152.1166 | 104.9446 | 93.8301 | 93.8301 | 41.418 | 67.2407 | 920.9194 | 503.6464 | 172.3214 | 0 | 0 | 0 | 93.0773 | 115.0141 | 90.6667 | 447.409 | 111.64 | 0 | 80.059 | 67.2407 | 15.5964 | 86.739 | 34.8834 | 0 | 0 | 0 | 105.3078 | 0 | 0 | 171.1819 | 0 | 40.9705 | 0 | 0 | 242.3248 | 93.8416 | 34.8834 | 36.0671 | 36.0671 | 88.4384 | 178.3105 | 247.2301 | 169.352 | 366.8672 | 214.4394 | 136.9881 | 312.6609 | 312.5241 | 195.3131 | 177.5192 | 543.3215 | 217.0199 | 242.3597 | 107.4917 | 101.3731 | 234.838 | 260.7932 | 94.5973 | 101.3731 | 101.3731 | 196.7249 | 107.4917 | 107.4917 | 107.4917 | 212.9343 | 200.8703 | 217.9314 | 166.7482 | 166.7482 | 131.1012 | 236.0243 | 525.5674 | 174.7423 | 139.7841 | 839.8657 | 216.2242 | 139.7841 | 593.9739 | 1214.567 | 187.1051 | 715.6772 | 487.0882 | 216.2242 | 135.6557 | 78.1859 | 277.5997 | 63.9435 | 63.9435 | 63.9435 | 209.2252 | 270.9656 | 98.8207 | 134.1032 | 265.2416 | 241.4184 | 132.6389 | 132.6389 | 154.3858 | 397.5602 | 63.9435 | 532.5263 | 259.7537 | 439.6269 | 162.656 | 137.5806 | 466.8054 | 115.4978 | 196.9144 | 115.4978 | 296.6886 | 105.0239 | 131.1631 | 76.9734 | 76.9734 | 105.0239 | 347.6708 | 304.2642 | 187.5128 | 264.8965 | 132.7234 | 105.0239 | 819.7543 | 220.5609 | 268.5316 | 603.6299 | 1030.9268 | 106.3256 | 114.6351 | 212.4514 | 418.3659 | 114.6351 | 69.8459 | 163.6158 | 118.9262 | 112.8633 | 141.5094 | 67.3959 | 67.3959 | 108.9713 | 68.0581 | 203.0962 | 287.3822 | 133.0293 | 196.9144 | 125.4614 | 286.0619 | 211.3126 | 133.0293 | 125.4614 | 104.3945 | 337.1484 | 209.1976 | 56.807 | 36.7842 | 444.2256 | 97.0768 | 342.7888 | 99.2683 | 432.2477 | 1058.3562 | 52.0296 | 343.2595 | 337.1484 | 470.5705 | 99.2683 | 40.9705 | 319.9823 | 343.5402 | 229.3202 | 223.3695 | 0 | 101.3731 | 178.5588 | 586.3018 | 0 | 106.3256 | 148.547 | 234.838 | 105.1592 | 159.9438 | 220.029 | 101.3662 | 0 | 0 | 0 | 0 | 0 | 0 | 0 | 0 | 93.8416 | 0 | 182.0507 | 210.3643 | 305.4655 | 195.5077 | 0 | 212.7289 | 72.3735 | 54.4705 | 30.9365 | 1026.3029 | 46.7389 | 162.3874 | 67.5652 | 67.5652 | 134.8309 | 43.8275 | 72.3735 | 46.7389 | 44.8566 | 44.8566 | 76.0635 | 0 | 0 | 0 | 0 | 43.8275 | 43.8275 | 43.8275 | 68.1029 | 44.8566 | 144.1605 | 0 | 0 | 31.7984 | 0 | 0 | 0 | 130.0979 | 50.692 | 164.7351 | 63.6061 | 69.5736 | 31.7984 | 140.7496 | 227.1478 | 43.4329 | 182.4233 | 164.1672 | 701.6746 | 137.7399 | 133.1896 | 168.305 | 26.3834 | 31.6529 | 31.6529 | 26.3834 | 63.2873 | 101.3114 | 223.2823 | 2335.8712 | 187.5646 | 101.3114 | 94.6585 | 224.5643 | 140.87 | 118.8414 | 119.5503 | 94.6585 | 217.6084 | 90.1952 | 50.692 | 50.692 | 194.7645 | 142.524 | 0 | 0 | 0 | 31.6529 | 31.6529 | 38.8965 | 0 | 0 | 0 | 0 | 0 | 0 | 26.3834 | 50.692 | 198.0949 | 31.6529 | 41.2239 | 89.2346 | 0 | 0 | 0 | 0 | 0 | 0 | 0 | 0 | 0 | 0 | 0 | 0 | 0 | 0 | 0 | 0 | 0 | 0 | 0 | 0 | 0 | 0 | 0 | 0 | 0 | 0 | 0 | 0 | 0 | 0 | 0 | 0 | 0 | 0 | 0 | 0 | 0 | 0 | 0 | 0 | 0 | 0 | 0 | 0 | 0 | 0 | 0 | 0 | 0 | 0 | 0 | 0 | 0 | 0 | 0 | 0 | 0 | 0 | 0 | 0 | 0 | 0 | 0 | 0 | 0 | 0 | 0 | 0 | 0 | 0 | 0 | 0 | 0 | 0 | 0 | 0 | 0 | 0 | 0 | 0 | 0 | 0 | 0 | 0 | 0 | 0 | 0 | 0 | 0 | 0 | 0 | 0 | 0 | 0 | 0 | 0 | 0 | 0 | 0 | 0 | 0 | 0 | 0 | 0 | 0 | 0 | 0 | 0 | 0 | 2017-01-30 18:00
t0716 | 0 | 141.4105 | 418.4773 | 166.2279 | 49.4938 | 334.9449 | 49.4938 | 548.9247 | 76.2234 | 76.2234 | 2275.6233 | 89.659 | 94.9357 | 368.2952 | 455.6802 | 67.1659 | 91.2462 | 416.5361 | 266.4507 | 383.5061 | 0 | 0 | 512.4708 | 43.2837 | 43.2837 | 43.2837 | 95.2603 | 185.4248 | 297.2614 | 159.2706 | 399.1142 | 107.7617 | 268.4443 | 241.6175 | 322.0208 | 323.9496 | 160.387 | 585.9646 | 391.7325 | 112.043 | 235.2625 | 318.7833 | 123.9367 | 263.9838 | 473.2139 | 123.9367 | 51.2636 | 334.3492 | 887.8005 | 181.2395 | 215.6534 | 116.0614 | 203.9619 | 51.2636 | 197.581 | 314.0417 | 113.1675 | 410.7267 | 43.9887 | 197.7692 | 43.9887 | 123.9367 | 185.4248 | 74.057 | 473.2139 | 0 | 0 | 0 | 0 | 0 | 0 | 0 | 0 | 188.7536 | 0 | 0 | 0 | 0 | 293.2954 | 335.3875 | 31.7352 | 42.3689 | 299.5398 | 185.3639 | 15.2309 | 102.5134 | 113.9377 | 317.7658 | 177.4289 | 240.8966 | 125.0878 | 31.7352 | 349.4041 | 55.7099 | 311.7254 | 154.6809 | 186.6223 | 58.2886 | 109.1939 | 595.063 | 30.3449 | 181.6267 | 189.341 | 15.2309 | 15.2309 | 81.5936 | 135.8339 | 78.3298 | 156.197 | 177.3901 | 113.9638 | 116.319 | 838.2376 | 148.089 | 102.5134 | 92.1681 | 92.1681 | 40.5394 | 64.1713 | 838.2376 | 469.3211 | 170.1849 | 0 | 0 | 0 | 91.8186 | 113.9377 | 88.8581 | 430.9117 | 109.1939 | 0 | 78.6461 | 64.1713 | 15.2309 | 81.713 | 33.3945 | 0 | 0 | 0 | 101.8582 | 0 | 0 | 164.7938 | 0 | 40.1245 | 0 | 0 | 234.7579 | 91.9682 | 33.3945 | 35.1081 | 35.1081 | 87.0963 | 171.8115 | 234.9908 | 164.6667 | 343.8851 | 207.2385 | 131.5491 | 302.2633 | 286.8073 | 186.6052 | 171.5091 | 475.8086 | 208.3436 | 231.5855 | 101.6726 | 96.9656 | 221.2572 | 251.4919 | 90.8211 | 96.9656 | 96.9656 | 183.9771 | 101.6726 | 101.6726 | 101.6726 | 203.397 | 191.1741 | 206.8914 | 160.3975 | 160.3975 | 125.3698 | 216.8584 | 501.973 | 167.2559 | 131.9237 | 713.3684 | 203.9159 | 131.9237 | 518.6758 | 1075.1603 | 179.2405 | 658.1444 | 461.3561 | 203.9159 | 127.4634 | 75.1604 | 267.7033 | 62.1004 | 62.1004 | 62.1004 | 201.9036 | 250.9681 | 94.7765 | 132.3002 | 255.6592 | 233.9366 | 128.0482 | 128.0482 | 146.6624 | 390.724 | 62.1004 | 501.2199 | 250.7552 | 424.1893 | 157.5849 | 134.189 | 418.1758 | 110.9643 | 189.6048 | 110.9643 | 278.6656 | 98.9314 | 124.0365 | 74.057 | 74.057 | 98.9314 | 333.1158 | 293.5342 | 176.2731 | 248.037 | 127.3121 | 98.9314 | 785.921 | 213.0316 | 244.8358 | 552.7062 | 894.3455 | 102.6194 | 110.8116 | 201.7358 | 395.69 | 110.8116 | 68.2586 | 155.8667 | 114.9486 | 108.9169 | 135.6946 | 64.4045 | 64.4045 | 103.9004 | 65.0037 | 184.295 | 271.4789 | 128.2493 | 189.6048 | 119.1554 | 264.6303 | 204.5873 | 128.2493 | 119.1554 | 101.2215 | 306.8958 | 200.2229 | 56.0605 | 36.0967 | 430.2252 | 93.8403 | 324.9169 | 95.6442 | 422.7376 | 982.3869 | 51.0955 | 337.0863 | 306.8958 | 435.391 | 95.6442 | 40.1245 | 313.0448 | 326.6317 | 217.9241 | 216.6159 | 0 | 96.9656 | 174.6752 | 500.8088 | 0 | 102.6194 | 141.6532 | 221.2572 | 97 | 156.3816 | 213.951 | 97.0654 | 0 | 0 | 0 | 0 | 0 | 0 | 0 | 0 | 91.9682 | 0 | 176.2564 | 207.0218 | 280.9272 | 181.0248 | 0 | 203.1945 | 68.8563 | 52.7146 | 30.3449 | 939.5148 | 45.3272 | 149.2365 | 64.9918 | 64.9918 | 127.7208 | 41.7546 | 68.8563 | 45.3272 | 43.8839 | 43.8839 | 73.861 | 0 | 0 | 0 | 0 | 41.7546 | 41.7546 | 41.7546 | 65.6608 | 43.8839 | 139.0723 | 0 | 0 | 29.1182 | 0 | 0 | 0 | 124.8357 | 48.9578 | 155.7314 | 60.2927 | 66.9712 | 29.1182 | 136.7403 | 207.1477 | 42.45 | 174.6916 | 155.634 | 651.4943 | 132.7676 | 128.2961 | 161.1139 | 25.3241 | 30.5918 | 30.5918 | 25.3241 | 60.1719 | 96.2599 | 215.0425 | 2068.1207 | 175.1969 | 96.2599 | 89.7367 | 199.6971 | 133.5658 | 115.1949 | 113.2557 | 89.7367 | 204.2671 | 83.7375 | 48.9578 | 48.9578 | 187.4257 | 131.7414 | 0 | 0 | 0 | 30.5918 | 30.5918 | 37.2441 | 0 | 0 | 0 | 0 | 0 | 0 | 25.3241 | 48.9578 | 185.8953 | 30.5918 | 39.6688 | 86.3164 | 0 | 0 | 0 | 0 | 0 | 0 | 0 | 0 | 0 | 0 | 0 | 0 | 0 | 0 | 0 | 0 | 0 | 0 | 0 | 0 | 0 | 0 | 0 | 0 | 0 | 0 | 0 | 0 | 0 | 0 | 0 | 0 | 0 | 0 | 0 | 0 | 0 | 0 | 0 | 0 | 0 | 0 | 0 | 0 | 0 | 0 | 0 | 0 | 0 | 0 | 0 | 0 | 0 | 0 | 0 | 0 | 0 | 0 | 0 | 0 | 0 | 0 | 0 | 0 | 0 | 0 | 0 | 0 | 0 | 0 | 0 | 0 | 0 | 0 | 0 | 0 | 0 | 0 | 0 | 0 | 0 | 0 | 0 | 0 | 0 | 0 | 0 | 0 | 0 | 0 | 0 | 0 | 0 | 0 | 0 | 0 | 0 | 0 | 0 | 0 | 0 | 0 | 0 | 0 | 0 | 0 | 0 | 0 | 0 | 2017-01-30 19:00
t0717 | 0 | 136.5622 | 392.7468 | 161.0648 | 46.1777 | 313.3173 | 46.1777 | 564.1378 | 71.0519 | 71.0519 | 2127.9072 | 82.5722 | 91.6391 | 359.2816 | 443.6214 | 65.6478 | 86.7978 | 398.177 | 253.3615 | 378.9557 | 0 | 0 | 481.7905 | 41.4716 | 41.4716 | 41.4716 | 92.4297 | 178.885 | 293.0939 | 146.772 | 378.74 | 101.773 | 262.9297 | 237.5853 | 309.5455 | 307.9435 | 155.7086 | 592.0577 | 383.8309 | 108.3051 | 233.1256 | 305.181 | 120.3891 | 256.236 | 458.6779 | 120.3891 | 49.7954 | 323.0473 | 861.6234 | 177.8329 | 205.2289 | 110.6777 | 198.947 | 49.7954 | 191.082 | 309.2033 | 109.9834 | 389.7613 | 41.6746 | 194.8322 | 41.6746 | 120.3891 | 178.885 | 71.1423 | 458.6779 | 0 | 0 | 0 | 0 | 0 | 0 | 0 | 0 | 181.8186 | 0 | 0 | 0 | 0 | 281.9126 | 321.1422 | 30.6048 | 39.7027 | 278.4534 | 177.0162 | 14.3647 | 96.8414 | 108.2369 | 301.5481 | 170.2819 | 231.7204 | 116.3338 | 30.6048 | 323.1192 | 52.6946 | 294.693 | 146.2034 | 178.6781 | 55.3832 | 103.7442 | 558.3219 | 28.1882 | 173.3092 | 178.3229 | 14.3647 | 14.3647 | 76.1251 | 130.9221 | 74.3294 | 147.9831 | 170.0333 | 103.615 | 102.7841 | 761.8201 | 137.3189 | 96.8414 | 87.9688 | 87.9688 | 38.3845 | 59.0294 | 761.8201 | 434.6672 | 163.6868 | 0 | 0 | 0 | 87.9077 | 108.2369 | 84.9502 | 406.3848 | 103.7442 | 0 | 75.2172 | 59.0294 | 14.3647 | 75.6932 | 31.0082 | 0 | 0 | 0 | 97.1491 | 0 | 0 | 156.26 | 0 | 37.5256 | 0 | 0 | 224.4729 | 90.1414 | 31.0082 | 33.3975 | 33.3975 | 81.3661 | 161.3111 | 219.0036 | 155.826 | 325.6488 | 199.1657 | 124.7435 | 288.3666 | 267.0037 | 174.298 | 162.8418 | 434.2891 | 198.7446 | 215.0215 | 97.2093 | 92.6394 | 208.4281 | 235.1395 | 85.2419 | 92.6394 | 92.6394 | 170.1872 | 97.2093 | 97.2093 | 97.2093 | 189.9757 | 182.3854 | 191.9125 | 150.7679 | 150.7679 | 117.5325 | 199.1684 | 477.8829 | 162.7388 | 121.8441 | 645.5444 | 193.2666 | 121.8441 | 463.5968 | 992.1578 | 166.1478 | 608.5701 | 434.6654 | 193.2666 | 119.1278 | 70.8369 | 248.8545 | 59.3645 | 59.3645 | 59.3645 | 188.7649 | 229.7615 | 87.417 | 130.5855 | 243.5781 | 225.9152 | 124.143 | 124.143 | 138.4853 | 383.727 | 59.3645 | 467.0214 | 240.9209 | 406.9425 | 151.7885 | 128.4295 | 380.2955 | 105.1975 | 185.6274 | 105.1975 | 262.7139 | 92.2954 | 118.5146 | 71.1423 | 71.1423 | 92.2954 | 327.2816 | 286.0026 | 165.8445 | 231.2723 | 123.4591 | 92.2954 | 777.0931 | 204.1455 | 226.767 | 514.1696 | 817.2438 | 98.3276 | 106.6396 | 187.1846 | 372.8039 | 106.6396 | 64.8831 | 147.0371 | 111.0387 | 103.7055 | 127.0989 | 61.3666 | 61.3666 | 99.3771 | 61.0716 | 171.849 | 258.3049 | 121.5014 | 185.6274 | 112.6303 | 246.1293 | 196.4354 | 121.5014 | 112.6303 | 94.7818 | 282.6855 | 192.1104 | 54.9226 | 33.953 | 410.1701 | 88.5312 | 303.4117 | 89.9306 | 404.4324 | 935.0991 | 48.7262 | 317.8622 | 282.6855 | 404.1298 | 89.9306 | 37.5256 | 322.9471 | 305.5067 | 210.0861 | 213.5179 | 0 | 92.6394 | 167.1796 | 460.1841 | 0 | 98.3276 | 133.9754 | 208.4281 | 90.7728 | 145.4132 | 205.0037 | 90.6705 | 0 | 0 | 0 | 0 | 0 | 0 | 0 | 0 | 90.1414 | 0 | 169.9586 | 207.7074 | 260.5056 | 169.4483 | 0 | 189.5241 | 62.6687 | 49.5548 | 28.1882 | 854.5452 | 43.1832 | 136.7402 | 60.0456 | 60.0456 | 115.6436 | 38.5604 | 62.6687 | 43.1832 | 41.0638 | 41.0638 | 69.1364 | 0 | 0 | 0 | 0 | 38.5604 | 38.5604 | 38.5604 | 61.4308 | 41.0638 | 130.4516 | 0 | 0 | 26.7699 | 0 | 0 | 0 | 116.3695 | 47.4884 | 144.9792 | 58.9916 | 62.9035 | 26.7699 | 131.8716 | 188.901 | 40.0647 | 168.455 | 146.6413 | 614.8088 | 126.3079 | 122.1328 | 152.1844 | 24.0502 | 29.1623 | 29.1623 | 24.0502 | 55.6029 | 90.1492 | 202.4782 | 1898.293 | 160.0233 | 90.1492 | 84.3068 | 181.0173 | 123.23 | 106.7101 | 104.0929 | 84.3068 | 187.859 | 77.8564 | 47.4884 | 47.4884 | 175.4569 | 121.0348 | 0 | 0 | 0 | 29.1623 | 29.1623 | 34.6218 | 0 | 0 | 0 | 0 | 0 | 0 | 24.0502 | 47.4884 | 172.3363 | 29.1623 | 37.5815 | 80.1532 | 0 | 0 | 0 | 0 | 0 | 0 | 0 | 0 | 0 | 0 | 0 | 0 | 0 | 0 | 0 | 0 | 0 | 0 | 0 | 0 | 0 | 0 | 0 | 0 | 0 | 0 | 0 | 0 | 0 | 0 | 0 | 0 | 0 | 0 | 0 | 0 | 0 | 0 | 0 | 0 | 0 | 0 | 0 | 0 | 0 | 0 | 0 | 0 | 0 | 0 | 0 | 0 | 0 | 0 | 0 | 0 | 0 | 0 | 0 | 0 | 0 | 0 | 0 | 0 | 0 | 0 | 0 | 0 | 0 | 0 | 0 | 0 | 0 | 0 | 0 | 0 | 0 | 0 | 0 | 0 | 0 | 0 | 0 | 0 | 0 | 0 | 0 | 0 | 0 | 0 | 0 | 0 | 0 | 0 | 0 | 0 | 0 | 0 | 0 | 0 | 0 | 0 | 0 | 0 | 0 | 0 | 0 | 0 | 0 | 2017-01-30 20:00
t0718 | 0 | 134.3042 | 372.2255 | 158.2323 | 43.1953 | 295.2161 | 43.1953 | 593.4095 | 67.4206 | 67.4206 | 2053.7648 | 76.313 | 89.3264 | 358.0048 | 438.2323 | 64.9398 | 83.3118 | 385.1561 | 243.2626 | 380.9688 | 0 | 0 | 458.5202 | 40.0933 | 40.0933 | 40.0933 | 91.0277 | 175.0641 | 294.2015 | 138.7873 | 365.8731 | 97.1026 | 261.675 | 237.4642 | 300.8929 | 295.7347 | 152.9883 | 612.4123 | 385.2902 | 106.075 | 235.3495 | 296.7413 | 118.8697 | 252.7281 | 458.8583 | 118.8697 | 48.8069 | 316.4136 | 849.5329 | 177.3449 | 198.3795 | 106.4479 | 197.0539 | 48.8069 | 187.0379 | 309.4971 | 108.2315 | 375.4911 | 39.7217 | 195.2253 | 39.7217 | 118.8697 | 175.0641 | 69.2446 | 458.8583 | 0 | 0 | 0 | 0 | 0 | 0 | 0 | 0 | 177.2542 | 0 | 0 | 0 | 0 | 274.8116 | 310.6322 | 29.7337 | 37.0146 | 260.1721 | 169.8787 | 13.5664 | 91.6652 | 102.8222 | 289.6928 | 165.5254 | 225.5585 | 108.1609 | 29.7337 | 301.8389 | 49.8699 | 281.1915 | 138.4187 | 172.0645 | 52.7411 | 98.9561 | 528.7842 | 26.0043 | 166.4111 | 168.2983 | 13.5664 | 13.5664 | 71.1582 | 127.6635 | 70.7925 | 140.6734 | 164.8106 | 94.7677 | 91.3045 | 697.729 | 126.6544 | 91.6652 | 84.3354 | 84.3354 | 36.4289 | 54.1538 | 697.729 | 406.0392 | 158.3466 | 0 | 0 | 0 | 84.5322 | 102.8222 | 81.6848 | 385.4435 | 98.9561 | 0 | 72.3147 | 54.1538 | 13.5664 | 70.4691 | 28.8156 | 0 | 0 | 0 | 93.4824 | 0 | 0 | 149.3653 | 0 | 34.9818 | 0 | 0 | 216.6523 | 89.6259 | 28.8156 | 31.9585 | 31.9585 | 75.5957 | 152.0089 | 205.0899 | 148.0715 | 313.324 | 193.7029 | 119.3402 | 277.63 | 252.5675 | 163.4764 | 155.7698 | 405.8852 | 191.7269 | 199.9166 | 94.4998 | 89.656 | 198.7565 | 220.1976 | 80.3803 | 89.656 | 89.656 | 158.5079 | 94.4998 | 94.4998 | 94.4998 | 178.1843 | 176.4412 | 178.5678 | 142.3844 | 142.3844 | 110.7868 | 184.6702 | 460.4611 | 161.3639 | 112.8752 | 602.6113 | 185.8128 | 112.8752 | 420.4169 | 938.3784 | 153.9765 | 569.7085 | 413.8753 | 185.8128 | 112.436 | 67.1657 | 231.086 | 57.2331 | 57.2331 | 57.2331 | 176.7161 | 211.4431 | 80.3865 | 130.7813 | 234.2881 | 220.9826 | 122.2041 | 122.2041 | 132.1497 | 382.2188 | 57.2331 | 438.6265 | 234.3027 | 395.0168 | 147.9667 | 123.8604 | 350.6356 | 100.5914 | 185.2261 | 100.5914 | 251.0479 | 86.8145 | 115.1172 | 69.2446 | 69.2446 | 86.8145 | 328.5303 | 283.4481 | 157.9848 | 217.7966 | 121.7992 | 86.8145 | 786.2764 | 197.8056 | 213.4135 | 486.2377 | 767.6922 | 95.2807 | 103.8981 | 174.2294 | 355.1443 | 103.8981 | 61.9459 | 139.9997 | 108.7374 | 99.6274 | 119.5464 | 59.1899 | 59.1899 | 96.4195 | 57.7661 | 163.55 | 249.5467 | 115.9462 | 185.2261 | 107.6443 | 231.8916 | 190.7031 | 115.9462 | 107.6443 | 88.7965 | 264.0802 | 186.975 | 54.4697 | 31.8954 | 394.3162 | 83.9159 | 285.2054 | 84.9242 | 389.5123 | 908.8949 | 46.6621 | 299.6074 | 264.0802 | 379.6216 | 84.9242 | 34.9818 | 342.1592 | 287.5553 | 206.2186 | 214.4935 | 0 | 89.656 | 161.09 | 438.1717 | 0 | 95.2807 | 127.9869 | 198.7565 | 86.352 | 134.4869 | 198.2048 | 84.9885 | 0 | 0 | 0 | 0 | 0 | 0 | 0 | 0 | 89.6259 | 0 | 165.9566 | 212.5048 | 244.8666 | 161.0543 | 0 | 177.4074 | 56.6322 | 46.716 | 26.0043 | 781.9951 | 41.4557 | 126.3361 | 55.3002 | 55.3002 | 103.8308 | 35.6041 | 56.6322 | 41.4557 | 38.3232 | 38.3232 | 64.7054 | 0 | 0 | 0 | 0 | 35.6041 | 35.6041 | 35.6041 | 57.5843 | 38.3232 | 122.719 | 0 | 0 | 24.8869 | 0 | 0 | 0 | 108.6768 | 46.7719 | 135.7973 | 59.0852 | 59.329 | 24.8869 | 128.6573 | 173.769 | 37.8676 | 165.0342 | 139.6024 | 590.5003 | 121.2427 | 117.3639 | 144.9428 | 23.0601 | 28.0483 | 28.0483 | 23.0601 | 51.4213 | 85.0257 | 191.6107 | 1781.6061 | 146.3267 | 85.0257 | 79.9327 | 166.537 | 113.8033 | 98.4154 | 95.6123 | 79.9327 | 173.2546 | 73.2286 | 46.7719 | 46.7719 | 164.7131 | 112.0457 | 0 | 0 | 0 | 28.0483 | 28.0483 | 32.2246 | 0 | 0 | 0 | 0 | 0 | 0 | 23.0601 | 46.7719 | 160.8345 | 28.0483 | 35.8838 | 74.2396 | 0 | 0 | 0 | 0 | 0 | 0 | 0 | 0 | 0 | 0 | 0 | 0 | 0 | 0 | 0 | 0 | 0 | 0 | 0 | 0 | 0 | 0 | 0 | 0 | 0 | 0 | 0 | 0 | 0 | 0 | 0 | 0 | 0 | 0 | 0 | 0 | 0 | 0 | 0 | 0 | 0 | 0 | 0 | 0 | 0 | 0 | 0 | 0 | 0 | 0 | 0 | 0 | 0 | 0 | 0 | 0 | 0 | 0 | 0 | 0 | 0 | 0 | 0 | 0 | 0 | 0 | 0 | 0 | 0 | 0 | 0 | 0 | 0 | 0 | 0 | 0 | 0 | 0 | 0 | 0 | 0 | 0 | 0 | 0 | 0 | 0 | 0 | 0 | 0 | 0 | 0 | 0 | 0 | 0 | 0 | 0 | 0 | 0 | 0 | 0 | 0 | 0 | 0 | 0 | 0 | 0 | 0 | 0 | 0 | 2017-01-30 21:00
t0719 | 0 | 126.8572 | 343.4856 | 149.1478 | 39.4613 | 271.2776 | 39.4613 | 581.9392 | 62.4423 | 62.4423 | 1929.4353 | 69.2685 | 83.7214 | 340.9015 | 414.429 | 61.4058 | 77.3991 | 359.7202 | 226.0952 | 364.0312 | 0 | 0 | 424.477 | 37.3962 | 37.3962 | 37.3962 | 85.948 | 164.6949 | 280.9494 | 128.6818 | 342.1931 | 89.9519 | 248.5785 | 226.1283 | 281.7145 | 274.9497 | 144.1243 | 595.3183 | 368.689 | 99.7941 | 225.4948 | 278.3021 | 112.4496 | 238.9108 | 439.3582 | 112.4496 | 45.8713 | 297.7401 | 802.8784 | 168.6692 | 185.4556 | 98.9879 | 186.6667 | 45.8713 | 175.8419 | 294.9705 | 102.0658 | 350.3203 | 36.7198 | 186.1999 | 36.7198 | 112.4496 | 164.6949 | 64.9222 | 439.3582 | 0 | 0 | 0 | 0 | 0 | 0 | 0 | 0 | 166.2727 | 0 | 0 | 0 | 0 | 257.9586 | 289.9394 | 27.7938 | 33.6514 | 237.7584 | 157.5772 | 12.4553 | 84.2828 | 94.6646 | 269.5833 | 155.0648 | 211.3977 | 98.363 | 27.7938 | 276.3329 | 45.8249 | 260.409 | 127.2704 | 159.9604 | 48.6634 | 91.4456 | 487.6938 | 23.4826 | 154.4813 | 154.4957 | 12.4553 | 12.4553 | 64.9642 | 119.7529 | 65.3579 | 129.7211 | 154.064 | 85.5995 | 81.1034 | 631.1674 | 114.4304 | 84.2828 | 78.1704 | 78.1704 | 33.549 | 48.8286 | 631.1674 | 371.5116 | 147.5795 | 0 | 0 | 0 | 78.4831 | 94.6646 | 75.8757 | 355.293 | 91.4456 | 0 | 67.153 | 48.8286 | 12.4553 | 64.2658 | 26.2091 | 0 | 0 | 0 | 86.9653 | 0 | 0 | 138.3994 | 0 | 31.8247 | 0 | 0 | 201.9191 | 85.05 | 26.2091 | 29.6071 | 29.6071 | 68.5808 | 139.5037 | 187.6409 | 136.5527 | 292.2003 | 181.4586 | 110.6624 | 258.3749 | 233.3573 | 149.6582 | 144.361 | 373.6491 | 178.7601 | 181.9252 | 88.6496 | 83.7906 | 184.2014 | 201.2123 | 73.8234 | 83.7906 | 83.7906 | 144.6905 | 88.6496 | 88.6496 | 88.6496 | 163.128 | 164.9217 | 162.6762 | 130.8821 | 130.8821 | 101.7573 | 168.3275 | 429.1641 | 153.1293 | 102.5731 | 556.0052 | 173.1149 | 102.5731 | 379.2778 | 869.7653 | 139.775 | 522.6394 | 383.0186 | 173.1149 | 103.5169 | 61.9086 | 209.9422 | 53.2925 | 53.2925 | 53.2925 | 161.4366 | 191.5937 | 72.5704 | 124.6017 | 217.9563 | 207.7312 | 115.3696 | 115.3696 | 122.4434 | 363.0359 | 53.2925 | 402.4427 | 219.5046 | 369.6337 | 138.7923 | 115.3192 | 319.1446 | 93.2431 | 176.383 | 93.2431 | 233.0436 | 79.728 | 107.9363 | 64.9222 | 64.9222 | 79.728 | 314.1024 | 268.7443 | 146.343 | 200.2819 | 115.202 | 79.728 | 755.3265 | 184.8653 | 196.629 | 449.2642 | 709.7519 | 89.0567 | 97.4389 | 158.7586 | 328.8111 | 97.4389 | 57.2834 | 129.4971 | 102.3101 | 92.5992 | 109.618 | 55.2011 | 55.2011 | 90.2808 | 53.1869 | 151.8672 | 233.1896 | 107.3027 | 176.383 | 99.8416 | 213.534 | 178.4165 | 107.3027 | 99.8416 | 81.1266 | 242.1463 | 175.3683 | 51.5811 | 29.1654 | 366.5626 | 77.2956 | 261.6679 | 78.0496 | 362.2525 | 853.8411 | 43.2203 | 274.5766 | 242.1463 | 348.8689 | 78.0496 | 31.8247 | 337.1403 | 263.99 | 194.5716 | 204.9898 | 0 | 83.7906 | 149.8606 | 409.2799 | 0 | 89.0567 | 118.6352 | 184.2014 | 80.046 | 121.6946 | 184.8807 | 77.7569 | 0 | 0 | 0 | 0 | 0 | 0 | 0 | 0 | 85.05 | 0 | 155.841 | 205.1264 | 225.2497 | 149.158 | 0 | 162.1976 | 50.5315 | 42.8691 | 23.4826 | 706.5905 | 38.4982 | 114.8724 | 49.9633 | 49.9633 | 92.2498 | 32.2532 | 50.5315 | 38.4982 | 34.8947 | 34.8947 | 59.0684 | 0 | 0 | 0 | 0 | 32.2532 | 32.2532 | 32.2532 | 52.6559 | 34.8947 | 112.482 | 0 | 0 | 22.7326 | 0 | 0 | 0 | 99.1631 | 44.1697 | 124.3202 | 56.4584 | 54.4856 | 22.7326 | 120.7182 | 157.6418 | 34.7819 | 155.4316 | 129.1693 | 550.4993 | 112.6402 | 109.1209 | 134.0416 | 21.4156 | 26.0865 | 26.0865 | 21.4156 | 46.6416 | 78.1698 | 176.3558 | 1642.9556 | 131.8947 | 78.1698 | 73.759 | 151.4635 | 103.1503 | 88.9457 | 86.3424 | 73.759 | 157.0313 | 67.3339 | 44.1697 | 44.1697 | 150.7913 | 101.9617 | 0 | 0 | 0 | 26.0865 | 26.0865 | 29.3412 | 0 | 0 | 0 | 0 | 0 | 0 | 21.4156 | 44.1697 | 146.9719 | 26.0865 | 33.2264 | 67.3091 | 0 | 0 | 0 | 0 | 0 | 0 | 0 | 0 | 0 | 0 | 0 | 0 | 0 | 0 | 0 | 0 | 0 | 0 | 0 | 0 | 0 | 0 | 0 | 0 | 0 | 0 | 0 | 0 | 0 | 0 | 0 | 0 | 0 | 0 | 0 | 0 | 0 | 0 | 0 | 0 | 0 | 0 | 0 | 0 | 0 | 0 | 0 | 0 | 0 | 0 | 0 | 0 | 0 | 0 | 0 | 0 | 0 | 0 | 0 | 0 | 0 | 0 | 0 | 0 | 0 | 0 | 0 | 0 | 0 | 0 | 0 | 0 | 0 | 0 | 0 | 0 | 0 | 0 | 0 | 0 | 0 | 0 | 0 | 0 | 0 | 0 | 0 | 0 | 0 | 0 | 0 | 0 | 0 | 0 | 0 | 0 | 0 | 0 | 0 | 0 | 0 | 0 | 0 | 0 | 0 | 0 | 0 | 0 | 0 | 2017-01-30 22:00
t0720 | 0 | 122.0188 | 318.6947 | 142.8264 | 35.9745 | 249.9143 | 35.9745 | 589.9325 | 58.4258 | 58.4258 | 1851.1807 | 62.5784 | 79.4217 | 331.9108 | 398.7949 | 59.0291 | 72.4865 | 339.7994 | 211.9323 | 355.6739 | 0 | 0 | 396.0378 | 35.222 | 35.222 | 35.222 | 82.5319 | 157.3158 | 274.3247 | 120.9875 | 324.6092 | 83.9362 | 240.8138 | 219.8281 | 266.9779 | 257.8922 | 137.8206 | 596.4766 | 361.7199 | 95.2859 | 221.2323 | 264.8001 | 108.3202 | 229.8867 | 432.4388 | 108.3202 | 43.675 | 284.4237 | 772.2191 | 163.6831 | 175.6673 | 92.8161 | 180.094 | 43.675 | 167.6729 | 287.1002 | 97.76 | 330.8265 | 34.1056 | 181.4458 | 34.1056 | 108.3202 | 157.3158 | 61.6916 | 432.4388 | 0 | 0 | 0 | 0 | 0 | 0 | 0 | 0 | 158.0478 | 0 | 0 | 0 | 0 | 245.6104 | 273.4718 | 26.244 | 30.3572 | 217.086 | 147.0183 | 11.4318 | 77.5459 | 87.1953 | 253.3929 | 147.1597 | 200.6815 | 88.9609 | 26.244 | 253.5133 | 42.0988 | 242.8058 | 117.0808 | 149.7706 | 45.0079 | 84.8221 | 452.069 | 20.9528 | 144.3658 | 141.8187 | 11.4318 | 11.4318 | 59.1493 | 113.8118 | 60.5344 | 119.927 | 145.6806 | 76.8656 | 71.0354 | 568.4811 | 102.2538 | 77.5459 | 72.841 | 72.841 | 30.9445 | 43.5539 | 568.4811 | 340.3237 | 138.6798 | 0 | 0 | 0 | 73.3063 | 87.1953 | 70.9574 | 328.5846 | 84.8221 | 0 | 62.7614 | 43.5539 | 11.4318 | 58.5001 | 23.7203 | 0 | 0 | 0 | 81.5993 | 0 | 0 | 129.0795 | 0 | 28.7617 | 0 | 0 | 189.9918 | 82.2279 | 23.7203 | 27.5835 | 27.5835 | 61.6592 | 128.0883 | 171.5988 | 126.2944 | 275.8661 | 172.1505 | 103.3543 | 242.59 | 217.4473 | 136.944 | 134.6454 | 347.54 | 168.4147 | 164.8151 | 84.4105 | 79.2562 | 172.1276 | 183.4206 | 67.8854 | 79.2562 | 79.2562 | 131.9942 | 84.4105 | 84.4105 | 84.4105 | 149.2799 | 156.0871 | 147.726 | 120.5067 | 120.5067 | 93.6126 | 153.4178 | 404.2442 | 148.2764 | 92.8021 | 520.4633 | 163.1114 | 92.8021 | 341.4037 | 816.9884 | 126.0789 | 481.3623 | 356.9525 | 163.1114 | 95.7309 | 57.258 | 189.5273 | 50.0635 | 50.0635 | 50.0635 | 147.0885 | 172.7848 | 64.8398 | 121.1474 | 204.5608 | 198.1018 | 110.7775 | 110.7775 | 114.3036 | 351.4137 | 50.0635 | 370.0391 | 208.2792 | 350.0992 | 131.9154 | 108.28 | 290.8365 | 87.032 | 171.6174 | 87.032 | 218.3859 | 73.4168 | 102.6961 | 61.6916 | 61.6916 | 73.4168 | 307.5397 | 259.7458 | 136.6661 | 184.9123 | 110.9784 | 73.4168 | 744.7043 | 174.7428 | 182.4991 | 418.7248 | 665.2005 | 84.1983 | 92.5998 | 144.2184 | 306.6839 | 92.5998 | 53.1961 | 120.5352 | 97.7218 | 86.7763 | 100.544 | 52.0447 | 52.0447 | 85.6649 | 49.1287 | 142.7671 | 220.7203 | 99.8701 | 171.6174 | 93.3609 | 197.7751 | 168.8999 | 99.8701 | 93.3609 | 73.9008 | 223.0409 | 166.7977 | 49.6903 | 26.5813 | 343.5197 | 71.3811 | 240.4495 | 71.832 | 339.4801 | 815.8916 | 40.2282 | 251.1675 | 223.0409 | 322.0708 | 71.832 | 28.7617 | 344.2227 | 242.7753 | 186.8565 | 200.4359 | 0 | 79.2562 | 140.5037 | 390.2562 | 0 | 84.1983 | 110.7901 | 172.1276 | 74.948 | 108.9957 | 174.1451 | 71.0664 | 0 | 0 | 0 | 0 | 0 | 0 | 0 | 0 | 82.2279 | 0 | 148.3838 | 203.3572 | 208.3792 | 139.4161 | 0 | 148.0973 | 44.2686 | 39.3422 | 20.9528 | 634.8611 | 36.0154 | 104.2681 | 44.6915 | 44.6915 | 80.2352 | 29.0039 | 44.2686 | 36.0154 | 31.5848 | 31.5848 | 53.728 | 0 | 0 | 0 | 0 | 29.0039 | 29.0039 | 29.0039 | 48.056 | 31.5848 | 103.0546 | 0 | 0 | 20.7975 | 0 | 0 | 0 | 90.2122 | 42.4305 | 113.8567 | 55.2699 | 50.0872 | 20.7975 | 114.7716 | 142.6436 | 31.946 | 148.7779 | 120.3334 | 519.8133 | 105.4924 | 102.327 | 124.6783 | 20.0504 | 24.4686 | 24.4686 | 20.0504 | 42.0409 | 72.0604 | 162.6982 | 1530.8909 | 117.8005 | 72.0604 | 68.4147 | 137.9469 | 92.8832 | 79.5533 | 77.2661 | 68.4147 | 141.5137 | 62.2006 | 42.4305 | 42.4305 | 137.9046 | 92.6284 | 0 | 0 | 0 | 24.4686 | 24.4686 | 26.6026 | 0 | 0 | 0 | 0 | 0 | 0 | 20.0504 | 42.4305 | 134.2757 | 24.4686 | 30.9555 | 60.5387 | 0 | 0 | 0 | 0 | 0 | 0 | 0 | 0 | 0 | 0 | 0 | 0 | 0 | 0 | 0 | 0 | 0 | 0 | 0 | 0 | 0 | 0 | 0 | 0 | 0 | 0 | 0 | 0 | 0 | 0 | 0 | 0 | 0 | 0 | 0 | 0 | 0 | 0 | 0 | 0 | 0 | 0 | 0 | 0 | 0 | 0 | 0 | 0 | 0 | 0 | 0 | 0 | 0 | 0 | 0 | 0 | 0 | 0 | 0 | 0 | 0 | 0 | 0 | 0 | 0 | 0 | 0 | 0 | 0 | 0 | 0 | 0 | 0 | 0 | 0 | 0 | 0 | 0 | 0 | 0 | 0 | 0 | 0 | 0 | 0 | 0 | 0 | 0 | 0 | 0 | 0 | 0 | 0 | 0 | 0 | 0 | 0 | 0 | 0 | 0 | 0 | 0 | 0 | 0 | 0 | 0 | 0 | 0 | 0 | 2017-01-30 23:00

## demand_h
index

## ntc
index | zone_i | zone_j | ntc
0 | AT | PL | 0
1 | PL | AT | 0
2 | AT | DK | 0
3 | DK | AT | 0
4 | AT | FR | 0
5 | FR | AT | 0
6 | AT | CZ | 0
7 | CZ | AT | 0
8 | AT | CH | 0
9 | CH | AT | 0
10 | AT | DE | 3915.9
11 | DE | AT | 3915.9
12 | AT | SE | 0
13 | SE | AT | 0
14 | AT | LU | 0
15 | LU | AT | 0
16 | AT | NL | 0
17 | NL | AT | 0
18 | PL | DK | 0
19 | DK | PL | 0
20 | PL | FR | 0
21 | FR | PL | 0
22 | PL | CZ | 0
23 | CZ | PL | 0
24 | PL | CH | 0
25 | CH | PL | 0
26 | PL | DE | 1449.43
27 | DE | PL | 1449.43
28 | PL | SE | 0
29 | SE | PL | 0
30 | PL | LU | 0
31 | LU | PL | 0
32 | PL | NL | 0
33 | NL | PL | 0
34 | DK | FR | 0
35 | FR | DK | 0
36 | DK | CZ | 0
37 | CZ | DK | 0
38 | DK | CH | 0
39 | CH | DK | 0
40 | DK | DE | 0
41 | DE | DK | 0
42 | DK | SE | 0
43 | SE | DK | 0
44 | DK | LU | 0
45 | LU | DK | 0
46 | DK | NL | 0
47 | NL | DK | 0
48 | FR | CZ | 0
49 | CZ | FR | 0
50 | FR | CH | 0
51 | CH | FR | 0
52 | FR | DE | 2805
53 | DE | FR | 2805
54 | FR | SE | 0
55 | SE | FR | 0
56 | FR | LU | 0
57 | LU | FR | 0
58 | FR | NL | 0
59 | NL | FR | 0
60 | CZ | CH | 0
61 | CH | CZ | 0
62 | CZ | DE | 1778.53
63 | DE | CZ | 1778.53
64 | CZ | SE | 0
65 | SE | CZ | 0
66 | CZ | LU | 0
67 | LU | CZ | 0
68 | CZ | NL | 0
69 | NL | CZ | 0
70 | CH | DE | 5292.01
71 | DE | CH | 5292.01
72 | CH | SE | 0
73 | SE | CH | 0
74 | CH | LU | 0
75 | LU | CH | 0
76 | CH | NL | 0
77 | NL | CH | 0
78 | DE | SE | 0
79 | SE | DE | 0
80 | DE | LU | 0
81 | LU | DE | 0
82 | DE | NL | 3247
83 | NL | DE | 3247
84 | SE | LU | 0
85 | LU | SE | 0
86 | SE | NL | 0
87 | NL | SE | 0
88 | LU | NL | 0
89 | NL | LU | 0

## net_position
index | DE | FR | NL | utc_timestamp

## net_export
index | timestep | from_zone | to_zone | export | utc_timestamp
0 | t0001 | AT | DE | -1698 | 2017-01-01
19008 | t0001 | FR | DE | -2144 | 2017-01-01
47516 | t0001 | SE | DE | -1.4 | 2017-01-01
28512 | t0001 | CZ | DE | 797.88 | 2017-01-01
62269 | t0001 | NL | DE | -2347 | 2017-01-01
9504 | t0001 | PL | DE | -641.91 | 2017-01-01
38015 | t0001 | CH | DE | -2506.4 | 2017-01-01
1 | t0002 | AT | DE | -1968.2 | 2017-01-01 01:00
28513 | t0002 | CZ | DE | 766.04 | 2017-01-01 01:00
47517 | t0002 | SE | DE | -1.4 | 2017-01-01 01:00
38016 | t0002 | CH | DE | -2936.87 | 2017-01-01 01:00
19009 | t0002 | FR | DE | -1988 | 2017-01-01 01:00
62270 | t0002 | NL | DE | -2001 | 2017-01-01 01:00
9505 | t0002 | PL | DE | -644.65 | 2017-01-01 01:00
47518 | t0003 | SE | DE | -1.4 | 2017-01-01 02:00
38017 | t0003 | CH | DE | -3213.63 | 2017-01-01 02:00
2 | t0003 | AT | DE | -2520 | 2017-01-01 02:00
62271 | t0003 | NL | DE | -1763 | 2017-01-01 02:00
28514 | t0003 | CZ | DE | 520.56 | 2017-01-01 02:00
9506 | t0003 | PL | DE | -825.34 | 2017-01-01 02:00
19010 | t0003 | FR | DE | -1358 | 2017-01-01 02:00
9507 | t0004 | PL | DE | -763.21 | 2017-01-01 03:00
47519 | t0004 | SE | DE | -1.4 | 2017-01-01 03:00
28515 | t0004 | CZ | DE | 612.82 | 2017-01-01 03:00
3 | t0004 | AT | DE | -2448.7 | 2017-01-01 03:00
38018 | t0004 | CH | DE | -3416.87 | 2017-01-01 03:00
19011 | t0004 | FR | DE | -1127 | 2017-01-01 03:00
62272 | t0004 | NL | DE | -1679 | 2017-01-01 03:00
19012 | t0005 | FR | DE | -1087 | 2017-01-01 04:00
28516 | t0005 | CZ | DE | 604.08 | 2017-01-01 04:00
62273 | t0005 | NL | DE | -1840 | 2017-01-01 04:00
4 | t0005 | AT | DE | -2464.2 | 2017-01-01 04:00
47520 | t0005 | SE | DE | -72.8 | 2017-01-01 04:00
38019 | t0005 | CH | DE | -3309.45 | 2017-01-01 04:00
9508 | t0005 | PL | DE | -753.54 | 2017-01-01 04:00
62274 | t0006 | NL | DE | -2137 | 2017-01-01 05:00
5 | t0006 | AT | DE | -2565.1 | 2017-01-01 05:00
28517 | t0006 | CZ | DE | 442.9 | 2017-01-01 05:00
9509 | t0006 | PL | DE | -786.15 | 2017-01-01 05:00
38020 | t0006 | CH | DE | -3111.64 | 2017-01-01 05:00
47521 | t0006 | SE | DE | -75.4 | 2017-01-01 05:00
19013 | t0006 | FR | DE | -1076 | 2017-01-01 05:00
62275 | t0007 | NL | DE | -2191 | 2017-01-01 06:00
9510 | t0007 | PL | DE | -825.33 | 2017-01-01 06:00
19014 | t0007 | FR | DE | -994 | 2017-01-01 06:00
28518 | t0007 | CZ | DE | 428.83 | 2017-01-01 06:00
6 | t0007 | AT | DE | -2734.1 | 2017-01-01 06:00
38021 | t0007 | CH | DE | -3204.23 | 2017-01-01 06:00
47522 | t0007 | SE | DE | -75.4 | 2017-01-01 06:00
19015 | t0008 | FR | DE | -941 | 2017-01-01 07:00
47523 | t0008 | SE | DE | -75.3 | 2017-01-01 07:00
7 | t0008 | AT | DE | -2642.9 | 2017-01-01 07:00
62276 | t0008 | NL | DE | -2165 | 2017-01-01 07:00
28519 | t0008 | CZ | DE | 590.09 | 2017-01-01 07:00
38022 | t0008 | CH | DE | -3540.13 | 2017-01-01 07:00
9511 | t0008 | PL | DE | -669.3 | 2017-01-01 07:00
47524 | t0009 | SE | DE | -2.2 | 2017-01-01 08:00
19016 | t0009 | FR | DE | -1214 | 2017-01-01 08:00
62277 | t0009 | NL | DE | -1700 | 2017-01-01 08:00
8 | t0009 | AT | DE | -2883.1 | 2017-01-01 08:00
28520 | t0009 | CZ | DE | 375.93 | 2017-01-01 08:00
38023 | t0009 | CH | DE | -3688.05 | 2017-01-01 08:00
9512 | t0009 | PL | DE | -821.6 | 2017-01-01 08:00
9 | t0010 | AT | DE | -2832.8 | 2017-01-01 09:00
47525 | t0010 | SE | DE | -2.2 | 2017-01-01 09:00
38024 | t0010 | CH | DE | -3573.31 | 2017-01-01 09:00
19017 | t0010 | FR | DE | -1481 | 2017-01-01 09:00
28521 | t0010 | CZ | DE | 527.42 | 2017-01-01 09:00
62278 | t0010 | NL | DE | -1570 | 2017-01-01 09:00
9513 | t0010 | PL | DE | -721.38 | 2017-01-01 09:00
62279 | t0011 | NL | DE | -1782 | 2017-01-01 10:00
47526 | t0011 | SE | DE | -2.4 | 2017-01-01 10:00
19018 | t0011 | FR | DE | -1713 | 2017-01-01 10:00
9514 | t0011 | PL | DE | -716.99 | 2017-01-01 10:00
28522 | t0011 | CZ | DE | 686.4 | 2017-01-01 10:00
10 | t0011 | AT | DE | -2793.2 | 2017-01-01 10:00
38025 | t0011 | CH | DE | -3104.49 | 2017-01-01 10:00
62280 | t0012 | NL | DE | -2045 | 2017-01-01 11:00
47527 | t0012 | SE | DE | -2.5 | 2017-01-01 11:00
11 | t0012 | AT | DE | -2553.3 | 2017-01-01 11:00
9515 | t0012 | PL | DE | -703.83 | 2017-01-01 11:00
28523 | t0012 | CZ | DE | 789.44 | 2017-01-01 11:00
19019 | t0012 | FR | DE | -1965 | 2017-01-01 11:00
38026 | t0012 | CH | DE | -2873 | 2017-01-01 11:00
19020 | t0013 | FR | DE | -1857 | 2017-01-01 12:00
9516 | t0013 | PL | DE | -753.14 | 2017-01-01 12:00
62281 | t0013 | NL | DE | -2152 | 2017-01-01 12:00
12 | t0013 | AT | DE | -2461.3 | 2017-01-01 12:00
47528 | t0013 | SE | DE | -2.5 | 2017-01-01 12:00
38027 | t0013 | CH | DE | -2740.23 | 2017-01-01 12:00
28524 | t0013 | CZ | DE | 759.94 | 2017-01-01 12:00
38028 | t0014 | CH | DE | -2670.76 | 2017-01-01 13:00
47529 | t0014 | SE | DE | -2.6 | 2017-01-01 13:00
13 | t0014 | AT | DE | -2203.3 | 2017-01-01 13:00
62282 | t0014 | NL | DE | -2250 | 2017-01-01 13:00
28525 | t0014 | CZ | DE | 670.28 | 2017-01-01 13:00
19021 | t0014 | FR | DE | -1532 | 2017-01-01 13:00
9517 | t0014 | PL | DE | -724.62 | 2017-01-01 13:00
62283 | t0015 | NL | DE | -1832 | 2017-01-01 14:00
14 | t0015 | AT | DE | -1643.3 | 2017-01-01 14:00
28526 | t0015 | CZ | DE | 691.62 | 2017-01-01 14:00
47530 | t0015 | SE | DE | 86.7 | 2017-01-01 14:00
19022 | t0015 | FR | DE | -1381 | 2017-01-01 14:00
38029 | t0015 | CH | DE | -2680.08 | 2017-01-01 14:00
9518 | t0015 | PL | DE | -642.35 | 2017-01-01 14:00
15 | t0016 | AT | DE | -419.7 | 2017-01-01 15:00
19023 | t0016 | FR | DE | -931 | 2017-01-01 15:00
62284 | t0016 | NL | DE | -1446 | 2017-01-01 15:00
38030 | t0016 | CH | DE | -2521.2 | 2017-01-01 15:00
9519 | t0016 | PL | DE | -449.39 | 2017-01-01 15:00
47531 | t0016 | SE | DE | 284.4 | 2017-01-01 15:00
28527 | t0016 | CZ | DE | 1097.78 | 2017-01-01 15:00
38031 | t0017 | CH | DE | -2776.24 | 2017-01-01 16:00
28528 | t0017 | CZ | DE | 1038.73 | 2017-01-01 16:00
19024 | t0017 | FR | DE | -1168 | 2017-01-01 16:00
16 | t0017 | AT | DE | -520.6 | 2017-01-01 16:00
47532 | t0017 | SE | DE | 423.3 | 2017-01-01 16:00
62285 | t0017 | NL | DE | -1445 | 2017-01-01 16:00
9520 | t0017 | PL | DE | -437.96 | 2017-01-01 16:00
19025 | t0018 | FR | DE | -1803 | 2017-01-01 17:00
38032 | t0018 | CH | DE | -2373 | 2017-01-01 17:00
17 | t0018 | AT | DE | -28.4 | 2017-01-01 17:00
9521 | t0018 | PL | DE | -376.78 | 2017-01-01 17:00
28529 | t0018 | CZ | DE | 1268.13 | 2017-01-01 17:00
62286 | t0018 | NL | DE | -1736 | 2017-01-01 17:00
47533 | t0018 | SE | DE | 480.9 | 2017-01-01 17:00
38033 | t0019 | CH | DE | -2124.1 | 2017-01-01 18:00
9522 | t0019 | PL | DE | -399.2 | 2017-01-01 18:00
28530 | t0019 | CZ | DE | 1228.53 | 2017-01-01 18:00
47534 | t0019 | SE | DE | 533 | 2017-01-01 18:00
19026 | t0019 | FR | DE | -2222 | 2017-01-01 18:00
18 | t0019 | AT | DE | -152.4 | 2017-01-01 18:00
62287 | t0019 | NL | DE | -1988 | 2017-01-01 18:00
19 | t0020 | AT | DE | -942.2 | 2017-01-01 19:00
19027 | t0020 | FR | DE | -2090 | 2017-01-01 19:00
38034 | t0020 | CH | DE | -2477.28 | 2017-01-01 19:00
47535 | t0020 | SE | DE | 533.4 | 2017-01-01 19:00
62288 | t0020 | NL | DE | -1868 | 2017-01-01 19:00
28531 | t0020 | CZ | DE | 1056.5 | 2017-01-01 19:00
9523 | t0020 | PL | DE | -502.88 | 2017-01-01 19:00
20 | t0021 | AT | DE | -1254.2 | 2017-01-01 20:00
47536 | t0021 | SE | DE | 478.2 | 2017-01-01 20:00
28532 | t0021 | CZ | DE | 862.99 | 2017-01-01 20:00
62289 | t0021 | NL | DE | -1815 | 2017-01-01 20:00
38035 | t0021 | CH | DE | -2595.41 | 2017-01-01 20:00
19028 | t0021 | FR | DE | -1871 | 2017-01-01 20:00
9524 | t0021 | PL | DE | -591.69 | 2017-01-01 20:00
62290 | t0022 | NL | DE | -1864 | 2017-01-01 21:00
21 | t0022 | AT | DE | -1109.8 | 2017-01-01 21:00
38036 | t0022 | CH | DE | -2464.51 | 2017-01-01 21:00
19029 | t0022 | FR | DE | -1995 | 2017-01-01 21:00
47537 | t0022 | SE | DE | 404.7 | 2017-01-01 21:00
9525 | t0022 | PL | DE | -558.72 | 2017-01-01 21:00
28533 | t0022 | CZ | DE | 1006.26 | 2017-01-01 21:00
19030 | t0023 | FR | DE | -2072 | 2017-01-01 22:00
38037 | t0023 | CH | DE | -2743.93 | 2017-01-01 22:00
22 | t0023 | AT | DE | -1438.1 | 2017-01-01 22:00
62291 | t0023 | NL | DE | -1573 | 2017-01-01 22:00
28534 | t0023 | CZ | DE | 1091.06 | 2017-01-01 22:00
9526 | t0023 | PL | DE | -555.62 | 2017-01-01 22:00
47538 | t0023 | SE | DE | 312.4 | 2017-01-01 22:00
47539 | t0024 | SE | DE | 82 | 2017-01-01 23:00
62292 | t0024 | NL | DE | -1480 | 2017-01-01 23:00
19031 | t0024 | FR | DE | -586 | 2017-01-01 23:00
28535 | t0024 | CZ | DE | 911.46 | 2017-01-01 23:00
38038 | t0024 | CH | DE | -2106.13 | 2017-01-01 23:00
23 | t0024 | AT | DE | -1563.5 | 2017-01-01 23:00
9527 | t0024 | PL | DE | -522.97 | 2017-01-01 23:00
62293 | t0025 | NL | DE | -1579 | 2017-01-02
19032 | t0025 | FR | DE | -175 | 2017-01-02
24 | t0025 | AT | DE | -2003.8 | 2017-01-02
47540 | t0025 | SE | DE | -2.4 | 2017-01-02
28536 | t0025 | CZ | DE | 627.43 | 2017-01-02
9528 | t0025 | PL | DE | -621.62 | 2017-01-02
38039 | t0025 | CH | DE | -2514.6 | 2017-01-02
47541 | t0026 | SE | DE | -2.3 | 2017-01-02 01:00
62294 | t0026 | NL | DE | -1668 | 2017-01-02 01:00
28537 | t0026 | CZ | DE | 600.94 | 2017-01-02 01:00
19033 | t0026 | FR | DE | -167 | 2017-01-02 01:00
9529 | t0026 | PL | DE | -681.47 | 2017-01-02 01:00
25 | t0026 | AT | DE | -2234.3 | 2017-01-02 01:00
38040 | t0026 | CH | DE | -2612.51 | 2017-01-02 01:00
28538 | t0027 | CZ | DE | 656.26 | 2017-01-02 02:00
19034 | t0027 | FR | DE | 173 | 2017-01-02 02:00
9530 | t0027 | PL | DE | -689.98 | 2017-01-02 02:00
38041 | t0027 | CH | DE | -2751.23 | 2017-01-02 02:00
47542 | t0027 | SE | DE | -2.2 | 2017-01-02 02:00
26 | t0027 | AT | DE | -2358.6 | 2017-01-02 02:00
62295 | t0027 | NL | DE | -1514 | 2017-01-02 02:00
27 | t0028 | AT | DE | -2349.9 | 2017-01-02 03:00
9531 | t0028 | PL | DE | -751.85 | 2017-01-02 03:00
38042 | t0028 | CH | DE | -2841.9 | 2017-01-02 03:00
28539 | t0028 | CZ | DE | 512.73 | 2017-01-02 03:00
47543 | t0028 | SE | DE | -2.2 | 2017-01-02 03:00
62296 | t0028 | NL | DE | -1399 | 2017-01-02 03:00
19035 | t0028 | FR | DE | 218 | 2017-01-02 03:00
9532 | t0029 | PL | DE | -904.94 | 2017-01-02 04:00
38043 | t0029 | CH | DE | -2879.63 | 2017-01-02 04:00
47544 | t0029 | SE | DE | 151.6 | 2017-01-02 04:00
62297 | t0029 | NL | DE | -1477 | 2017-01-02 04:00
19036 | t0029 | FR | DE | 92 | 2017-01-02 04:00
28540 | t0029 | CZ | DE | 210.72 | 2017-01-02 04:00
28 | t0029 | AT | DE | -2287.1 | 2017-01-02 04:00
38044 | t0030 | CH | DE | -2656.55 | 2017-01-02 05:00
19037 | t0030 | FR | DE | -128 | 2017-01-02 05:00
9533 | t0030 | PL | DE | -1054.79 | 2017-01-02 05:00
29 | t0030 | AT | DE | -1871.7 | 2017-01-02 05:00
62298 | t0030 | NL | DE | -618 | 2017-01-02 05:00
28541 | t0030 | CZ | DE | 55.19 | 2017-01-02 05:00
47545 | t0030 | SE | DE | 293.6 | 2017-01-02 05:00
9534 | t0031 | PL | DE | -1004.06 | 2017-01-02 06:00
47546 | t0031 | SE | DE | 404.7 | 2017-01-02 06:00
30 | t0031 | AT | DE | -1457.2 | 2017-01-02 06:00
28542 | t0031 | CZ | DE | 102.97 | 2017-01-02 06:00
38045 | t0031 | CH | DE | -2315.08 | 2017-01-02 06:00
62299 | t0031 | NL | DE | -323 | 2017-01-02 06:00
19038 | t0031 | FR | DE | -725 | 2017-01-02 06:00
38046 | t0032 | CH | DE | -2086.37 | 2017-01-02 07:00
62300 | t0032 | NL | DE | -852 | 2017-01-02 07:00
19039 | t0032 | FR | DE | -1032 | 2017-01-02 07:00
47547 | t0032 | SE | DE | 496.6 | 2017-01-02 07:00
31 | t0032 | AT | DE | -959.2 | 2017-01-02 07:00
28543 | t0032 | CZ | DE | 444.21 | 2017-01-02 07:00
9535 | t0032 | PL | DE | -1089.84 | 2017-01-02 07:00
38047 | t0033 | CH | DE | -2267.9 | 2017-01-02 08:00
19040 | t0033 | FR | DE | -1285 | 2017-01-02 08:00
47548 | t0033 | SE | DE | 604.8 | 2017-01-02 08:00
28544 | t0033 | CZ | DE | 488.06 | 2017-01-02 08:00
9536 | t0033 | PL | DE | -691.91 | 2017-01-02 08:00
32 | t0033 | AT | DE | -1025.8 | 2017-01-02 08:00
62301 | t0033 | NL | DE | -1097 | 2017-01-02 08:00
47549 | t0034 | SE | DE | 608 | 2017-01-02 09:00
28545 | t0034 | CZ | DE | 500.41 | 2017-01-02 09:00
9537 | t0034 | PL | DE | -610.45 | 2017-01-02 09:00
38048 | t0034 | CH | DE | -2042.9 | 2017-01-02 09:00
62302 | t0034 | NL | DE | -1391 | 2017-01-02 09:00
33 | t0034 | AT | DE | -481.1 | 2017-01-02 09:00
19041 | t0034 | FR | DE | -1410 | 2017-01-02 09:00
62303 | t0035 | NL | DE | -1266 | 2017-01-02 10:00
38049 | t0035 | CH | DE | -1775.23 | 2017-01-02 10:00
9538 | t0035 | PL | DE | -557.67 | 2017-01-02 10:00
47550 | t0035 | SE | DE | 607.9 | 2017-01-02 10:00
28546 | t0035 | CZ | DE | 552.72 | 2017-01-02 10:00
34 | t0035 | AT | DE | -225.6 | 2017-01-02 10:00
19042 | t0035 | FR | DE | -1342 | 2017-01-02 10:00
38050 | t0036 | CH | DE | -1772.95 | 2017-01-02 11:00
35 | t0036 | AT | DE | -159.5 | 2017-01-02 11:00
62304 | t0036 | NL | DE | -1357 | 2017-01-02 11:00
9539 | t0036 | PL | DE | -881.18 | 2017-01-02 11:00
19043 | t0036 | FR | DE | -1522 | 2017-01-02 11:00
47551 | t0036 | SE | DE | 607.9 | 2017-01-02 11:00
28547 | t0036 | CZ | DE | 238.11 | 2017-01-02 11:00
9540 | t0037 | PL | DE | -911 | 2017-01-02 12:00
38051 | t0037 | CH | DE | -1370.66 | 2017-01-02 12:00
28548 | t0037 | CZ | DE | 269.68 | 2017-01-02 12:00
47552 | t0037 | SE | DE | 578.4 | 2017-01-02 12:00
62305 | t0037 | NL | DE | -1369 | 2017-01-02 12:00
36 | t0037 | AT | DE | 112.8 | 2017-01-02 12:00
19044 | t0037 | FR | DE | -1207 | 2017-01-02 12:00
28549 | t0038 | CZ | DE | 408.55 | 2017-01-02 13:00
9541 | t0038 | PL | DE | -728.24 | 2017-01-02 13:00
62306 | t0038 | NL | DE | -1529 | 2017-01-02 13:00
37 | t0038 | AT | DE | 134.6 | 2017-01-02 13:00
19045 | t0038 | FR | DE | -1239 | 2017-01-02 13:00
38052 | t0038 | CH | DE | -1731.31 | 2017-01-02 13:00
47553 | t0038 | SE | DE | 543.3 | 2017-01-02 13:00
28550 | t0039 | CZ | DE | 316.15 | 2017-01-02 14:00
38 | t0039 | AT | DE | -23.8 | 2017-01-02 14:00
38053 | t0039 | CH | DE | -2171.46 | 2017-01-02 14:00
9542 | t0039 | PL | DE | -877.99 | 2017-01-02 14:00
19046 | t0039 | FR | DE | -958 | 2017-01-02 14:00
47554 | t0039 | SE | DE | 515.2 | 2017-01-02 14:00
62307 | t0039 | NL | DE | -1461 | 2017-01-02 14:00
19047 | t0040 | FR | DE | -880 | 2017-01-02 15:00
39 | t0040 | AT | DE | -276.7 | 2017-01-02 15:00
38054 | t0040 | CH | DE | -2342.16 | 2017-01-02 15:00
62308 | t0040 | NL | DE | -1521 | 2017-01-02 15:00
9543 | t0040 | PL | DE | -894.93 | 2017-01-02 15:00
28551 | t0040 | CZ | DE | 208.7 | 2017-01-02 15:00
47555 | t0040 | SE | DE | 499.2 | 2017-01-02 15:00
38055 | t0041 | CH | DE | -1641.33 | 2017-01-02 16:00
28552 | t0041 | CZ | DE | 389.24 | 2017-01-02 16:00
40 | t0041 | AT | DE | 327.1 | 2017-01-02 16:00
19048 | t0041 | FR | DE | -560 | 2017-01-02 16:00
47556 | t0041 | SE | DE | 554 | 2017-01-02 16:00
9544 | t0041 | PL | DE | -850.55 | 2017-01-02 16:00
62309 | t0041 | NL | DE | -1680 | 2017-01-02 16:00
41 | t0042 | AT | DE | 285.1 | 2017-01-02 17:00
9545 | t0042 | PL | DE | -783.24 | 2017-01-02 17:00
62310 | t0042 | NL | DE | -2031 | 2017-01-02 17:00
38056 | t0042 | CH | DE | -1478.55 | 2017-01-02 17:00
47557 | t0042 | SE | DE | 565.8 | 2017-01-02 17:00
28553 | t0042 | CZ | DE | 596.73 | 2017-01-02 17:00
19049 | t0042 | FR | DE | -1094 | 2017-01-02 17:00
9546 | t0043 | PL | DE | -778.05 | 2017-01-02 18:00
19050 | t0043 | FR | DE | -1237 | 2017-01-02 18:00
38057 | t0043 | CH | DE | -1807.97 | 2017-01-02 18:00
42 | t0043 | AT | DE | -302.1 | 2017-01-02 18:00
28554 | t0043 | CZ | DE | 662.62 | 2017-01-02 18:00
62311 | t0043 | NL | DE | -1916 | 2017-01-02 18:00
47558 | t0043 | SE | DE | 566.1 | 2017-01-02 18:00
19051 | t0044 | FR | DE | -1238 | 2017-01-02 19:00
47559 | t0044 | SE | DE | 554 | 2017-01-02 19:00
38058 | t0044 | CH | DE | -2262.72 | 2017-01-02 19:00
28555 | t0044 | CZ | DE | 486.43 | 2017-01-02 19:00
62312 | t0044 | NL | DE | -1925 | 2017-01-02 19:00
9547 | t0044 | PL | DE | -828.01 | 2017-01-02 19:00
43 | t0044 | AT | DE | -948.2 | 2017-01-02 19:00
19052 | t0045 | FR | DE | -1441 | 2017-01-02 20:00
28556 | t0045 | CZ | DE | 552.03 | 2017-01-02 20:00
9548 | t0045 | PL | DE | -700.02 | 2017-01-02 20:00
47560 | t0045 | SE | DE | 527.5 | 2017-01-02 20:00
38059 | t0045 | CH | DE | -2701.09 | 2017-01-02 20:00
62313 | t0045 | NL | DE | -2205 | 2017-01-02 20:00
44 | t0045 | AT | DE | -1090 | 2017-01-02 20:00
45 | t0046 | AT | DE | -1214.1 | 2017-01-02 21:00
28557 | t0046 | CZ | DE | 847.49 | 2017-01-02 21:00
9549 | t0046 | PL | DE | -596.9 | 2017-01-02 21:00
38060 | t0046 | CH | DE | -2848.18 | 2017-01-02 21:00
47561 | t0046 | SE | DE | 371.3 | 2017-01-02 21:00
19053 | t0046 | FR | DE | -1584 | 2017-01-02 21:00
62314 | t0046 | NL | DE | -1925 | 2017-01-02 21:00
46 | t0047 | AT | DE | -1172.5 | 2017-01-02 22:00
19054 | t0047 | FR | DE | -1700 | 2017-01-02 22:00
47562 | t0047 | SE | DE | 180.3 | 2017-01-02 22:00
62315 | t0047 | NL | DE | -1831 | 2017-01-02 22:00
28558 | t0047 | CZ | DE | 1052.88 | 2017-01-02 22:00
9550 | t0047 | PL | DE | -575.69 | 2017-01-02 22:00
38061 | t0047 | CH | DE | -2456.56 | 2017-01-02 22:00
62316 | t0048 | NL | DE | -1927 | 2017-01-02 23:00
47 | t0048 | AT | DE | -1057.6 | 2017-01-02 23:00
47563 | t0048 | SE | DE | 4.6 | 2017-01-02 23:00
28559 | t0048 | CZ | DE | 1102.82 | 2017-01-02 23:00
38062 | t0048 | CH | DE | -2331.51 | 2017-01-02 23:00
9551 | t0048 | PL | DE | -423.43 | 2017-01-02 23:00
19055 | t0048 | FR | DE | -1153 | 2017-01-02 23:00
62317 | t0049 | NL | DE | -1982 | 2017-01-03
28560 | t0049 | CZ | DE | 1021.08 | 2017-01-03
19056 | t0049 | FR | DE | -1212 | 2017-01-03
38063 | t0049 | CH | DE | -2542.82 | 2017-01-03
47564 | t0049 | SE | DE | -1.8 | 2017-01-03
9552 | t0049 | PL | DE | -387.71 | 2017-01-03
48 | t0049 | AT | DE | -1059.3 | 2017-01-03
38064 | t0050 | CH | DE | -2767.24 | 2017-01-03 01:00
47565 | t0050 | SE | DE | -1.8 | 2017-01-03 01:00
62318 | t0050 | NL | DE | -1793 | 2017-01-03 01:00
28561 | t0050 | CZ | DE | 946.65 | 2017-01-03 01:00
49 | t0050 | AT | DE | -1375.5 | 2017-01-03 01:00
9553 | t0050 | PL | DE | -453.43 | 2017-01-03 01:00
19057 | t0050 | FR | DE | -1141 | 2017-01-03 01:00
38065 | t0051 | CH | DE | -3150.14 | 2017-01-03 02:00
9554 | t0051 | PL | DE | -503.8 | 2017-01-03 02:00
19058 | t0051 | FR | DE | -1344 | 2017-01-03 02:00
28562 | t0051 | CZ | DE | 916.5 | 2017-01-03 02:00
62319 | t0051 | NL | DE | -2014 | 2017-01-03 02:00
47566 | t0051 | SE | DE | -1.8 | 2017-01-03 02:00
50 | t0051 | AT | DE | -1481.2 | 2017-01-03 02:00
62320 | t0052 | NL | DE | -1604 | 2017-01-03 03:00
38066 | t0052 | CH | DE | -3052.75 | 2017-01-03 03:00
51 | t0052 | AT | DE | -1791.2 | 2017-01-03 03:00
19059 | t0052 | FR | DE | -752 | 2017-01-03 03:00
28563 | t0052 | CZ | DE | 656.21 | 2017-01-03 03:00
9555 | t0052 | PL | DE | -664.04 | 2017-01-03 03:00
47567 | t0052 | SE | DE | -1.8 | 2017-01-03 03:00
9556 | t0053 | PL | DE | -853.86 | 2017-01-03 04:00
47568 | t0053 | SE | DE | -1.8 | 2017-01-03 04:00
38067 | t0053 | CH | DE | -2762.17 | 2017-01-03 04:00
62321 | t0053 | NL | DE | -1200 | 2017-01-03 04:00
52 | t0053 | AT | DE | -1859.2 | 2017-01-03 04:00
28564 | t0053 | CZ | DE | 186.42 | 2017-01-03 04:00
19060 | t0053 | FR | DE | -278 | 2017-01-03 04:00
53 | t0054 | AT | DE | -1566.4 | 2017-01-03 05:00
9557 | t0054 | PL | DE | -895.29 | 2017-01-03 05:00
19061 | t0054 | FR | DE | -795 | 2017-01-03 05:00
28565 | t0054 | CZ | DE | -67.9 | 2017-01-03 05:00
62322 | t0054 | NL | DE | -978 | 2017-01-03 05:00
47569 | t0054 | SE | DE | -1.8 | 2017-01-03 05:00
38068 | t0054 | CH | DE | -2593.76 | 2017-01-03 05:00
47570 | t0055 | SE | DE | 88.6 | 2017-01-03 06:00
9558 | t0055 | PL | DE | -534.69 | 2017-01-03 06:00
38069 | t0055 | CH | DE | -1932.68 | 2017-01-03 06:00
54 | t0055 | AT | DE | -1227.2 | 2017-01-03 06:00
62323 | t0055 | NL | DE | -1186 | 2017-01-03 06:00
28566 | t0055 | CZ | DE | -319.91 | 2017-01-03 06:00
19062 | t0055 | FR | DE | -1273 | 2017-01-03 06:00
62324 | t0056 | NL | DE | -1517 | 2017-01-03 07:00
38070 | t0056 | CH | DE | -1674.75 | 2017-01-03 07:00
9559 | t0056 | PL | DE | -567.6 | 2017-01-03 07:00
28567 | t0056 | CZ | DE | -268.42 | 2017-01-03 07:00
55 | t0056 | AT | DE | -907.1 | 2017-01-03 07:00
47571 | t0056 | SE | DE | 62.1 | 2017-01-03 07:00
19063 | t0056 | FR | DE | -1334 | 2017-01-03 07:00
28568 | t0057 | CZ | DE | -173.4 | 2017-01-03 08:00
56 | t0057 | AT | DE | -860.7 | 2017-01-03 08:00
62325 | t0057 | NL | DE | -2241 | 2017-01-03 08:00
9560 | t0057 | PL | DE | -443.46 | 2017-01-03 08:00
38071 | t0057 | CH | DE | -1549.75 | 2017-01-03 08:00
47572 | t0057 | SE | DE | -1.8 | 2017-01-03 08:00
19064 | t0057 | FR | DE | -1441 | 2017-01-03 08:00
57 | t0058 | AT | DE | -1311.8 | 2017-01-03 09:00
9561 | t0058 | PL | DE | -538.59 | 2017-01-03 09:00
38072 | t0058 | CH | DE | -1509.92 | 2017-01-03 09:00
47573 | t0058 | SE | DE | -1.8 | 2017-01-03 09:00
62326 | t0058 | NL | DE | -2205 | 2017-01-03 09:00
28569 | t0058 | CZ | DE | -319.89 | 2017-01-03 09:00
19065 | t0058 | FR | DE | -1182 | 2017-01-03 09:00
9562 | t0059 | PL | DE | -554.69 | 2017-01-03 10:00
58 | t0059 | AT | DE | -1021.4 | 2017-01-03 10:00
28570 | t0059 | CZ | DE | -361.42 | 2017-01-03 10:00
62327 | t0059 | NL | DE | -2280 | 2017-01-03 10:00
19066 | t0059 | FR | DE | -1079 | 2017-01-03 10:00
38073 | t0059 | CH | DE | -1333.5 | 2017-01-03 10:00
47574 | t0059 | SE | DE | -1.8 | 2017-01-03 10:00
62328 | t0060 | NL | DE | -2198 | 2017-01-03 11:00
47575 | t0060 | SE | DE | -1.8 | 2017-01-03 11:00
9563 | t0060 | PL | DE | -863.08 | 2017-01-03 11:00
59 | t0060 | AT | DE | -974.5 | 2017-01-03 11:00
38074 | t0060 | CH | DE | -1280.82 | 2017-01-03 11:00
19067 | t0060 | FR | DE | -1068 | 2017-01-03 11:00
28571 | t0060 | CZ | DE | -639.31 | 2017-01-03 11:00
62329 | t0061 | NL | DE | -2199 | 2017-01-03 12:00
9564 | t0061 | PL | DE | -860.95 | 2017-01-03 12:00
28572 | t0061 | CZ | DE | -434.55 | 2017-01-03 12:00
38075 | t0061 | CH | DE | -1257.68 | 2017-01-03 12:00
47576 | t0061 | SE | DE | -1.8 | 2017-01-03 12:00
60 | t0061 | AT | DE | -829.7 | 2017-01-03 12:00
19068 | t0061 | FR | DE | -1081 | 2017-01-03 12:00
28573 | t0062 | CZ | DE | -326.86 | 2017-01-03 13:00
9565 | t0062 | PL | DE | -1046.37 | 2017-01-03 13:00
19069 | t0062 | FR | DE | -876 | 2017-01-03 13:00
61 | t0062 | AT | DE | -970.1 | 2017-01-03 13:00
62330 | t0062 | NL | DE | -1967 | 2017-01-03 13:00
47577 | t0062 | SE | DE | -1.8 | 2017-01-03 13:00
38076 | t0062 | CH | DE | -1369.22 | 2017-01-03 13:00
62 | t0063 | AT | DE | -1049.1 | 2017-01-03 14:00
38077 | t0063 | CH | DE | -1368.06 | 2017-01-03 14:00
47578 | t0063 | SE | DE | -1.8 | 2017-01-03 14:00
19070 | t0063 | FR | DE | -765 | 2017-01-03 14:00
9566 | t0063 | PL | DE | -1146.06 | 2017-01-03 14:00
62331 | t0063 | NL | DE | -1973 | 2017-01-03 14:00
28574 | t0063 | CZ | DE | -541.23 | 2017-01-03 14:00
47579 | t0064 | SE | DE | -1.8 | 2017-01-03 15:00
19071 | t0064 | FR | DE | -460 | 2017-01-03 15:00
9567 | t0064 | PL | DE | -1213.8 | 2017-01-03 15:00
63 | t0064 | AT | DE | -1015.3 | 2017-01-03 15:00
28575 | t0064 | CZ | DE | -635.34 | 2017-01-03 15:00
62332 | t0064 | NL | DE | -1485 | 2017-01-03 15:00
38078 | t0064 | CH | DE | -1354.47 | 2017-01-03 15:00
9568 | t0065 | PL | DE | -1084.15 | 2017-01-03 16:00
62333 | t0065 | NL | DE | -1875 | 2017-01-03 16:00
19072 | t0065 | FR | DE | -815 | 2017-01-03 16:00
64 | t0065 | AT | DE | -952.2 | 2017-01-03 16:00
47580 | t0065 | SE | DE | -1.8 | 2017-01-03 16:00
28576 | t0065 | CZ | DE | -480.62 | 2017-01-03 16:00
38079 | t0065 | CH | DE | -1059.09 | 2017-01-03 16:00
9569 | t0066 | PL | DE | -1174.15 | 2017-01-03 17:00
38080 | t0066 | CH | DE | -844.67 | 2017-01-03 17:00
47581 | t0066 | SE | DE | -1.8 | 2017-01-03 17:00
19073 | t0066 | FR | DE | -947 | 2017-01-03 17:00
62334 | t0066 | NL | DE | -1974 | 2017-01-03 17:00
28577 | t0066 | CZ | DE | -567.44 | 2017-01-03 17:00
65 | t0066 | AT | DE | -1130.2 | 2017-01-03 17:00
28578 | t0067 | CZ | DE | -567.53 | 2017-01-03 18:00
38081 | t0067 | CH | DE | -1012.71 | 2017-01-03 18:00
62335 | t0067 | NL | DE | -2143 | 2017-01-03 18:00
9570 | t0067 | PL | DE | -1218.96 | 2017-01-03 18:00
47582 | t0067 | SE | DE | -1.5 | 2017-01-03 18:00
19074 | t0067 | FR | DE | -918 | 2017-01-03 18:00
66 | t0067 | AT | DE | -1216.3 | 2017-01-03 18:00
28579 | t0068 | CZ | DE | -586.85 | 2017-01-03 19:00
38082 | t0068 | CH | DE | -1594.3 | 2017-01-03 19:00
67 | t0068 | AT | DE | -1508.7 | 2017-01-03 19:00
9571 | t0068 | PL | DE | -1353.6 | 2017-01-03 19:00
47583 | t0068 | SE | DE | -1.4 | 2017-01-03 19:00
19075 | t0068 | FR | DE | -707 | 2017-01-03 19:00
62336 | t0068 | NL | DE | -1996 | 2017-01-03 19:00
28580 | t0069 | CZ | DE | -377.23 | 2017-01-03 20:00
68 | t0069 | AT | DE | -1747.7 | 2017-01-03 20:00
38083 | t0069 | CH | DE | -1624.2 | 2017-01-03 20:00
19076 | t0069 | FR | DE | -720 | 2017-01-03 20:00
9572 | t0069 | PL | DE | -1138.35 | 2017-01-03 20:00
47584 | t0069 | SE | DE | -66.9 | 2017-01-03 20:00
62337 | t0069 | NL | DE | -1754 | 2017-01-03 20:00
62338 | t0070 | NL | DE | -1740 | 2017-01-03 21:00
28581 | t0070 | CZ | DE | -577.85 | 2017-01-03 21:00
38084 | t0070 | CH | DE | -1828.96 | 2017-01-03 21:00
9573 | t0070 | PL | DE | -1351.95 | 2017-01-03 21:00
47585 | t0070 | SE | DE | -64.6 | 2017-01-03 21:00
69 | t0070 | AT | DE | -1842.7 | 2017-01-03 21:00
19077 | t0070 | FR | DE | -541 | 2017-01-03 21:00
62339 | t0071 | NL | DE | -1773 | 2017-01-03 22:00
47586 | t0071 | SE | DE | -64.5 | 2017-01-03 22:00
70 | t0071 | AT | DE | -2166.2 | 2017-01-03 22:00
19078 | t0071 | FR | DE | -546 | 2017-01-03 22:00
38085 | t0071 | CH | DE | -1575.55 | 2017-01-03 22:00
9574 | t0071 | PL | DE | -1355.61 | 2017-01-03 22:00
28582 | t0071 | CZ | DE | -707.84 | 2017-01-03 22:00
71 | t0072 | AT | DE | -2331.9 | 2017-01-03 23:00
19079 | t0072 | FR | DE | -376 | 2017-01-03 23:00
28583 | t0072 | CZ | DE | -1269.18 | 2017-01-03 23:00
9575 | t0072 | PL | DE | -1348.62 | 2017-01-03 23:00
47587 | t0072 | SE | DE | -64.6 | 2017-01-03 23:00
38086 | t0072 | CH | DE | -2022.08 | 2017-01-03 23:00
62340 | t0072 | NL | DE | -1635 | 2017-01-03 23:00
28584 | t0073 | CZ | DE | -1198.25 | 2017-01-04
62341 | t0073 | NL | DE | -1467 | 2017-01-04
9576 | t0073 | PL | DE | -1302.77 | 2017-01-04
38087 | t0073 | CH | DE | -2349 | 2017-01-04
19080 | t0073 | FR | DE | -291 | 2017-01-04
72 | t0073 | AT | DE | -2522.9 | 2017-01-04
47588 | t0073 | SE | DE | -64.6 | 2017-01-04
9577 | t0074 | PL | DE | -1327.98 | 2017-01-04 01:00
62342 | t0074 | NL | DE | -1186 | 2017-01-04 01:00
28585 | t0074 | CZ | DE | -1323.87 | 2017-01-04 01:00
47589 | t0074 | SE | DE | -64.6 | 2017-01-04 01:00
73 | t0074 | AT | DE | -2735.4 | 2017-01-04 01:00
19081 | t0074 | FR | DE | 119 | 2017-01-04 01:00
38088 | t0074 | CH | DE | -2466.77 | 2017-01-04 01:00
62343 | t0075 | NL | DE | -948 | 2017-01-04 02:00
28586 | t0075 | CZ | DE | -1319.89 | 2017-01-04 02:00
47590 | t0075 | SE | DE | -64.5 | 2017-01-04 02:00
74 | t0075 | AT | DE | -2914.3 | 2017-01-04 02:00
9578 | t0075 | PL | DE | -1245.93 | 2017-01-04 02:00
19082 | t0075 | FR | DE | 698 | 2017-01-04 02:00
38089 | t0075 | CH | DE | -2800.61 | 2017-01-04 02:00
19083 | t0076 | FR | DE | 767 | 2017-01-04 03:00
9579 | t0076 | PL | DE | -951.55 | 2017-01-04 03:00
28587 | t0076 | CZ | DE | -851.87 | 2017-01-04 03:00
47591 | t0076 | SE | DE | -64.6 | 2017-01-04 03:00
75 | t0076 | AT | DE | -2797.4 | 2017-01-04 03:00
62344 | t0076 | NL | DE | -1316 | 2017-01-04 03:00
38090 | t0076 | CH | DE | -2696.85 | 2017-01-04 03:00
38091 | t0077 | CH | DE | -2226.46 | 2017-01-04 04:00
76 | t0077 | AT | DE | -2568.3 | 2017-01-04 04:00
28588 | t0077 | CZ | DE | -906.68 | 2017-01-04 04:00
19084 | t0077 | FR | DE | 387 | 2017-01-04 04:00
47592 | t0077 | SE | DE | -64.4 | 2017-01-04 04:00
9580 | t0077 | PL | DE | -988.22 | 2017-01-04 04:00
62345 | t0077 | NL | DE | -1521 | 2017-01-04 04:00
38092 | t0078 | CH | DE | -2368.59 | 2017-01-04 05:00
19085 | t0078 | FR | DE | -2 | 2017-01-04 05:00
28589 | t0078 | CZ | DE | -1444.87 | 2017-01-04 05:00
62346 | t0078 | NL | DE | -1183 | 2017-01-04 05:00
9581 | t0078 | PL | DE | -1080.36 | 2017-01-04 05:00
77 | t0078 | AT | DE | -2788.7 | 2017-01-04 05:00
47593 | t0078 | SE | DE | -64.5 | 2017-01-04 05:00
19086 | t0079 | FR | DE | -499 | 2017-01-04 06:00
9582 | t0079 | PL | DE | -1087.39 | 2017-01-04 06:00
38093 | t0079 | CH | DE | -1767.7 | 2017-01-04 06:00
28590 | t0079 | CZ | DE | -1562.43 | 2017-01-04 06:00
47594 | t0079 | SE | DE | -2 | 2017-01-04 06:00
62347 | t0079 | NL | DE | -1148 | 2017-01-04 06:00
78 | t0079 | AT | DE | -2361.7 | 2017-01-04 06:00
19087 | t0080 | FR | DE | -618 | 2017-01-04 07:00
38094 | t0080 | CH | DE | -1630.29 | 2017-01-04 07:00
28591 | t0080 | CZ | DE | -970.21 | 2017-01-04 07:00
62348 | t0080 | NL | DE | -1801 | 2017-01-04 07:00
9583 | t0080 | PL | DE | -755.6 | 2017-01-04 07:00
47595 | t0080 | SE | DE | -1.8 | 2017-01-04 07:00
79 | t0080 | AT | DE | -1840 | 2017-01-04 07:00
80 | t0081 | AT | DE | -1795 | 2017-01-04 08:00
9584 | t0081 | PL | DE | -861.52 | 2017-01-04 08:00
62349 | t0081 | NL | DE | -1706 | 2017-01-04 08:00
19088 | t0081 | FR | DE | -648 | 2017-01-04 08:00
28592 | t0081 | CZ | DE | -964.44 | 2017-01-04 08:00
47596 | t0081 | SE | DE | -1.8 | 2017-01-04 08:00
38095 | t0081 | CH | DE | -1432.84 | 2017-01-04 08:00
9585 | t0082 | PL | DE | -965.91 | 2017-01-04 09:00
19089 | t0082 | FR | DE | -647 | 2017-01-04 09:00
47597 | t0082 | SE | DE | -1.8 | 2017-01-04 09:00
62350 | t0082 | NL | DE | -1821 | 2017-01-04 09:00
28593 | t0082 | CZ | DE | -983.12 | 2017-01-04 09:00
81 | t0082 | AT | DE | -1486.7 | 2017-01-04 09:00
38096 | t0082 | CH | DE | -1414.96 | 2017-01-04 09:00
28594 | t0083 | CZ | DE | -897.66 | 2017-01-04 10:00
19090 | t0083 | FR | DE | -622 | 2017-01-04 10:00
9586 | t0083 | PL | DE | -973.34 | 2017-01-04 10:00
62351 | t0083 | NL | DE | -1957 | 2017-01-04 10:00
47598 | t0083 | SE | DE | -1.8 | 2017-01-04 10:00
82 | t0083 | AT | DE | -1381.7 | 2017-01-04 10:00
38097 | t0083 | CH | DE | -1270.59 | 2017-01-04 10:00
62352 | t0084 | NL | DE | -2040 | 2017-01-04 11:00
83 | t0084 | AT | DE | -1335.2 | 2017-01-04 11:00
38098 | t0084 | CH | DE | -1109.22 | 2017-01-04 11:00
9587 | t0084 | PL | DE | -935.29 | 2017-01-04 11:00
19091 | t0084 | FR | DE | -566 | 2017-01-04 11:00
28595 | t0084 | CZ | DE | -867.69 | 2017-01-04 11:00
47599 | t0084 | SE | DE | -1.8 | 2017-01-04 11:00
38099 | t0085 | CH | DE | -1279.37 | 2017-01-04 12:00
62353 | t0085 | NL | DE | -1902 | 2017-01-04 12:00
84 | t0085 | AT | DE | -1352.1 | 2017-01-04 12:00
9588 | t0085 | PL | DE | -850.27 | 2017-01-04 12:00
19092 | t0085 | FR | DE | -559 | 2017-01-04 12:00
47600 | t0085 | SE | DE | -1.8 | 2017-01-04 12:00
28596 | t0085 | CZ | DE | -746.79 | 2017-01-04 12:00
9589 | t0086 | PL | DE | -821.55 | 2017-01-04 13:00
47601 | t0086 | SE | DE | 65.7 | 2017-01-04 13:00
19093 | t0086 | FR | DE | -378 | 2017-01-04 13:00
62354 | t0086 | NL | DE | -1949 | 2017-01-04 13:00
85 | t0086 | AT | DE | -1557.7 | 2017-01-04 13:00
38100 | t0086 | CH | DE | -1548.39 | 2017-01-04 13:00
28597 | t0086 | CZ | DE | -700.76 | 2017-01-04 13:00
19094 | t0087 | FR | DE | -238 | 2017-01-04 14:00
28598 | t0087 | CZ | DE | -545.77 | 2017-01-04 14:00
9590 | t0087 | PL | DE | -728.41 | 2017-01-04 14:00
47602 | t0087 | SE | DE | 104.7 | 2017-01-04 14:00
86 | t0087 | AT | DE | -1545.1 | 2017-01-04 14:00
38101 | t0087 | CH | DE | -1621.04 | 2017-01-04 14:00
62355 | t0087 | NL | DE | -2028 | 2017-01-04 14:00
9591 | t0088 | PL | DE | -626.01 | 2017-01-04 15:00
47603 | t0088 | SE | DE | 146.8 | 2017-01-04 15:00
19095 | t0088 | FR | DE | -78 | 2017-01-04 15:00
62356 | t0088 | NL | DE | -1778 | 2017-01-04 15:00
38102 | t0088 | CH | DE | -1753.95 | 2017-01-04 15:00
28599 | t0088 | CZ | DE | -569.12 | 2017-01-04 15:00
87 | t0088 | AT | DE | -1613 | 2017-01-04 15:00
19096 | t0089 | FR | DE | -410 | 2017-01-04 16:00
38103 | t0089 | CH | DE | -1393.48 | 2017-01-04 16:00
9592 | t0089 | PL | DE | -421.04 | 2017-01-04 16:00
28600 | t0089 | CZ | DE | -156.55 | 2017-01-04 16:00
88 | t0089 | AT | DE | -847.3 | 2017-01-04 16:00
47604 | t0089 | SE | DE | 264.7 | 2017-01-04 16:00
62357 | t0089 | NL | DE | -2208 | 2017-01-04 16:00
19097 | t0090 | FR | DE | -913 | 2017-01-04 17:00
38104 | t0090 | CH | DE | -1109.63 | 2017-01-04 17:00
28601 | t0090 | CZ | DE | 38.84 | 2017-01-04 17:00
47605 | t0090 | SE | DE | 290 | 2017-01-04 17:00
62358 | t0090 | NL | DE | -2333 | 2017-01-04 17:00
9593 | t0090 | PL | DE | -450.39 | 2017-01-04 17:00
89 | t0090 | AT | DE | -648.6 | 2017-01-04 17:00
62359 | t0091 | NL | DE | -1769 | 2017-01-04 18:00
38105 | t0091 | CH | DE | -1075.72 | 2017-01-04 18:00
19098 | t0091 | FR | DE | -950 | 2017-01-04 18:00
9594 | t0091 | PL | DE | -405.69 | 2017-01-04 18:00
90 | t0091 | AT | DE | -654.5 | 2017-01-04 18:00
47606 | t0091 | SE | DE | 301 | 2017-01-04 18:00
28602 | t0091 | CZ | DE | 146.56 | 2017-01-04 18:00
47607 | t0092 | SE | DE | 273.1 | 2017-01-04 19:00
62360 | t0092 | NL | DE | -2178 | 2017-01-04 19:00
91 | t0092 | AT | DE | -1222.4 | 2017-01-04 19:00
28603 | t0092 | CZ | DE | 5.21 | 2017-01-04 19:00
9595 | t0092 | PL | DE | -455.98 | 2017-01-04 19:00
19099 | t0092 | FR | DE | -731 | 2017-01-04 19:00
38106 | t0092 | CH | DE | -1220.22 | 2017-01-04 19:00
28604 | t0093 | CZ | DE | 234.37 | 2017-01-04 20:00
38107 | t0093 | CH | DE | -1712.83 | 2017-01-04 20:00
9596 | t0093 | PL | DE | -427.78 | 2017-01-04 20:00
62361 | t0093 | NL | DE | -2094 | 2017-01-04 20:00
92 | t0093 | AT | DE | -1580.9 | 2017-01-04 20:00
19100 | t0093 | FR | DE | -501 | 2017-01-04 20:00
47608 | t0093 | SE | DE | 273.2 | 2017-01-04 20:00
93 | t0094 | AT | DE | -1558.5 | 2017-01-04 21:00
28605 | t0094 | CZ | DE | 271.96 | 2017-01-04 21:00
62362 | t0094 | NL | DE | -2052 | 2017-01-04 21:00
47609 | t0094 | SE | DE | 299.1 | 2017-01-04 21:00
38108 | t0094 | CH | DE | -1748.69 | 2017-01-04 21:00
9597 | t0094 | PL | DE | -555.41 | 2017-01-04 21:00
19101 | t0094 | FR | DE | -450 | 2017-01-04 21:00
38109 | t0095 | CH | DE | -2415.24 | 2017-01-04 22:00
62363 | t0095 | NL | DE | -2148 | 2017-01-04 22:00
28606 | t0095 | CZ | DE | 609.21 | 2017-01-04 22:00
19102 | t0095 | FR | DE | -1166 | 2017-01-04 22:00
94 | t0095 | AT | DE | -1934.9 | 2017-01-04 22:00
47610 | t0095 | SE | DE | 316.1 | 2017-01-04 22:00
9598 | t0095 | PL | DE | -488.89 | 2017-01-04 22:00
47611 | t0096 | SE | DE | 22.2 | 2017-01-04 23:00
38110 | t0096 | CH | DE | -3349.4 | 2017-01-04 23:00
28607 | t0096 | CZ | DE | 147.61 | 2017-01-04 23:00
95 | t0096 | AT | DE | -2358.7 | 2017-01-04 23:00
9599 | t0096 | PL | DE | -659.84 | 2017-01-04 23:00
62364 | t0096 | NL | DE | -2008 | 2017-01-04 23:00
19103 | t0096 | FR | DE | -1719 | 2017-01-04 23:00
47612 | t0097 | SE | DE | -1.6 | 2017-01-05
28608 | t0097 | CZ | DE | 193.59 | 2017-01-05
62365 | t0097 | NL | DE | -2078 | 2017-01-05
38111 | t0097 | CH | DE | -3522.76 | 2017-01-05
9600 | t0097 | PL | DE | -603.48 | 2017-01-05
19104 | t0097 | FR | DE | -1821 | 2017-01-05
96 | t0097 | AT | DE | -2458.6 | 2017-01-05
97 | t0098 | AT | DE | -2527.6 | 2017-01-05 01:00
47613 | t0098 | SE | DE | 87.9 | 2017-01-05 01:00
62366 | t0098 | NL | DE | -1219 | 2017-01-05 01:00
28609 | t0098 | CZ | DE | 151.57 | 2017-01-05 01:00
9601 | t0098 | PL | DE | -646.79 | 2017-01-05 01:00
19105 | t0098 | FR | DE | -113 | 2017-01-05 01:00
38112 | t0098 | CH | DE | -2897.32 | 2017-01-05 01:00
28610 | t0099 | CZ | DE | 251.55 | 2017-01-05 02:00
38113 | t0099 | CH | DE | -3011.78 | 2017-01-05 02:00
19106 | t0099 | FR | DE | 77 | 2017-01-05 02:00
47614 | t0099 | SE | DE | 134.5 | 2017-01-05 02:00
62367 | t0099 | NL | DE | -1116 | 2017-01-05 02:00
98 | t0099 | AT | DE | -2596.3 | 2017-01-05 02:00
9602 | t0099 | PL | DE | -613.98 | 2017-01-05 02:00
28611 | t0100 | CZ | DE | 207.07 | 2017-01-05 03:00
62368 | t0100 | NL | DE | -1569 | 2017-01-05 03:00
47615 | t0100 | SE | DE | 160.3 | 2017-01-05 03:00
9603 | t0100 | PL | DE | -619.34 | 2017-01-05 03:00
38114 | t0100 | CH | DE | -3754.44 | 2017-01-05 03:00
19107 | t0100 | FR | DE | -1208 | 2017-01-05 03:00
99 | t0100 | AT | DE | -2658.7 | 2017-01-05 03:00
47616 | t0101 | SE | DE | 194.1 | 2017-01-05 04:00
28612 | t0101 | CZ | DE | 213.63 | 2017-01-05 04:00
100 | t0101 | AT | DE | -2645.2 | 2017-01-05 04:00
38115 | t0101 | CH | DE | -3965.85 | 2017-01-05 04:00
19108 | t0101 | FR | DE | -1251 | 2017-01-05 04:00
9604 | t0101 | PL | DE | -717.94 | 2017-01-05 04:00
62369 | t0101 | NL | DE | -1418 | 2017-01-05 04:00
62370 | t0102 | NL | DE | -1495 | 2017-01-05 05:00
38116 | t0102 | CH | DE | -3600.16 | 2017-01-05 05:00
101 | t0102 | AT | DE | -2156.7 | 2017-01-05 05:00
28613 | t0102 | CZ | DE | -141.96 | 2017-01-05 05:00
9605 | t0102 | PL | DE | -919.25 | 2017-01-05 05:00
47617 | t0102 | SE | DE | 274.8 | 2017-01-05 05:00
19109 | t0102 | FR | DE | -1570 | 2017-01-05 05:00
62371 | t0103 | NL | DE | -1772 | 2017-01-05 06:00
9606 | t0103 | PL | DE | -797.74 | 2017-01-05 06:00
28614 | t0103 | CZ | DE | 217.5 | 2017-01-05 06:00
102 | t0103 | AT | DE | -1231.5 | 2017-01-05 06:00
19110 | t0103 | FR | DE | -1602 | 2017-01-05 06:00
47618 | t0103 | SE | DE | 377.3 | 2017-01-05 06:00
38117 | t0103 | CH | DE | -2336.72 | 2017-01-05 06:00
62372 | t0104 | NL | DE | -2103 | 2017-01-05 07:00
47619 | t0104 | SE | DE | 518.3 | 2017-01-05 07:00
28615 | t0104 | CZ | DE | 561.65 | 2017-01-05 07:00
19111 | t0104 | FR | DE | -1539 | 2017-01-05 07:00
9607 | t0104 | PL | DE | -683.41 | 2017-01-05 07:00
38118 | t0104 | CH | DE | -2188.53 | 2017-01-05 07:00
103 | t0104 | AT | DE | -583.9 | 2017-01-05 07:00
62373 | t0105 | NL | DE | -2473 | 2017-01-05 08:00
104 | t0105 | AT | DE | -740.4 | 2017-01-05 08:00
19112 | t0105 | FR | DE | -1220 | 2017-01-05 08:00
28616 | t0105 | CZ | DE | 460.13 | 2017-01-05 08:00
47620 | t0105 | SE | DE | 550.9 | 2017-01-05 08:00
9608 | t0105 | PL | DE | -633.84 | 2017-01-05 08:00
38119 | t0105 | CH | DE | -1877.64 | 2017-01-05 08:00
9609 | t0106 | PL | DE | -644.61 | 2017-01-05 09:00
28617 | t0106 | CZ | DE | 415.3 | 2017-01-05 09:00
105 | t0106 | AT | DE | -1074.7 | 2017-01-05 09:00
19113 | t0106 | FR | DE | -1052 | 2017-01-05 09:00
38120 | t0106 | CH | DE | -1935.79 | 2017-01-05 09:00
62374 | t0106 | NL | DE | -2484 | 2017-01-05 09:00
47621 | t0106 | SE | DE | 581.5 | 2017-01-05 09:00
106 | t0107 | AT | DE | -973.9 | 2017-01-05 10:00
47622 | t0107 | SE | DE | 608.4 | 2017-01-05 10:00
38121 | t0107 | CH | DE | -1782.34 | 2017-01-05 10:00
62375 | t0107 | NL | DE | -2773 | 2017-01-05 10:00
9610 | t0107 | PL | DE | -708.13 | 2017-01-05 10:00
28618 | t0107 | CZ | DE | 337.36 | 2017-01-05 10:00
19114 | t0107 | FR | DE | -1030 | 2017-01-05 10:00
19115 | t0108 | FR | DE | -991 | 2017-01-05 11:00
38122 | t0108 | CH | DE | -2084.81 | 2017-01-05 11:00
107 | t0108 | AT | DE | -1041.1 | 2017-01-05 11:00
47623 | t0108 | SE | DE | 608.5 | 2017-01-05 11:00
28619 | t0108 | CZ | DE | 114.86 | 2017-01-05 11:00
9611 | t0108 | PL | DE | -651.6 | 2017-01-05 11:00
62376 | t0108 | NL | DE | -2410 | 2017-01-05 11:00
9612 | t0109 | PL | DE | -544.05 | 2017-01-05 12:00
19116 | t0109 | FR | DE | -843 | 2017-01-05 12:00
47624 | t0109 | SE | DE | 608.6 | 2017-01-05 12:00
108 | t0109 | AT | DE | -982.4 | 2017-01-05 12:00
62377 | t0109 | NL | DE | -2333 | 2017-01-05 12:00
28620 | t0109 | CZ | DE | 109.74 | 2017-01-05 12:00
38123 | t0109 | CH | DE | -2104.37 | 2017-01-05 12:00
62378 | t0110 | NL | DE | -2159 | 2017-01-05 13:00
9613 | t0110 | PL | DE | -668.33 | 2017-01-05 13:00
109 | t0110 | AT | DE | -926.4 | 2017-01-05 13:00
38124 | t0110 | CH | DE | -2205.86 | 2017-01-05 13:00
28621 | t0110 | CZ | DE | 129.41 | 2017-01-05 13:00
19117 | t0110 | FR | DE | -703 | 2017-01-05 13:00
47625 | t0110 | SE | DE | 608.5 | 2017-01-05 13:00
38125 | t0111 | CH | DE | -2088.8 | 2017-01-05 14:00
9614 | t0111 | PL | DE | -742.35 | 2017-01-05 14:00
19118 | t0111 | FR | DE | -881 | 2017-01-05 14:00
110 | t0111 | AT | DE | -714 | 2017-01-05 14:00
62379 | t0111 | NL | DE | -1607 | 2017-01-05 14:00
28622 | t0111 | CZ | DE | 158.97 | 2017-01-05 14:00
47626 | t0111 | SE | DE | 318.6 | 2017-01-05 14:00
47627 | t0112 | SE | DE | -41.8 | 2017-01-05 15:00
28623 | t0112 | CZ | DE | 381.35 | 2017-01-05 15:00
111 | t0112 | AT | DE | -131.1 | 2017-01-05 15:00
19119 | t0112 | FR | DE | -817 | 2017-01-05 15:00
38126 | t0112 | CH | DE | -1864.12 | 2017-01-05 15:00
9615 | t0112 | PL | DE | -706.06 | 2017-01-05 15:00
62380 | t0112 | NL | DE | -1400 | 2017-01-05 15:00
9616 | t0113 | PL | DE | -375.91 | 2017-01-05 16:00
38127 | t0113 | CH | DE | -991.43 | 2017-01-05 16:00
28624 | t0113 | CZ | DE | 953.35 | 2017-01-05 16:00
47628 | t0113 | SE | DE | -60.5 | 2017-01-05 16:00
112 | t0113 | AT | DE | 572.6 | 2017-01-05 16:00
62381 | t0113 | NL | DE | -2228 | 2017-01-05 16:00
19120 | t0113 | FR | DE | -762 | 2017-01-05 16:00
19121 | t0114 | FR | DE | -1634 | 2017-01-05 17:00
9617 | t0114 | PL | DE | -291 | 2017-01-05 17:00
113 | t0114 | AT | DE | 684.5 | 2017-01-05 17:00
28625 | t0114 | CZ | DE | 1156.79 | 2017-01-05 17:00
62382 | t0114 | NL | DE | -2210 | 2017-01-05 17:00
47629 | t0114 | SE | DE | 142.9 | 2017-01-05 17:00
38128 | t0114 | CH | DE | -1061.47 | 2017-01-05 17:00
62383 | t0115 | NL | DE | -2240 | 2017-01-05 18:00
9618 | t0115 | PL | DE | -443.57 | 2017-01-05 18:00
114 | t0115 | AT | DE | 337.7 | 2017-01-05 18:00
47630 | t0115 | SE | DE | 554.1 | 2017-01-05 18:00
28626 | t0115 | CZ | DE | 925.52 | 2017-01-05 18:00
38129 | t0115 | CH | DE | -1451.41 | 2017-01-05 18:00
19122 | t0115 | FR | DE | -1541 | 2017-01-05 18:00
28627 | t0116 | CZ | DE | 1182.63 | 2017-01-05 19:00
19123 | t0116 | FR | DE | -2001 | 2017-01-05 19:00
38130 | t0116 | CH | DE | -2240.33 | 2017-01-05 19:00
62384 | t0116 | NL | DE | -2347 | 2017-01-05 19:00
9619 | t0116 | PL | DE | -197.33 | 2017-01-05 19:00
115 | t0116 | AT | DE | 57.5 | 2017-01-05 19:00
47631 | t0116 | SE | DE | 607.8 | 2017-01-05 19:00
116 | t0117 | AT | DE | -978.7 | 2017-01-05 20:00
19124 | t0117 | FR | DE | -1102 | 2017-01-05 20:00
38131 | t0117 | CH | DE | -2489.93 | 2017-01-05 20:00
62385 | t0117 | NL | DE | -1463 | 2017-01-05 20:00
47632 | t0117 | SE | DE | 481.6 | 2017-01-05 20:00
9620 | t0117 | PL | DE | -218.62 | 2017-01-05 20:00
28628 | t0117 | CZ | DE | 928.6 | 2017-01-05 20:00
28629 | t0118 | CZ | DE | 1071.54 | 2017-01-05 21:00
38132 | t0118 | CH | DE | -2915.1 | 2017-01-05 21:00
9621 | t0118 | PL | DE | -139.1 | 2017-01-05 21:00
62386 | t0118 | NL | DE | -1601 | 2017-01-05 21:00
117 | t0118 | AT | DE | -1032.5 | 2017-01-05 21:00
19125 | t0118 | FR | DE | -1827 | 2017-01-05 21:00
47633 | t0118 | SE | DE | 603.7 | 2017-01-05 21:00
118 | t0119 | AT | DE | -1298.7 | 2017-01-05 22:00
28630 | t0119 | CZ | DE | 1027.9 | 2017-01-05 22:00
9622 | t0119 | PL | DE | -156.08 | 2017-01-05 22:00
62387 | t0119 | NL | DE | -1101 | 2017-01-05 22:00
19126 | t0119 | FR | DE | -712 | 2017-01-05 22:00
47634 | t0119 | SE | DE | 608.2 | 2017-01-05 22:00
38133 | t0119 | CH | DE | -2374.11 | 2017-01-05 22:00
47635 | t0120 | SE | DE | 608.5 | 2017-01-05 23:00
38134 | t0120 | CH | DE | -2781.58 | 2017-01-05 23:00
62388 | t0120 | NL | DE | -1486 | 2017-01-05 23:00
28631 | t0120 | CZ | DE | 1360.19 | 2017-01-05 23:00
9623 | t0120 | PL | DE | -131.46 | 2017-01-05 23:00
119 | t0120 | AT | DE | -1170.7 | 2017-01-05 23:00
19127 | t0120 | FR | DE | -1708 | 2017-01-05 23:00
19128 | t0121 | FR | DE | -1930 | 2017-01-06
62389 | t0121 | NL | DE | -1202 | 2017-01-06
120 | t0121 | AT | DE | -1144.9 | 2017-01-06
28632 | t0121 | CZ | DE | 1097.7 | 2017-01-06
9624 | t0121 | PL | DE | -251.28 | 2017-01-06
47636 | t0121 | SE | DE | 593.7 | 2017-01-06
38135 | t0121 | CH | DE | -2946.51 | 2017-01-06
47637 | t0122 | SE | DE | 91.5 | 2017-01-06 01:00
9625 | t0122 | PL | DE | -195.85 | 2017-01-06 01:00
121 | t0122 | AT | DE | -1230.4 | 2017-01-06 01:00
62390 | t0122 | NL | DE | -824 | 2017-01-06 01:00
38136 | t0122 | CH | DE | -3447.07 | 2017-01-06 01:00
19129 | t0122 | FR | DE | -2002 | 2017-01-06 01:00
28633 | t0122 | CZ | DE | 1282.4 | 2017-01-06 01:00
9626 | t0123 | PL | DE | -187.65 | 2017-01-06 02:00
19130 | t0123 | FR | DE | -1638 | 2017-01-06 02:00
47638 | t0123 | SE | DE | -2.5 | 2017-01-06 02:00
122 | t0123 | AT | DE | -1452.1 | 2017-01-06 02:00
62391 | t0123 | NL | DE | -408 | 2017-01-06 02:00
38137 | t0123 | CH | DE | -3503.13 | 2017-01-06 02:00
28634 | t0123 | CZ | DE | 1312.37 | 2017-01-06 02:00
38138 | t0124 | CH | DE | -3663.21 | 2017-01-06 03:00
9627 | t0124 | PL | DE | -80.59 | 2017-01-06 03:00
62392 | t0124 | NL | DE | -628 | 2017-01-06 03:00
47639 | t0124 | SE | DE | -2.5 | 2017-01-06 03:00
19131 | t0124 | FR | DE | -1774 | 2017-01-06 03:00
123 | t0124 | AT | DE | -1397.7 | 2017-01-06 03:00
28635 | t0124 | CZ | DE | 1411.61 | 2017-01-06 03:00
28636 | t0125 | CZ | DE | 1243.85 | 2017-01-06 04:00
19132 | t0125 | FR | DE | -2325 | 2017-01-06 04:00
9628 | t0125 | PL | DE | -183.91 | 2017-01-06 04:00
47640 | t0125 | SE | DE | -2.5 | 2017-01-06 04:00
62393 | t0125 | NL | DE | -976 | 2017-01-06 04:00
38139 | t0125 | CH | DE | -3835.37 | 2017-01-06 04:00
124 | t0125 | AT | DE | -1542.6 | 2017-01-06 04:00
125 | t0126 | AT | DE | -1144.4 | 2017-01-06 05:00
47641 | t0126 | SE | DE | 498.3 | 2017-01-06 05:00
38140 | t0126 | CH | DE | -3470.69 | 2017-01-06 05:00
19133 | t0126 | FR | DE | -2573 | 2017-01-06 05:00
28637 | t0126 | CZ | DE | 845.55 | 2017-01-06 05:00
9629 | t0126 | PL | DE | -487.69 | 2017-01-06 05:00
62394 | t0126 | NL | DE | -1499 | 2017-01-06 05:00
28638 | t0127 | CZ | DE | 1043.5 | 2017-01-06 06:00
47642 | t0127 | SE | DE | 567.5 | 2017-01-06 06:00
19134 | t0127 | FR | DE | -2293 | 2017-01-06 06:00
62395 | t0127 | NL | DE | -1797 | 2017-01-06 06:00
38141 | t0127 | CH | DE | -2471.36 | 2017-01-06 06:00
9630 | t0127 | PL | DE | -295.62 | 2017-01-06 06:00
126 | t0127 | AT | DE | -738.4 | 2017-01-06 06:00
47643 | t0128 | SE | DE | 482.9 | 2017-01-06 07:00
62396 | t0128 | NL | DE | -2206 | 2017-01-06 07:00
38142 | t0128 | CH | DE | -2120.4 | 2017-01-06 07:00
19135 | t0128 | FR | DE | -2312 | 2017-01-06 07:00
28639 | t0128 | CZ | DE | 1464.19 | 2017-01-06 07:00
127 | t0128 | AT | DE | -309.3 | 2017-01-06 07:00
9631 | t0128 | PL | DE | -20.12 | 2017-01-06 07:00
128 | t0129 | AT | DE | -257 | 2017-01-06 08:00
38143 | t0129 | CH | DE | -2320.03 | 2017-01-06 08:00
28640 | t0129 | CZ | DE | 1161.63 | 2017-01-06 08:00
19136 | t0129 | FR | DE | -2301 | 2017-01-06 08:00
47644 | t0129 | SE | DE | 603.9 | 2017-01-06 08:00
62397 | t0129 | NL | DE | -2456 | 2017-01-06 08:00
9632 | t0129 | PL | DE | 5.45 | 2017-01-06 08:00
9633 | t0130 | PL | DE | -135.31 | 2017-01-06 09:00
62398 | t0130 | NL | DE | -2413 | 2017-01-06 09:00
129 | t0130 | AT | DE | -643.6 | 2017-01-06 09:00
38144 | t0130 | CH | DE | -2524.79 | 2017-01-06 09:00
47645 | t0130 | SE | DE | 608 | 2017-01-06 09:00
28641 | t0130 | CZ | DE | 939.89 | 2017-01-06 09:00
19137 | t0130 | FR | DE | -2122 | 2017-01-06 09:00
38145 | t0131 | CH | DE | -2642.08 | 2017-01-06 10:00
130 | t0131 | AT | DE | -1113 | 2017-01-06 10:00
28642 | t0131 | CZ | DE | 922.69 | 2017-01-06 10:00
9634 | t0131 | PL | DE | -185.06 | 2017-01-06 10:00
19138 | t0131 | FR | DE | -1960 | 2017-01-06 10:00
62399 | t0131 | NL | DE | -2380 | 2017-01-06 10:00
47646 | t0131 | SE | DE | 594.1 | 2017-01-06 10:00
47647 | t0132 | SE | DE | 608.3 | 2017-01-06 11:00
62400 | t0132 | NL | DE | -2538 | 2017-01-06 11:00
38146 | t0132 | CH | DE | -2698.45 | 2017-01-06 11:00
28643 | t0132 | CZ | DE | 785.19 | 2017-01-06 11:00
19139 | t0132 | FR | DE | -2023 | 2017-01-06 11:00
9635 | t0132 | PL | DE | -187.9 | 2017-01-06 11:00
131 | t0132 | AT | DE | -1295.4 | 2017-01-06 11:00
19140 | t0133 | FR | DE | -2084 | 2017-01-06 12:00
62401 | t0133 | NL | DE | -2504 | 2017-01-06 12:00
28644 | t0133 | CZ | DE | 705.03 | 2017-01-06 12:00
9636 | t0133 | PL | DE | -225.51 | 2017-01-06 12:00
132 | t0133 | AT | DE | -1556.8 | 2017-01-06 12:00
47648 | t0133 | SE | DE | 608.2 | 2017-01-06 12:00
38147 | t0133 | CH | DE | -3050.24 | 2017-01-06 12:00
9637 | t0134 | PL | DE | -217.3 | 2017-01-06 13:00
133 | t0134 | AT | DE | -1767 | 2017-01-06 13:00
62402 | t0134 | NL | DE | -2463 | 2017-01-06 13:00
19141 | t0134 | FR | DE | -1927 | 2017-01-06 13:00
47649 | t0134 | SE | DE | 608.5 | 2017-01-06 13:00
28645 | t0134 | CZ | DE | 610.42 | 2017-01-06 13:00
38148 | t0134 | CH | DE | -3158.94 | 2017-01-06 13:00
62403 | t0135 | NL | DE | -2159 | 2017-01-06 14:00
47650 | t0135 | SE | DE | 608.6 | 2017-01-06 14:00
19142 | t0135 | FR | DE | -1845 | 2017-01-06 14:00
9638 | t0135 | PL | DE | -216.3 | 2017-01-06 14:00
38149 | t0135 | CH | DE | -3130.67 | 2017-01-06 14:00
134 | t0135 | AT | DE | -1566 | 2017-01-06 14:00
28646 | t0135 | CZ | DE | 605.83 | 2017-01-06 14:00
135 | t0136 | AT | DE | -951 | 2017-01-06 15:00
38150 | t0136 | CH | DE | -2949.5 | 2017-01-06 15:00
47651 | t0136 | SE | DE | 576.5 | 2017-01-06 15:00
28647 | t0136 | CZ | DE | 644.41 | 2017-01-06 15:00
62404 | t0136 | NL | DE | -2198 | 2017-01-06 15:00
19143 | t0136 | FR | DE | -1644 | 2017-01-06 15:00
9639 | t0136 | PL | DE | -327.23 | 2017-01-06 15:00
9640 | t0137 | PL | DE | -217.62 | 2017-01-06 16:00
47652 | t0137 | SE | DE | 608.4 | 2017-01-06 16:00
136 | t0137 | AT | DE | 12.3 | 2017-01-06 16:00
62405 | t0137 | NL | DE | -2760 | 2017-01-06 16:00
19144 | t0137 | FR | DE | -1971 | 2017-01-06 16:00
38151 | t0137 | CH | DE | -2395.12 | 2017-01-06 16:00
28648 | t0137 | CZ | DE | 1006.29 | 2017-01-06 16:00
62406 | t0138 | NL | DE | -2249 | 2017-01-06 17:00
19145 | t0138 | FR | DE | -1736 | 2017-01-06 17:00
9641 | t0138 | PL | DE | -300.31 | 2017-01-06 17:00
47653 | t0138 | SE | DE | 608.2 | 2017-01-06 17:00
28649 | t0138 | CZ | DE | 927.8 | 2017-01-06 17:00
38152 | t0138 | CH | DE | -2030.95 | 2017-01-06 17:00
137 | t0138 | AT | DE | -411.9 | 2017-01-06 17:00
138 | t0139 | AT | DE | -939.4 | 2017-01-06 18:00
38153 | t0139 | CH | DE | -2094.12 | 2017-01-06 18:00
9642 | t0139 | PL | DE | -461.28 | 2017-01-06 18:00
19146 | t0139 | FR | DE | -1508 | 2017-01-06 18:00
62407 | t0139 | NL | DE | -1936 | 2017-01-06 18:00
28650 | t0139 | CZ | DE | 446.69 | 2017-01-06 18:00
47654 | t0139 | SE | DE | 608.7 | 2017-01-06 18:00
139 | t0140 | AT | DE | -1580.7 | 2017-01-06 19:00
9643 | t0140 | PL | DE | -584 | 2017-01-06 19:00
19147 | t0140 | FR | DE | -827 | 2017-01-06 19:00
38154 | t0140 | CH | DE | -2288.34 | 2017-01-06 19:00
47655 | t0140 | SE | DE | 608.6 | 2017-01-06 19:00
62408 | t0140 | NL | DE | -1190 | 2017-01-06 19:00
28651 | t0140 | CZ | DE | 86.14 | 2017-01-06 19:00
19148 | t0141 | FR | DE | -580 | 2017-01-06 20:00
140 | t0141 | AT | DE | -1546.6 | 2017-01-06 20:00
38155 | t0141 | CH | DE | -2393.34 | 2017-01-06 20:00
62409 | t0141 | NL | DE | -1355 | 2017-01-06 20:00
47656 | t0141 | SE | DE | 532.3 | 2017-01-06 20:00
9644 | t0141 | PL | DE | -463.62 | 2017-01-06 20:00
28652 | t0141 | CZ | DE | 370.99 | 2017-01-06 20:00
47657 | t0142 | SE | DE | 521.3 | 2017-01-06 21:00
38156 | t0142 | CH | DE | -2293.83 | 2017-01-06 21:00
141 | t0142 | AT | DE | -1500.9 | 2017-01-06 21:00
28653 | t0142 | CZ | DE | 613.87 | 2017-01-06 21:00
19149 | t0142 | FR | DE | -671 | 2017-01-06 21:00
9645 | t0142 | PL | DE | -308.17 | 2017-01-06 21:00
62410 | t0142 | NL | DE | -1533 | 2017-01-06 21:00
38157 | t0143 | CH | DE | -2237.87 | 2017-01-06 22:00
9646 | t0143 | PL | DE | -412.11 | 2017-01-06 22:00
142 | t0143 | AT | DE | -1839.5 | 2017-01-06 22:00
62411 | t0143 | NL | DE | -1268 | 2017-01-06 22:00
19150 | t0143 | FR | DE | -333 | 2017-01-06 22:00
28654 | t0143 | CZ | DE | 739.28 | 2017-01-06 22:00
47658 | t0143 | SE | DE | 459.9 | 2017-01-06 22:00
143 | t0144 | AT | DE | -1949.3 | 2017-01-06 23:00
28655 | t0144 | CZ | DE | 1077.92 | 2017-01-06 23:00
47659 | t0144 | SE | DE | 432.5 | 2017-01-06 23:00
19151 | t0144 | FR | DE | -1556 | 2017-01-06 23:00
9647 | t0144 | PL | DE | -387.93 | 2017-01-06 23:00
62412 | t0144 | NL | DE | -2512 | 2017-01-06 23:00
38158 | t0144 | CH | DE | -2632.55 | 2017-01-06 23:00
62413 | t0145 | NL | DE | -2590 | 2017-01-07
47660 | t0145 | SE | DE | 362.4 | 2017-01-07
38159 | t0145 | CH | DE | -2636.63 | 2017-01-07
19152 | t0145 | FR | DE | -1839 | 2017-01-07
28656 | t0145 | CZ | DE | 1313.16 | 2017-01-07
144 | t0145 | AT | DE | -1850.7 | 2017-01-07
9648 | t0145 | PL | DE | -359.27 | 2017-01-07
47661 | t0146 | SE | DE | 289.8 | 2017-01-07 01:00
28657 | t0146 | CZ | DE | 918.55 | 2017-01-07 01:00
145 | t0146 | AT | DE | -2041.9 | 2017-01-07 01:00
19153 | t0146 | FR | DE | -1667 | 2017-01-07 01:00
38160 | t0146 | CH | DE | -3020.2 | 2017-01-07 01:00
9649 | t0146 | PL | DE | -546.61 | 2017-01-07 01:00
62414 | t0146 | NL | DE | -2451 | 2017-01-07 01:00
28658 | t0147 | CZ | DE | 630.08 | 2017-01-07 02:00
38161 | t0147 | CH | DE | -3433.02 | 2017-01-07 02:00
9650 | t0147 | PL | DE | -677.22 | 2017-01-07 02:00
146 | t0147 | AT | DE | -2443.9 | 2017-01-07 02:00
19154 | t0147 | FR | DE | -1631 | 2017-01-07 02:00
47662 | t0147 | SE | DE | 237.6 | 2017-01-07 02:00
62415 | t0147 | NL | DE | -2469 | 2017-01-07 02:00
19155 | t0148 | FR | DE | -1542 | 2017-01-07 03:00
28659 | t0148 | CZ | DE | 683.05 | 2017-01-07 03:00
9651 | t0148 | PL | DE | -573.76 | 2017-01-07 03:00
47663 | t0148 | SE | DE | 185.8 | 2017-01-07 03:00
38162 | t0148 | CH | DE | -3483.15 | 2017-01-07 03:00
62416 | t0148 | NL | DE | -2555 | 2017-01-07 03:00
147 | t0148 | AT | DE | -2110.3 | 2017-01-07 03:00
47664 | t0149 | SE | DE | 128.3 | 2017-01-07 04:00
28660 | t0149 | CZ | DE | 498.37 | 2017-01-07 04:00
19156 | t0149 | FR | DE | -1585 | 2017-01-07 04:00
148 | t0149 | AT | DE | -2158 | 2017-01-07 04:00
62417 | t0149 | NL | DE | -2551 | 2017-01-07 04:00
9652 | t0149 | PL | DE | -649.51 | 2017-01-07 04:00
38163 | t0149 | CH | DE | -3386.93 | 2017-01-07 04:00
149 | t0150 | AT | DE | -2178.6 | 2017-01-07 05:00
19157 | t0150 | FR | DE | -1267 | 2017-01-07 05:00
9653 | t0150 | PL | DE | -1052.33 | 2017-01-07 05:00
28661 | t0150 | CZ | DE | 146.58 | 2017-01-07 05:00
62418 | t0150 | NL | DE | -2207 | 2017-01-07 05:00
47665 | t0150 | SE | DE | 104.9 | 2017-01-07 05:00
38164 | t0150 | CH | DE | -3059.08 | 2017-01-07 05:00
47666 | t0151 | SE | DE | 105 | 2017-01-07 06:00
62419 | t0151 | NL | DE | -2676 | 2017-01-07 06:00
150 | t0151 | AT | DE | -2246.4 | 2017-01-07 06:00
38165 | t0151 | CH | DE | -3112.8 | 2017-01-07 06:00
28662 | t0151 | CZ | DE | 182.29 | 2017-01-07 06:00
9654 | t0151 | PL | DE | -1023.43 | 2017-01-07 06:00
19158 | t0151 | FR | DE | -2335 | 2017-01-07 06:00
151 | t0152 | AT | DE | -2214.3 | 2017-01-07 07:00
38166 | t0152 | CH | DE | -3112.16 | 2017-01-07 07:00
9655 | t0152 | PL | DE | -825.25 | 2017-01-07 07:00
19159 | t0152 | FR | DE | -2473 | 2017-01-07 07:00
62420 | t0152 | NL | DE | -2803 | 2017-01-07 07:00
28663 | t0152 | CZ | DE | 113.79 | 2017-01-07 07:00
47667 | t0152 | SE | DE | 132.8 | 2017-01-07 07:00
9656 | t0153 | PL | DE | -621.15 | 2017-01-07 08:00
47668 | t0153 | SE | DE | 202.5 | 2017-01-07 08:00
19160 | t0153 | FR | DE | -2310 | 2017-01-07 08:00
62421 | t0153 | NL | DE | -2726 | 2017-01-07 08:00
38167 | t0153 | CH | DE | -2704.24 | 2017-01-07 08:00
28664 | t0153 | CZ | DE | 283.19 | 2017-01-07 08:00
152 | t0153 | AT | DE | -1831.5 | 2017-01-07 08:00
19161 | t0154 | FR | DE | -2069 | 2017-01-07 09:00
62422 | t0154 | NL | DE | -2980 | 2017-01-07 09:00
153 | t0154 | AT | DE | -1602.5 | 2017-01-07 09:00
47669 | t0154 | SE | DE | 234.1 | 2017-01-07 09:00
38168 | t0154 | CH | DE | -2385.2 | 2017-01-07 09:00
28665 | t0154 | CZ | DE | 381.62 | 2017-01-07 09:00
9657 | t0154 | PL | DE | -568.07 | 2017-01-07 09:00
154 | t0155 | AT | DE | -1444.8 | 2017-01-07 10:00
19162 | t0155 | FR | DE | -2239 | 2017-01-07 10:00
38169 | t0155 | CH | DE | -2436.35 | 2017-01-07 10:00
28666 | t0155 | CZ | DE | 492.63 | 2017-01-07 10:00
62423 | t0155 | NL | DE | -3069 | 2017-01-07 10:00
47670 | t0155 | SE | DE | 288.2 | 2017-01-07 10:00
9658 | t0155 | PL | DE | -494.08 | 2017-01-07 10:00
38170 | t0156 | CH | DE | -2549.11 | 2017-01-07 11:00
19163 | t0156 | FR | DE | -2362 | 2017-01-07 11:00
28667 | t0156 | CZ | DE | 374.99 | 2017-01-07 11:00
9659 | t0156 | PL | DE | -446.82 | 2017-01-07 11:00
47671 | t0156 | SE | DE | 314.3 | 2017-01-07 11:00
155 | t0156 | AT | DE | -1313 | 2017-01-07 11:00
62424 | t0156 | NL | DE | -2988 | 2017-01-07 11:00
9660 | t0157 | PL | DE | -512.95 | 2017-01-07 12:00
38171 | t0157 | CH | DE | -2618.95 | 2017-01-07 12:00
156 | t0157 | AT | DE | -1468.7 | 2017-01-07 12:00
62425 | t0157 | NL | DE | -2972 | 2017-01-07 12:00
19164 | t0157 | FR | DE | -2212 | 2017-01-07 12:00
28668 | t0157 | CZ | DE | 282.36 | 2017-01-07 12:00
47672 | t0157 | SE | DE | 329.3 | 2017-01-07 12:00
28669 | t0158 | CZ | DE | 164.53 | 2017-01-07 13:00
62426 | t0158 | NL | DE | -2992 | 2017-01-07 13:00
157 | t0158 | AT | DE | -1793 | 2017-01-07 13:00
47673 | t0158 | SE | DE | 422 | 2017-01-07 13:00
38172 | t0158 | CH | DE | -3153.51 | 2017-01-07 13:00
9661 | t0158 | PL | DE | -595.36 | 2017-01-07 13:00
19165 | t0158 | FR | DE | -2512 | 2017-01-07 13:00
47674 | t0159 | SE | DE | 487.6 | 2017-01-07 14:00
28670 | t0159 | CZ | DE | -53.56 | 2017-01-07 14:00
9662 | t0159 | PL | DE | -751.43 | 2017-01-07 14:00
38173 | t0159 | CH | DE | -3420.73 | 2017-01-07 14:00
158 | t0159 | AT | DE | -1776.2 | 2017-01-07 14:00
19166 | t0159 | FR | DE | -2399 | 2017-01-07 14:00
62427 | t0159 | NL | DE | -2819 | 2017-01-07 14:00
47675 | t0160 | SE | DE | 529.8 | 2017-01-07 15:00
28671 | t0160 | CZ | DE | -164.76 | 2017-01-07 15:00
9663 | t0160 | PL | DE | -946.74 | 2017-01-07 15:00
38174 | t0160 | CH | DE | -3521.22 | 2017-01-07 15:00
159 | t0160 | AT | DE | -1778.7 | 2017-01-07 15:00
62428 | t0160 | NL | DE | -2348 | 2017-01-07 15:00
19167 | t0160 | FR | DE | -1958 | 2017-01-07 15:00
47676 | t0161 | SE | DE | 582.2 | 2017-01-07 16:00
19168 | t0161 | FR | DE | -2341 | 2017-01-07 16:00
9664 | t0161 | PL | DE | -717.56 | 2017-01-07 16:00
28672 | t0161 | CZ | DE | 270.89 | 2017-01-07 16:00
160 | t0161 | AT | DE | -471.6 | 2017-01-07 16:00
38175 | t0161 | CH | DE | -2572.6 | 2017-01-07 16:00
62429 | t0161 | NL | DE | -2752 | 2017-01-07 16:00
38176 | t0162 | CH | DE | -2238.7 | 2017-01-07 17:00
19169 | t0162 | FR | DE | -2409 | 2017-01-07 17:00
62430 | t0162 | NL | DE | -2906 | 2017-01-07 17:00
47677 | t0162 | SE | DE | 542.7 | 2017-01-07 17:00
9665 | t0162 | PL | DE | -590.19 | 2017-01-07 17:00
28673 | t0162 | CZ | DE | 414.03 | 2017-01-07 17:00
161 | t0162 | AT | DE | -429.2 | 2017-01-07 17:00
19170 | t0163 | FR | DE | -2432 | 2017-01-07 18:00
162 | t0163 | AT | DE | -899 | 2017-01-07 18:00
62431 | t0163 | NL | DE | -2793 | 2017-01-07 18:00
38177 | t0163 | CH | DE | -2301.06 | 2017-01-07 18:00
28674 | t0163 | CZ | DE | 139.71 | 2017-01-07 18:00
9666 | t0163 | PL | DE | -685.25 | 2017-01-07 18:00
47678 | t0163 | SE | DE | 508.9 | 2017-01-07 18:00
47679 | t0164 | SE | DE | 443.9 | 2017-01-07 19:00
62432 | t0164 | NL | DE | -2874 | 2017-01-07 19:00
38178 | t0164 | CH | DE | -2629.59 | 2017-01-07 19:00
9667 | t0164 | PL | DE | -649.18 | 2017-01-07 19:00
163 | t0164 | AT | DE | -1597.7 | 2017-01-07 19:00
19171 | t0164 | FR | DE | -2596 | 2017-01-07 19:00
28675 | t0164 | CZ | DE | -44.86 | 2017-01-07 19:00
9668 | t0165 | PL | DE | -526.64 | 2017-01-07 20:00
38179 | t0165 | CH | DE | -2957.82 | 2017-01-07 20:00
164 | t0165 | AT | DE | -1979.5 | 2017-01-07 20:00
62433 | t0165 | NL | DE | -2645 | 2017-01-07 20:00
47680 | t0165 | SE | DE | 498.9 | 2017-01-07 20:00
19172 | t0165 | FR | DE | -2227 | 2017-01-07 20:00
28676 | t0165 | CZ | DE | 177.44 | 2017-01-07 20:00
38180 | t0166 | CH | DE | -3106.43 | 2017-01-07 21:00
165 | t0166 | AT | DE | -2002.1 | 2017-01-07 21:00
62434 | t0166 | NL | DE | -2636 | 2017-01-07 21:00
28677 | t0166 | CZ | DE | 380.53 | 2017-01-07 21:00
9669 | t0166 | PL | DE | -505.77 | 2017-01-07 21:00
19173 | t0166 | FR | DE | -2407 | 2017-01-07 21:00
47681 | t0166 | SE | DE | 499.6 | 2017-01-07 21:00
28678 | t0167 | CZ | DE | 531.78 | 2017-01-07 22:00
62435 | t0167 | NL | DE | -2873 | 2017-01-07 22:00
47682 | t0167 | SE | DE | 460.5 | 2017-01-07 22:00
9670 | t0167 | PL | DE | -547.38 | 2017-01-07 22:00
166 | t0167 | AT | DE | -2036.3 | 2017-01-07 22:00
38181 | t0167 | CH | DE | -2933.73 | 2017-01-07 22:00
19174 | t0167 | FR | DE | -2210 | 2017-01-07 22:00
28679 | t0168 | CZ | DE | 83.8 | 2017-01-07 23:00
47683 | t0168 | SE | DE | 555.2 | 2017-01-07 23:00
9671 | t0168 | PL | DE | -885.98 | 2017-01-07 23:00
19175 | t0168 | FR | DE | -1781 | 2017-01-07 23:00
62436 | t0168 | NL | DE | -2945 | 2017-01-07 23:00
38182 | t0168 | CH | DE | -3200.32 | 2017-01-07 23:00
167 | t0168 | AT | DE | -2443.8 | 2017-01-07 23:00
38183 | t0169 | CH | DE | -3335.72 | 2017-01-08
19176 | t0169 | FR | DE | -1897 | 2017-01-08
9672 | t0169 | PL | DE | -995.8 | 2017-01-08
47684 | t0169 | SE | DE | 577.3 | 2017-01-08
28680 | t0169 | CZ | DE | -115.85 | 2017-01-08
62437 | t0169 | NL | DE | -3032 | 2017-01-08
168 | t0169 | AT | DE | -2790.7 | 2017-01-08
169 | t0170 | AT | DE | -2807.4 | 2017-01-08 01:00
28681 | t0170 | CZ | DE | -245.01 | 2017-01-08 01:00
19177 | t0170 | FR | DE | -1856 | 2017-01-08 01:00
47685 | t0170 | SE | DE | 609.3 | 2017-01-08 01:00
62438 | t0170 | NL | DE | -2760 | 2017-01-08 01:00
38184 | t0170 | CH | DE | -3533.17 | 2017-01-08 01:00
9673 | t0170 | PL | DE | -1048.42 | 2017-01-08 01:00
62439 | t0171 | NL | DE | -2574 | 2017-01-08 02:00
19178 | t0171 | FR | DE | -1910 | 2017-01-08 02:00
28682 | t0171 | CZ | DE | -226.01 | 2017-01-08 02:00
38185 | t0171 | CH | DE | -4170.25 | 2017-01-08 02:00
9674 | t0171 | PL | DE | -1016.6 | 2017-01-08 02:00
170 | t0171 | AT | DE | -3156.3 | 2017-01-08 02:00
47686 | t0171 | SE | DE | 609.3 | 2017-01-08 02:00
47687 | t0172 | SE | DE | 609.3 | 2017-01-08 03:00
9675 | t0172 | PL | DE | -1016.8 | 2017-01-08 03:00
28683 | t0172 | CZ | DE | -179.81 | 2017-01-08 03:00
171 | t0172 | AT | DE | -3196.2 | 2017-01-08 03:00
62440 | t0172 | NL | DE | -2054 | 2017-01-08 03:00
38186 | t0172 | CH | DE | -4226.83 | 2017-01-08 03:00
19179 | t0172 | FR | DE | -1453 | 2017-01-08 03:00
38187 | t0173 | CH | DE | -4150.48 | 2017-01-08 04:00
19180 | t0173 | FR | DE | -1300 | 2017-01-08 04:00
62441 | t0173 | NL | DE | -1985 | 2017-01-08 04:00
47688 | t0173 | SE | DE | 609.2 | 2017-01-08 04:00
28684 | t0173 | CZ | DE | -3.51 | 2017-01-08 04:00
9676 | t0173 | PL | DE | -987.11 | 2017-01-08 04:00
172 | t0173 | AT | DE | -3186.4 | 2017-01-08 04:00
9677 | t0174 | PL | DE | -1144.28 | 2017-01-08 05:00
28685 | t0174 | CZ | DE | -144.75 | 2017-01-08 05:00
38188 | t0174 | CH | DE | -4350.59 | 2017-01-08 05:00
19181 | t0174 | FR | DE | -1272 | 2017-01-08 05:00
62442 | t0174 | NL | DE | -2012 | 2017-01-08 05:00
47689 | t0174 | SE | DE | 609.3 | 2017-01-08 05:00
173 | t0174 | AT | DE | -3437.2 | 2017-01-08 05:00
174 | t0175 | AT | DE | -3432.6 | 2017-01-08 06:00
9678 | t0175 | PL | DE | -1090.66 | 2017-01-08 06:00
19182 | t0175 | FR | DE | -1434 | 2017-01-08 06:00
62443 | t0175 | NL | DE | -2044 | 2017-01-08 06:00
47690 | t0175 | SE | DE | 609.2 | 2017-01-08 06:00
38189 | t0175 | CH | DE | -4185.65 | 2017-01-08 06:00
28686 | t0175 | CZ | DE | -409.88 | 2017-01-08 06:00
9679 | t0176 | PL | DE | -1100.13 | 2017-01-08 07:00
19183 | t0176 | FR | DE | -1472 | 2017-01-08 07:00
28687 | t0176 | CZ | DE | -726.85 | 2017-01-08 07:00
47691 | t0176 | SE | DE | 608.9 | 2017-01-08 07:00
38190 | t0176 | CH | DE | -4194.31 | 2017-01-08 07:00
62444 | t0176 | NL | DE | -1755 | 2017-01-08 07:00
175 | t0176 | AT | DE | -3411.8 | 2017-01-08 07:00
38191 | t0177 | CH | DE | -3471.84 | 2017-01-08 08:00
62445 | t0177 | NL | DE | -1808 | 2017-01-08 08:00
176 | t0177 | AT | DE | -2163.8 | 2017-01-08 08:00
28688 | t0177 | CZ | DE | -492.12 | 2017-01-08 08:00
47692 | t0177 | SE | DE | 609 | 2017-01-08 08:00
9680 | t0177 | PL | DE | -874.51 | 2017-01-08 08:00
19184 | t0177 | FR | DE | -1664 | 2017-01-08 08:00
47693 | t0178 | SE | DE | 608.6 | 2017-01-08 09:00
28689 | t0178 | CZ | DE | -395.1 | 2017-01-08 09:00
38192 | t0178 | CH | DE | -2990.03 | 2017-01-08 09:00
9681 | t0178 | PL | DE | -773.83 | 2017-01-08 09:00
19185 | t0178 | FR | DE | -1942 | 2017-01-08 09:00
177 | t0178 | AT | DE | -1828.9 | 2017-01-08 09:00
62446 | t0178 | NL | DE | -1326 | 2017-01-08 09:00
47694 | t0179 | SE | DE | 608.6 | 2017-01-08 10:00
28690 | t0179 | CZ | DE | -122.77 | 2017-01-08 10:00
62447 | t0179 | NL | DE | -1776 | 2017-01-08 10:00
38193 | t0179 | CH | DE | -2699.15 | 2017-01-08 10:00
9682 | t0179 | PL | DE | -598.57 | 2017-01-08 10:00
178 | t0179 | AT | DE | -1273.6 | 2017-01-08 10:00
19186 | t0179 | FR | DE | -1811 | 2017-01-08 10:00
28691 | t0180 | CZ | DE | 77.86 | 2017-01-08 11:00
179 | t0180 | AT | DE | -865 | 2017-01-08 11:00
62448 | t0180 | NL | DE | -1849 | 2017-01-08 11:00
9683 | t0180 | PL | DE | -499.95 | 2017-01-08 11:00
38194 | t0180 | CH | DE | -2093.5 | 2017-01-08 11:00
47695 | t0180 | SE | DE | 608.5 | 2017-01-08 11:00
19187 | t0180 | FR | DE | -1487 | 2017-01-08 11:00
28692 | t0181 | CZ | DE | 31.45 | 2017-01-08 12:00
38195 | t0181 | CH | DE | -2425.3 | 2017-01-08 12:00
19188 | t0181 | FR | DE | -1588 | 2017-01-08 12:00
47696 | t0181 | SE | DE | 608.6 | 2017-01-08 12:00
9684 | t0181 | PL | DE | -523.86 | 2017-01-08 12:00
62449 | t0181 | NL | DE | -2114 | 2017-01-08 12:00
180 | t0181 | AT | DE | -1146.3 | 2017-01-08 12:00
47697 | t0182 | SE | DE | 608.6 | 2017-01-08 13:00
38196 | t0182 | CH | DE | -2806.84 | 2017-01-08 13:00
9685 | t0182 | PL | DE | -552.04 | 2017-01-08 13:00
62450 | t0182 | NL | DE | -2082 | 2017-01-08 13:00
181 | t0182 | AT | DE | -1487.1 | 2017-01-08 13:00
28693 | t0182 | CZ | DE | 23.43 | 2017-01-08 13:00
19189 | t0182 | FR | DE | -1690 | 2017-01-08 13:00
38197 | t0183 | CH | DE | -3098.26 | 2017-01-08 14:00
62451 | t0183 | NL | DE | -1942 | 2017-01-08 14:00
19190 | t0183 | FR | DE | -1430 | 2017-01-08 14:00
9686 | t0183 | PL | DE | -639.2 | 2017-01-08 14:00
47698 | t0183 | SE | DE | 608.8 | 2017-01-08 14:00
28694 | t0183 | CZ | DE | -124.53 | 2017-01-08 14:00
182 | t0183 | AT | DE | -1577.7 | 2017-01-08 14:00
28695 | t0184 | CZ | DE | -291.75 | 2017-01-08 15:00
19191 | t0184 | FR | DE | -668 | 2017-01-08 15:00
9687 | t0184 | PL | DE | -989.58 | 2017-01-08 15:00
38198 | t0184 | CH | DE | -3042.91 | 2017-01-08 15:00
62452 | t0184 | NL | DE | -1395 | 2017-01-08 15:00
47699 | t0184 | SE | DE | 608.4 | 2017-01-08 15:00
183 | t0184 | AT | DE | -1437.2 | 2017-01-08 15:00
9688 | t0185 | PL | DE | -783.18 | 2017-01-08 16:00
62453 | t0185 | NL | DE | -2100 | 2017-01-08 16:00
184 | t0185 | AT | DE | -476.3 | 2017-01-08 16:00
28696 | t0185 | CZ | DE | 215.88 | 2017-01-08 16:00
38199 | t0185 | CH | DE | -2458.25 | 2017-01-08 16:00
47700 | t0185 | SE | DE | 607.9 | 2017-01-08 16:00
19192 | t0185 | FR | DE | -478 | 2017-01-08 16:00
38200 | t0186 | CH | DE | -1921.98 | 2017-01-08 17:00
47701 | t0186 | SE | DE | 608.1 | 2017-01-08 17:00
28697 | t0186 | CZ | DE | 321.83 | 2017-01-08 17:00
185 | t0186 | AT | DE | -55.4 | 2017-01-08 17:00
19193 | t0186 | FR | DE | -1371 | 2017-01-08 17:00
62454 | t0186 | NL | DE | -2166 | 2017-01-08 17:00
9689 | t0186 | PL | DE | -724.29 | 2017-01-08 17:00
186 | t0187 | AT | DE | -302.5 | 2017-01-08 18:00
28698 | t0187 | CZ | DE | 316.03 | 2017-01-08 18:00
19194 | t0187 | FR | DE | -1341 | 2017-01-08 18:00
38201 | t0187 | CH | DE | -1871.78 | 2017-01-08 18:00
62455 | t0187 | NL | DE | -2167 | 2017-01-08 18:00
47702 | t0187 | SE | DE | 608.3 | 2017-01-08 18:00
9690 | t0187 | PL | DE | -741.54 | 2017-01-08 18:00
9691 | t0188 | PL | DE | -918.56 | 2017-01-08 19:00
19195 | t0188 | FR | DE | -1292 | 2017-01-08 19:00
187 | t0188 | AT | DE | -1054.9 | 2017-01-08 19:00
28699 | t0188 | CZ | DE | -4.15 | 2017-01-08 19:00
38202 | t0188 | CH | DE | -2625.91 | 2017-01-08 19:00
62456 | t0188 | NL | DE | -1954 | 2017-01-08 19:00
47703 | t0188 | SE | DE | 608.4 | 2017-01-08 19:00
28700 | t0189 | CZ | DE | 308.88 | 2017-01-08 20:00
38203 | t0189 | CH | DE | -2819.41 | 2017-01-08 20:00
188 | t0189 | AT | DE | -1365.5 | 2017-01-08 20:00
62457 | t0189 | NL | DE | -2323 | 2017-01-08 20:00
19196 | t0189 | FR | DE | -1305 | 2017-01-08 20:00
9692 | t0189 | PL | DE | -662.34 | 2017-01-08 20:00
47704 | t0189 | SE | DE | 608.7 | 2017-01-08 20:00
9693 | t0190 | PL | DE | -474.71 | 2017-01-08 21:00
19197 | t0190 | FR | DE | -1200 | 2017-01-08 21:00
28701 | t0190 | CZ | DE | 658.57 | 2017-01-08 21:00
47705 | t0190 | SE | DE | 609.3 | 2017-01-08 21:00
189 | t0190 | AT | DE | -1020.1 | 2017-01-08 21:00
62458 | t0190 | NL | DE | -2166 | 2017-01-08 21:00
38204 | t0190 | CH | DE | -2379.47 | 2017-01-08 21:00
28702 | t0191 | CZ | DE | 811.25 | 2017-01-08 22:00
38205 | t0191 | CH | DE | -2671.71 | 2017-01-08 22:00
9694 | t0191 | PL | DE | -545.09 | 2017-01-08 22:00
190 | t0191 | AT | DE | -1574.5 | 2017-01-08 22:00
62459 | t0191 | NL | DE | -1977 | 2017-01-08 22:00
47706 | t0191 | SE | DE | 608.9 | 2017-01-08 22:00
19198 | t0191 | FR | DE | -1171 | 2017-01-08 22:00
38206 | t0192 | CH | DE | -2509.94 | 2017-01-08 23:00
9695 | t0192 | PL | DE | -691.85 | 2017-01-08 23:00
62460 | t0192 | NL | DE | -1958 | 2017-01-08 23:00
19199 | t0192 | FR | DE | -717 | 2017-01-08 23:00
47707 | t0192 | SE | DE | 541.6 | 2017-01-08 23:00
191 | t0192 | AT | DE | -1234.3 | 2017-01-08 23:00
28703 | t0192 | CZ | DE | 685.87 | 2017-01-08 23:00
47708 | t0193 | SE | DE | 470 | 2017-01-09
19200 | t0193 | FR | DE | -863 | 2017-01-09
62461 | t0193 | NL | DE | -2052 | 2017-01-09
9696 | t0193 | PL | DE | -787.84 | 2017-01-09
192 | t0193 | AT | DE | -1891.7 | 2017-01-09
38207 | t0193 | CH | DE | -3130.29 | 2017-01-09
28704 | t0193 | CZ | DE | 425.81 | 2017-01-09
38208 | t0194 | CH | DE | -3428.02 | 2017-01-09 01:00
19201 | t0194 | FR | DE | -886 | 2017-01-09 01:00
47709 | t0194 | SE | DE | 469.9 | 2017-01-09 01:00
193 | t0194 | AT | DE | -1855.5 | 2017-01-09 01:00
28705 | t0194 | CZ | DE | 518.61 | 2017-01-09 01:00
62462 | t0194 | NL | DE | -1857 | 2017-01-09 01:00
9697 | t0194 | PL | DE | -689.12 | 2017-01-09 01:00
19202 | t0195 | FR | DE | -489 | 2017-01-09 02:00
28706 | t0195 | CZ | DE | 507.73 | 2017-01-09 02:00
47710 | t0195 | SE | DE | 458 | 2017-01-09 02:00
62463 | t0195 | NL | DE | -2085 | 2017-01-09 02:00
194 | t0195 | AT | DE | -2017 | 2017-01-09 02:00
9698 | t0195 | PL | DE | -751.15 | 2017-01-09 02:00
38209 | t0195 | CH | DE | -3839.24 | 2017-01-09 02:00
38210 | t0196 | CH | DE | -3854.74 | 2017-01-09 03:00
28707 | t0196 | CZ | DE | 324.29 | 2017-01-09 03:00
195 | t0196 | AT | DE | -2076.8 | 2017-01-09 03:00
19203 | t0196 | FR | DE | -69 | 2017-01-09 03:00
47711 | t0196 | SE | DE | 487.9 | 2017-01-09 03:00
9699 | t0196 | PL | DE | -824.53 | 2017-01-09 03:00
62464 | t0196 | NL | DE | -1939 | 2017-01-09 03:00
19204 | t0197 | FR | DE | 123 | 2017-01-09 04:00
28708 | t0197 | CZ | DE | -84.75 | 2017-01-09 04:00
38211 | t0197 | CH | DE | -4016.24 | 2017-01-09 04:00
47712 | t0197 | SE | DE | 529.2 | 2017-01-09 04:00
196 | t0197 | AT | DE | -2367.5 | 2017-01-09 04:00
9700 | t0197 | PL | DE | -885.22 | 2017-01-09 04:00
62465 | t0197 | NL | DE | -1233 | 2017-01-09 04:00
28709 | t0198 | CZ | DE | -657.98 | 2017-01-09 05:00
197 | t0198 | AT | DE | -1821.1 | 2017-01-09 05:00
38212 | t0198 | CH | DE | -2808.49 | 2017-01-09 05:00
62466 | t0198 | NL | DE | 215 | 2017-01-09 05:00
9701 | t0198 | PL | DE | -1208.84 | 2017-01-09 05:00
47713 | t0198 | SE | DE | 608 | 2017-01-09 05:00
19205 | t0198 | FR | DE | 572 | 2017-01-09 05:00
9702 | t0199 | PL | DE | -1151.18 | 2017-01-09 06:00
19206 | t0199 | FR | DE | 14 | 2017-01-09 06:00
62467 | t0199 | NL | DE | -571 | 2017-01-09 06:00
28710 | t0199 | CZ | DE | -833.51 | 2017-01-09 06:00
198 | t0199 | AT | DE | -1133.2 | 2017-01-09 06:00
38213 | t0199 | CH | DE | -1968.81 | 2017-01-09 06:00
47714 | t0199 | SE | DE | 608.7 | 2017-01-09 06:00
9703 | t0200 | PL | DE | -1159.93 | 2017-01-09 07:00
28711 | t0200 | CZ | DE | -791.12 | 2017-01-09 07:00
38214 | t0200 | CH | DE | -1771.85 | 2017-01-09 07:00
62468 | t0200 | NL | DE | -613 | 2017-01-09 07:00
47715 | t0200 | SE | DE | 608.4 | 2017-01-09 07:00
199 | t0200 | AT | DE | -609.9 | 2017-01-09 07:00
19207 | t0200 | FR | DE | 384 | 2017-01-09 07:00
19208 | t0201 | FR | DE | 591 | 2017-01-09 08:00
38215 | t0201 | CH | DE | -1724.68 | 2017-01-09 08:00
28712 | t0201 | CZ | DE | -793.79 | 2017-01-09 08:00
200 | t0201 | AT | DE | -453.5 | 2017-01-09 08:00
9704 | t0201 | PL | DE | -1179.09 | 2017-01-09 08:00
47716 | t0201 | SE | DE | 608.7 | 2017-01-09 08:00
62469 | t0201 | NL | DE | -576 | 2017-01-09 08:00
38216 | t0202 | CH | DE | -1715 | 2017-01-09 09:00
19209 | t0202 | FR | DE | 537 | 2017-01-09 09:00
62470 | t0202 | NL | DE | -683 | 2017-01-09 09:00
201 | t0202 | AT | DE | -431.5 | 2017-01-09 09:00
47717 | t0202 | SE | DE | 608.5 | 2017-01-09 09:00
9705 | t0202 | PL | DE | -1229.17 | 2017-01-09 09:00
28713 | t0202 | CZ | DE | -660.16 | 2017-01-09 09:00
62471 | t0203 | NL | DE | -616 | 2017-01-09 10:00
47718 | t0203 | SE | DE | 608.4 | 2017-01-09 10:00
19210 | t0203 | FR | DE | 619 | 2017-01-09 10:00
38217 | t0203 | CH | DE | -1707.47 | 2017-01-09 10:00
202 | t0203 | AT | DE | -299.5 | 2017-01-09 10:00
9706 | t0203 | PL | DE | -1236.71 | 2017-01-09 10:00
28714 | t0203 | CZ | DE | -654.39 | 2017-01-09 10:00
38218 | t0204 | CH | DE | -1472.48 | 2017-01-09 11:00
9707 | t0204 | PL | DE | -1182.43 | 2017-01-09 11:00
203 | t0204 | AT | DE | -115.7 | 2017-01-09 11:00
62472 | t0204 | NL | DE | -433 | 2017-01-09 11:00
47719 | t0204 | SE | DE | 608.4 | 2017-01-09 11:00
28715 | t0204 | CZ | DE | -780.39 | 2017-01-09 11:00
19211 | t0204 | FR | DE | 576 | 2017-01-09 11:00
47720 | t0205 | SE | DE | 608.5 | 2017-01-09 12:00
19212 | t0205 | FR | DE | 919 | 2017-01-09 12:00
28716 | t0205 | CZ | DE | -844.95 | 2017-01-09 12:00
38219 | t0205 | CH | DE | -1638.54 | 2017-01-09 12:00
62473 | t0205 | NL | DE | -134 | 2017-01-09 12:00
9708 | t0205 | PL | DE | -1198.77 | 2017-01-09 12:00
204 | t0205 | AT | DE | -126.3 | 2017-01-09 12:00
19213 | t0206 | FR | DE | 1407 | 2017-01-09 13:00
62474 | t0206 | NL | DE | 329 | 2017-01-09 13:00
9709 | t0206 | PL | DE | -1184.85 | 2017-01-09 13:00
38220 | t0206 | CH | DE | -2111.81 | 2017-01-09 13:00
28717 | t0206 | CZ | DE | -1053.2 | 2017-01-09 13:00
47721 | t0206 | SE | DE | 577.6 | 2017-01-09 13:00
205 | t0206 | AT | DE | -482.6 | 2017-01-09 13:00
9710 | t0207 | PL | DE | -1159.65 | 2017-01-09 14:00
28718 | t0207 | CZ | DE | -1057.81 | 2017-01-09 14:00
62475 | t0207 | NL | DE | 222 | 2017-01-09 14:00
38221 | t0207 | CH | DE | -2365.14 | 2017-01-09 14:00
19214 | t0207 | FR | DE | 1580 | 2017-01-09 14:00
47722 | t0207 | SE | DE | 547.6 | 2017-01-09 14:00
206 | t0207 | AT | DE | -702.7 | 2017-01-09 14:00
207 | t0208 | AT | DE | -887.8 | 2017-01-09 15:00
9711 | t0208 | PL | DE | -1128.66 | 2017-01-09 15:00
62476 | t0208 | NL | DE | -41 | 2017-01-09 15:00
19215 | t0208 | FR | DE | 1591 | 2017-01-09 15:00
38222 | t0208 | CH | DE | -2671.33 | 2017-01-09 15:00
28719 | t0208 | CZ | DE | -1356.3 | 2017-01-09 15:00
47723 | t0208 | SE | DE | 445.1 | 2017-01-09 15:00
62477 | t0209 | NL | DE | -1128 | 2017-01-09 16:00
28720 | t0209 | CZ | DE | -1385.72 | 2017-01-09 16:00
9712 | t0209 | PL | DE | -1124.37 | 2017-01-09 16:00
47724 | t0209 | SE | DE | 376.7 | 2017-01-09 16:00
208 | t0209 | AT | DE | -884.4 | 2017-01-09 16:00
38223 | t0209 | CH | DE | -2513.02 | 2017-01-09 16:00
19216 | t0209 | FR | DE | 1054 | 2017-01-09 16:00
38224 | t0210 | CH | DE | -2181.13 | 2017-01-09 17:00
209 | t0210 | AT | DE | -956.9 | 2017-01-09 17:00
62478 | t0210 | NL | DE | -1298 | 2017-01-09 17:00
28721 | t0210 | CZ | DE | -1420.44 | 2017-01-09 17:00
19217 | t0210 | FR | DE | 740 | 2017-01-09 17:00
47725 | t0210 | SE | DE | 291.5 | 2017-01-09 17:00
9713 | t0210 | PL | DE | -1156.51 | 2017-01-09 17:00
210 | t0211 | AT | DE | -1410.8 | 2017-01-09 18:00
19218 | t0211 | FR | DE | 978 | 2017-01-09 18:00
28722 | t0211 | CZ | DE | -1517.83 | 2017-01-09 18:00
38225 | t0211 | CH | DE | -2216.75 | 2017-01-09 18:00
62479 | t0211 | NL | DE | -1427 | 2017-01-09 18:00
47726 | t0211 | SE | DE | 228.3 | 2017-01-09 18:00
9714 | t0211 | PL | DE | -1219.86 | 2017-01-09 18:00
62480 | t0212 | NL | DE | -1499 | 2017-01-09 19:00
47727 | t0212 | SE | DE | 125.3 | 2017-01-09 19:00
211 | t0212 | AT | DE | -1973.7 | 2017-01-09 19:00
28723 | t0212 | CZ | DE | -1509.28 | 2017-01-09 19:00
19219 | t0212 | FR | DE | 1092 | 2017-01-09 19:00
38226 | t0212 | CH | DE | -2369.09 | 2017-01-09 19:00
9715 | t0212 | PL | DE | -1197.08 | 2017-01-09 19:00
19220 | t0213 | FR | DE | 1585 | 2017-01-09 20:00
9716 | t0213 | PL | DE | -1130.37 | 2017-01-09 20:00
212 | t0213 | AT | DE | -2779.1 | 2017-01-09 20:00
38227 | t0213 | CH | DE | -2832.4 | 2017-01-09 20:00
28724 | t0213 | CZ | DE | -1505.09 | 2017-01-09 20:00
47728 | t0213 | SE | DE | 68.7 | 2017-01-09 20:00
62481 | t0213 | NL | DE | -793 | 2017-01-09 20:00
28725 | t0214 | CZ | DE | -783.23 | 2017-01-09 21:00
62482 | t0214 | NL | DE | -756 | 2017-01-09 21:00
47729 | t0214 | SE | DE | -2.3 | 2017-01-09 21:00
19221 | t0214 | FR | DE | 1539 | 2017-01-09 21:00
9717 | t0214 | PL | DE | -1021.37 | 2017-01-09 21:00
213 | t0214 | AT | DE | -2358.3 | 2017-01-09 21:00
38228 | t0214 | CH | DE | -2622.07 | 2017-01-09 21:00
19222 | t0215 | FR | DE | 1597 | 2017-01-09 22:00
9718 | t0215 | PL | DE | -1003.32 | 2017-01-09 22:00
47730 | t0215 | SE | DE | -1.6 | 2017-01-09 22:00
214 | t0215 | AT | DE | -2394 | 2017-01-09 22:00
38229 | t0215 | CH | DE | -2804.72 | 2017-01-09 22:00
28726 | t0215 | CZ | DE | -618.47 | 2017-01-09 22:00
62483 | t0215 | NL | DE | -733 | 2017-01-09 22:00
19223 | t0216 | FR | DE | 1721 | 2017-01-09 23:00
9719 | t0216 | PL | DE | -1231.24 | 2017-01-09 23:00
47731 | t0216 | SE | DE | -1.4 | 2017-01-09 23:00
62484 | t0216 | NL | DE | -889 | 2017-01-09 23:00
28727 | t0216 | CZ | DE | -756.28 | 2017-01-09 23:00
215 | t0216 | AT | DE | -2765.5 | 2017-01-09 23:00
38230 | t0216 | CH | DE | -3421.25 | 2017-01-09 23:00
38231 | t0217 | CH | DE | -4011.75 | 2017-01-10
62485 | t0217 | NL | DE | -1300 | 2017-01-10
9720 | t0217 | PL | DE | -1244.44 | 2017-01-10
47732 | t0217 | SE | DE | -1.4 | 2017-01-10
19224 | t0217 | FR | DE | 1819 | 2017-01-10
216 | t0217 | AT | DE | -3228.3 | 2017-01-10
28728 | t0217 | CZ | DE | -1002.83 | 2017-01-10
19225 | t0218 | FR | DE | 2179 | 2017-01-10 01:00
9721 | t0218 | PL | DE | -1322 | 2017-01-10 01:00
28729 | t0218 | CZ | DE | -990.78 | 2017-01-10 01:00
62486 | t0218 | NL | DE | -1587 | 2017-01-10 01:00
47733 | t0218 | SE | DE | -1.4 | 2017-01-10 01:00
38232 | t0218 | CH | DE | -4320.4 | 2017-01-10 01:00
217 | t0218 | AT | DE | -3356.4 | 2017-01-10 01:00
47734 | t0219 | SE | DE | -1.4 | 2017-01-10 02:00
218 | t0219 | AT | DE | -3351.1 | 2017-01-10 02:00
38233 | t0219 | CH | DE | -4451.57 | 2017-01-10 02:00
19226 | t0219 | FR | DE | 2418 | 2017-01-10 02:00
9722 | t0219 | PL | DE | -1298.62 | 2017-01-10 02:00
28730 | t0219 | CZ | DE | -788.58 | 2017-01-10 02:00
62487 | t0219 | NL | DE | -1575 | 2017-01-10 02:00
219 | t0220 | AT | DE | -3408.3 | 2017-01-10 03:00
19227 | t0220 | FR | DE | 2356 | 2017-01-10 03:00
28731 | t0220 | CZ | DE | -825.21 | 2017-01-10 03:00
38234 | t0220 | CH | DE | -4304.98 | 2017-01-10 03:00
9723 | t0220 | PL | DE | -1235.31 | 2017-01-10 03:00
62488 | t0220 | NL | DE | -1790 | 2017-01-10 03:00
47735 | t0220 | SE | DE | -1.4 | 2017-01-10 03:00
28732 | t0221 | CZ | DE | -785.82 | 2017-01-10 04:00
220 | t0221 | AT | DE | -3261.5 | 2017-01-10 04:00
19228 | t0221 | FR | DE | 2106 | 2017-01-10 04:00
62489 | t0221 | NL | DE | -1798 | 2017-01-10 04:00
38235 | t0221 | CH | DE | -4025.64 | 2017-01-10 04:00
9724 | t0221 | PL | DE | -1171.96 | 2017-01-10 04:00
47736 | t0221 | SE | DE | -1.6 | 2017-01-10 04:00
19229 | t0222 | FR | DE | 2357 | 2017-01-10 05:00
221 | t0222 | AT | DE | -2900.3 | 2017-01-10 05:00
38236 | t0222 | CH | DE | -3626.53 | 2017-01-10 05:00
62490 | t0222 | NL | DE | -872 | 2017-01-10 05:00
28733 | t0222 | CZ | DE | -1394 | 2017-01-10 05:00
9725 | t0222 | PL | DE | -1236.81 | 2017-01-10 05:00
47737 | t0222 | SE | DE | 161 | 2017-01-10 05:00
222 | t0223 | AT | DE | -2238.8 | 2017-01-10 06:00
28734 | t0223 | CZ | DE | -1491.14 | 2017-01-10 06:00
9726 | t0223 | PL | DE | -1242.39 | 2017-01-10 06:00
47738 | t0223 | SE | DE | 360.5 | 2017-01-10 06:00
62491 | t0223 | NL | DE | -1343 | 2017-01-10 06:00
19230 | t0223 | FR | DE | 1606 | 2017-01-10 06:00
38237 | t0223 | CH | DE | -2830.49 | 2017-01-10 06:00
19231 | t0224 | FR | DE | 1510 | 2017-01-10 07:00
223 | t0224 | AT | DE | -2000.4 | 2017-01-10 07:00
38238 | t0224 | CH | DE | -2872.12 | 2017-01-10 07:00
9727 | t0224 | PL | DE | -1244.8 | 2017-01-10 07:00
47739 | t0224 | SE | DE | 594 | 2017-01-10 07:00
28735 | t0224 | CZ | DE | -1587.35 | 2017-01-10 07:00
62492 | t0224 | NL | DE | -1473 | 2017-01-10 07:00
224 | t0225 | AT | DE | -1915 | 2017-01-10 08:00
9728 | t0225 | PL | DE | -1255.25 | 2017-01-10 08:00
38239 | t0225 | CH | DE | -2757.17 | 2017-01-10 08:00
19232 | t0225 | FR | DE | 1626 | 2017-01-10 08:00
62493 | t0225 | NL | DE | -1211 | 2017-01-10 08:00
28736 | t0225 | CZ | DE | -1618.83 | 2017-01-10 08:00
47740 | t0225 | SE | DE | 608.9 | 2017-01-10 08:00
38240 | t0226 | CH | DE | -2682.58 | 2017-01-10 09:00
19233 | t0226 | FR | DE | 1569 | 2017-01-10 09:00
225 | t0226 | AT | DE | -1403.4 | 2017-01-10 09:00
9729 | t0226 | PL | DE | -1168.88 | 2017-01-10 09:00
47741 | t0226 | SE | DE | 608.9 | 2017-01-10 09:00
62494 | t0226 | NL | DE | -1288 | 2017-01-10 09:00
28737 | t0226 | CZ | DE | -1464.28 | 2017-01-10 09:00
226 | t0227 | AT | DE | -1511.2 | 2017-01-10 10:00
47742 | t0227 | SE | DE | 608.9 | 2017-01-10 10:00
38241 | t0227 | CH | DE | -2402.37 | 2017-01-10 10:00
28738 | t0227 | CZ | DE | -1354.87 | 2017-01-10 10:00
9730 | t0227 | PL | DE | -1172.81 | 2017-01-10 10:00
62495 | t0227 | NL | DE | -1007 | 2017-01-10 10:00
19234 | t0227 | FR | DE | 1581 | 2017-01-10 10:00
9731 | t0228 | PL | DE | -1117.01 | 2017-01-10 11:00
62496 | t0228 | NL | DE | -800 | 2017-01-10 11:00
28739 | t0228 | CZ | DE | -1149.03 | 2017-01-10 11:00
38242 | t0228 | CH | DE | -2314.73 | 2017-01-10 11:00
227 | t0228 | AT | DE | -1231.1 | 2017-01-10 11:00
19235 | t0228 | FR | DE | 1656 | 2017-01-10 11:00
47743 | t0228 | SE | DE | 608.9 | 2017-01-10 11:00
62497 | t0229 | NL | DE | -855 | 2017-01-10 12:00
28740 | t0229 | CZ | DE | -1012.42 | 2017-01-10 12:00
38243 | t0229 | CH | DE | -2545.94 | 2017-01-10 12:00
19236 | t0229 | FR | DE | 1829 | 2017-01-10 12:00
47744 | t0229 | SE | DE | 608.5 | 2017-01-10 12:00
9732 | t0229 | PL | DE | -1052.64 | 2017-01-10 12:00
228 | t0229 | AT | DE | -1169.9 | 2017-01-10 12:00
38244 | t0230 | CH | DE | -2673.12 | 2017-01-10 13:00
62498 | t0230 | NL | DE | -932 | 2017-01-10 13:00
28741 | t0230 | CZ | DE | -1149.8 | 2017-01-10 13:00
47745 | t0230 | SE | DE | 608.7 | 2017-01-10 13:00
9733 | t0230 | PL | DE | -1092.47 | 2017-01-10 13:00
19237 | t0230 | FR | DE | 1922 | 2017-01-10 13:00
229 | t0230 | AT | DE | -1264.9 | 2017-01-10 13:00
62499 | t0231 | NL | DE | -1077 | 2017-01-10 14:00
19238 | t0231 | FR | DE | 2113 | 2017-01-10 14:00
230 | t0231 | AT | DE | -1137.8 | 2017-01-10 14:00
47746 | t0231 | SE | DE | 608.6 | 2017-01-10 14:00
28742 | t0231 | CZ | DE | -1094.35 | 2017-01-10 14:00
38245 | t0231 | CH | DE | -2529.25 | 2017-01-10 14:00
9734 | t0231 | PL | DE | -999.64 | 2017-01-10 14:00
62500 | t0232 | NL | DE | -1297 | 2017-01-10 15:00
9735 | t0232 | PL | DE | -1074.11 | 2017-01-10 15:00
38246 | t0232 | CH | DE | -2639.98 | 2017-01-10 15:00
19239 | t0232 | FR | DE | 1942 | 2017-01-10 15:00
47747 | t0232 | SE | DE | 608.4 | 2017-01-10 15:00
231 | t0232 | AT | DE | -1314.5 | 2017-01-10 15:00
28743 | t0232 | CZ | DE | -1398.98 | 2017-01-10 15:00
38247 | t0233 | CH | DE | -2302.16 | 2017-01-10 16:00
62501 | t0233 | NL | DE | -2357 | 2017-01-10 16:00
232 | t0233 | AT | DE | -1070.2 | 2017-01-10 16:00
19240 | t0233 | FR | DE | 1564 | 2017-01-10 16:00
28744 | t0233 | CZ | DE | -1337.59 | 2017-01-10 16:00
47748 | t0233 | SE | DE | 608.3 | 2017-01-10 16:00
9736 | t0233 | PL | DE | -1030.32 | 2017-01-10 16:00
38248 | t0234 | CH | DE | -2092.85 | 2017-01-10 17:00
19241 | t0234 | FR | DE | 1111 | 2017-01-10 17:00
62502 | t0234 | NL | DE | -2442 | 2017-01-10 17:00
47749 | t0234 | SE | DE | 608.5 | 2017-01-10 17:00
233 | t0234 | AT | DE | -896.1 | 2017-01-10 17:00
9737 | t0234 | PL | DE | -968.43 | 2017-01-10 17:00
28745 | t0234 | CZ | DE | -1196.82 | 2017-01-10 17:00
28746 | t0235 | CZ | DE | -1106.03 | 2017-01-10 18:00
62503 | t0235 | NL | DE | -2285 | 2017-01-10 18:00
19242 | t0235 | FR | DE | 1254 | 2017-01-10 18:00
234 | t0235 | AT | DE | -865.3 | 2017-01-10 18:00
9738 | t0235 | PL | DE | -971.43 | 2017-01-10 18:00
38249 | t0235 | CH | DE | -1997.04 | 2017-01-10 18:00
47750 | t0235 | SE | DE | 545.2 | 2017-01-10 18:00
62504 | t0236 | NL | DE | -1776 | 2017-01-10 19:00
19243 | t0236 | FR | DE | 1611 | 2017-01-10 19:00
38250 | t0236 | CH | DE | -2304.06 | 2017-01-10 19:00
9739 | t0236 | PL | DE | -1221.82 | 2017-01-10 19:00
47751 | t0236 | SE | DE | 448.5 | 2017-01-10 19:00
28747 | t0236 | CZ | DE | -1210.71 | 2017-01-10 19:00
235 | t0236 | AT | DE | -1949.6 | 2017-01-10 19:00
9740 | t0237 | PL | DE | -997.47 | 2017-01-10 20:00
47752 | t0237 | SE | DE | 421.9 | 2017-01-10 20:00
38251 | t0237 | CH | DE | -2552.99 | 2017-01-10 20:00
62505 | t0237 | NL | DE | -1428 | 2017-01-10 20:00
28748 | t0237 | CZ | DE | -963.18 | 2017-01-10 20:00
236 | t0237 | AT | DE | -2072 | 2017-01-10 20:00
19244 | t0237 | FR | DE | 1862 | 2017-01-10 20:00
9741 | t0238 | PL | DE | -963.36 | 2017-01-10 21:00
19245 | t0238 | FR | DE | 1955 | 2017-01-10 21:00
237 | t0238 | AT | DE | -1911.1 | 2017-01-10 21:00
47753 | t0238 | SE | DE | 396.8 | 2017-01-10 21:00
38252 | t0238 | CH | DE | -3013.58 | 2017-01-10 21:00
62506 | t0238 | NL | DE | -622 | 2017-01-10 21:00
28749 | t0238 | CZ | DE | -420.63 | 2017-01-10 21:00
19246 | t0239 | FR | DE | 1943 | 2017-01-10 22:00
38253 | t0239 | CH | DE | -2900.11 | 2017-01-10 22:00
47754 | t0239 | SE | DE | 338.5 | 2017-01-10 22:00
9742 | t0239 | PL | DE | -934.73 | 2017-01-10 22:00
62507 | t0239 | NL | DE | -429 | 2017-01-10 22:00
28750 | t0239 | CZ | DE | -274.11 | 2017-01-10 22:00
238 | t0239 | AT | DE | -2192.1 | 2017-01-10 22:00
47755 | t0240 | SE | DE | 313.1 | 2017-01-10 23:00
9743 | t0240 | PL | DE | -1088.23 | 2017-01-10 23:00
38254 | t0240 | CH | DE | -3349.52 | 2017-01-10 23:00
62508 | t0240 | NL | DE | -455 | 2017-01-10 23:00
239 | t0240 | AT | DE | -2275.1 | 2017-01-10 23:00
19247 | t0240 | FR | DE | 1599 | 2017-01-10 23:00
28751 | t0240 | CZ | DE | -518.19 | 2017-01-10 23:00
9744 | t0241 | PL | DE | -1073.12 | 2017-01-11
240 | t0241 | AT | DE | -2508.9 | 2017-01-11
28752 | t0241 | CZ | DE | -601.62 | 2017-01-11
47756 | t0241 | SE | DE | 178.9 | 2017-01-11
62509 | t0241 | NL | DE | -733 | 2017-01-11
19248 | t0241 | FR | DE | 1709 | 2017-01-11
38255 | t0241 | CH | DE | -3598.2 | 2017-01-11
47757 | t0242 | SE | DE | 5.4 | 2017-01-11 01:00
62510 | t0242 | NL | DE | -234 | 2017-01-11 01:00
19249 | t0242 | FR | DE | 2172 | 2017-01-11 01:00
28753 | t0242 | CZ | DE | -534.16 | 2017-01-11 01:00
241 | t0242 | AT | DE | -2862.8 | 2017-01-11 01:00
38256 | t0242 | CH | DE | -3703.1 | 2017-01-11 01:00
9745 | t0242 | PL | DE | -1074.4 | 2017-01-11 01:00
28754 | t0243 | CZ | DE | -434.14 | 2017-01-11 02:00
19250 | t0243 | FR | DE | 2248 | 2017-01-11 02:00
62511 | t0243 | NL | DE | -123 | 2017-01-11 02:00
38257 | t0243 | CH | DE | -4027.18 | 2017-01-11 02:00
9746 | t0243 | PL | DE | -1040.27 | 2017-01-11 02:00
47758 | t0243 | SE | DE | -1.4 | 2017-01-11 02:00
242 | t0243 | AT | DE | -2833.1 | 2017-01-11 02:00
243 | t0244 | AT | DE | -3053.8 | 2017-01-11 03:00
28755 | t0244 | CZ | DE | -674.46 | 2017-01-11 03:00
62512 | t0244 | NL | DE | 12 | 2017-01-11 03:00
47759 | t0244 | SE | DE | -1.4 | 2017-01-11 03:00
19251 | t0244 | FR | DE | 2520 | 2017-01-11 03:00
9747 | t0244 | PL | DE | -1146.19 | 2017-01-11 03:00
38258 | t0244 | CH | DE | -4015.27 | 2017-01-11 03:00
28756 | t0245 | CZ | DE | -1158.76 | 2017-01-11 04:00
62513 | t0245 | NL | DE | 313 | 2017-01-11 04:00
19252 | t0245 | FR | DE | 2750 | 2017-01-11 04:00
9748 | t0245 | PL | DE | -1318.16 | 2017-01-11 04:00
47760 | t0245 | SE | DE | -1.5 | 2017-01-11 04:00
38259 | t0245 | CH | DE | -3880.2 | 2017-01-11 04:00
244 | t0245 | AT | DE | -3171.6 | 2017-01-11 04:00
47761 | t0246 | SE | DE | -1.6 | 2017-01-11 05:00
245 | t0246 | AT | DE | -2578.4 | 2017-01-11 05:00
9749 | t0246 | PL | DE | -1244.61 | 2017-01-11 05:00
19253 | t0246 | FR | DE | 2351 | 2017-01-11 05:00
62514 | t0246 | NL | DE | -284 | 2017-01-11 05:00
38260 | t0246 | CH | DE | -3215.43 | 2017-01-11 05:00
28757 | t0246 | CZ | DE | -1643.94 | 2017-01-11 05:00
19254 | t0247 | FR | DE | 2113 | 2017-01-11 06:00
47762 | t0247 | SE | DE | -1.8 | 2017-01-11 06:00
38261 | t0247 | CH | DE | -2139.31 | 2017-01-11 06:00
62515 | t0247 | NL | DE | -495 | 2017-01-11 06:00
28758 | t0247 | CZ | DE | -1691.26 | 2017-01-11 06:00
246 | t0247 | AT | DE | -1658.5 | 2017-01-11 06:00
9750 | t0247 | PL | DE | -1114.95 | 2017-01-11 06:00
9751 | t0248 | PL | DE | -1302.23 | 2017-01-11 07:00
19255 | t0248 | FR | DE | 2557 | 2017-01-11 07:00
47763 | t0248 | SE | DE | -1.8 | 2017-01-11 07:00
62516 | t0248 | NL | DE | -252 | 2017-01-11 07:00
28759 | t0248 | CZ | DE | -1778.53 | 2017-01-11 07:00
247 | t0248 | AT | DE | -2315 | 2017-01-11 07:00
38262 | t0248 | CH | DE | -2710.86 | 2017-01-11 07:00
9752 | t0249 | PL | DE | -1306.63 | 2017-01-11 08:00
47764 | t0249 | SE | DE | -1.8 | 2017-01-11 08:00
19256 | t0249 | FR | DE | 2590 | 2017-01-11 08:00
248 | t0249 | AT | DE | -1911 | 2017-01-11 08:00
62517 | t0249 | NL | DE | -869 | 2017-01-11 08:00
28760 | t0249 | CZ | DE | -1742.89 | 2017-01-11 08:00
38263 | t0249 | CH | DE | -2724.44 | 2017-01-11 08:00
38264 | t0250 | CH | DE | -2630.17 | 2017-01-11 09:00
9753 | t0250 | PL | DE | -1255.82 | 2017-01-11 09:00
19257 | t0250 | FR | DE | 2447 | 2017-01-11 09:00
62518 | t0250 | NL | DE | -1418 | 2017-01-11 09:00
28761 | t0250 | CZ | DE | -1640.87 | 2017-01-11 09:00
47765 | t0250 | SE | DE | -1.8 | 2017-01-11 09:00
249 | t0250 | AT | DE | -1738.4 | 2017-01-11 09:00
38265 | t0251 | CH | DE | -2575.31 | 2017-01-11 10:00
28762 | t0251 | CZ | DE | -1537.45 | 2017-01-11 10:00
47766 | t0251 | SE | DE | -1.8 | 2017-01-11 10:00
250 | t0251 | AT | DE | -1845.7 | 2017-01-11 10:00
9754 | t0251 | PL | DE | -1099.79 | 2017-01-11 10:00
62519 | t0251 | NL | DE | -1403 | 2017-01-11 10:00
19258 | t0251 | FR | DE | 2344 | 2017-01-11 10:00
19259 | t0252 | FR | DE | 2334 | 2017-01-11 11:00
38266 | t0252 | CH | DE | -2545.46 | 2017-01-11 11:00
9755 | t0252 | PL | DE | -1163.7 | 2017-01-11 11:00
62520 | t0252 | NL | DE | -1369 | 2017-01-11 11:00
47767 | t0252 | SE | DE | -1.8 | 2017-01-11 11:00
251 | t0252 | AT | DE | -2182.8 | 2017-01-11 11:00
28763 | t0252 | CZ | DE | -1635.34 | 2017-01-11 11:00
62521 | t0253 | NL | DE | -1649 | 2017-01-11 12:00
19260 | t0253 | FR | DE | 2182 | 2017-01-11 12:00
9756 | t0253 | PL | DE | -1141.44 | 2017-01-11 12:00
47768 | t0253 | SE | DE | -1.8 | 2017-01-11 12:00
252 | t0253 | AT | DE | -1987.2 | 2017-01-11 12:00
28764 | t0253 | CZ | DE | -1621.44 | 2017-01-11 12:00
38267 | t0253 | CH | DE | -2498 | 2017-01-11 12:00
62522 | t0254 | NL | DE | -1277 | 2017-01-11 13:00
38268 | t0254 | CH | DE | -2619.64 | 2017-01-11 13:00
28765 | t0254 | CZ | DE | -1691.88 | 2017-01-11 13:00
253 | t0254 | AT | DE | -2259.2 | 2017-01-11 13:00
47769 | t0254 | SE | DE | -1.8 | 2017-01-11 13:00
19261 | t0254 | FR | DE | 2667 | 2017-01-11 13:00
9757 | t0254 | PL | DE | -1126.88 | 2017-01-11 13:00
62523 | t0255 | NL | DE | -1049 | 2017-01-11 14:00
38269 | t0255 | CH | DE | -2785.51 | 2017-01-11 14:00
47770 | t0255 | SE | DE | -1.8 | 2017-01-11 14:00
19262 | t0255 | FR | DE | 2782 | 2017-01-11 14:00
254 | t0255 | AT | DE | -2448.9 | 2017-01-11 14:00
9758 | t0255 | PL | DE | -1198.39 | 2017-01-11 14:00
28766 | t0255 | CZ | DE | -1735.16 | 2017-01-11 14:00
9759 | t0256 | PL | DE | -1020.94 | 2017-01-11 15:00
28767 | t0256 | CZ | DE | -1260.55 | 2017-01-11 15:00
38270 | t0256 | CH | DE | -2997.92 | 2017-01-11 15:00
47771 | t0256 | SE | DE | -1.8 | 2017-01-11 15:00
19263 | t0256 | FR | DE | 2714 | 2017-01-11 15:00
62524 | t0256 | NL | DE | -1332 | 2017-01-11 15:00
255 | t0256 | AT | DE | -2089.4 | 2017-01-11 15:00
9760 | t0257 | PL | DE | -848.22 | 2017-01-11 16:00
47772 | t0257 | SE | DE | -1.8 | 2017-01-11 16:00
62525 | t0257 | NL | DE | -1727 | 2017-01-11 16:00
19264 | t0257 | FR | DE | 2392 | 2017-01-11 16:00
256 | t0257 | AT | DE | -1819.9 | 2017-01-11 16:00
28768 | t0257 | CZ | DE | -929.15 | 2017-01-11 16:00
38271 | t0257 | CH | DE | -2923.06 | 2017-01-11 16:00
19265 | t0258 | FR | DE | 2033 | 2017-01-11 17:00
62526 | t0258 | NL | DE | -1627 | 2017-01-11 17:00
47773 | t0258 | SE | DE | -1.9 | 2017-01-11 17:00
257 | t0258 | AT | DE | -1805.1 | 2017-01-11 17:00
9761 | t0258 | PL | DE | -871.28 | 2017-01-11 17:00
38272 | t0258 | CH | DE | -2813.84 | 2017-01-11 17:00
28769 | t0258 | CZ | DE | -952.34 | 2017-01-11 17:00
62527 | t0259 | NL | DE | -1764 | 2017-01-11 18:00
258 | t0259 | AT | DE | -1656.7 | 2017-01-11 18:00
38273 | t0259 | CH | DE | -2603.93 | 2017-01-11 18:00
28770 | t0259 | CZ | DE | -1127.17 | 2017-01-11 18:00
9762 | t0259 | PL | DE | -993.17 | 2017-01-11 18:00
19266 | t0259 | FR | DE | 1985 | 2017-01-11 18:00
47774 | t0259 | SE | DE | -1.8 | 2017-01-11 18:00
28771 | t0260 | CZ | DE | -881.05 | 2017-01-11 19:00
47775 | t0260 | SE | DE | -1.8 | 2017-01-11 19:00
19267 | t0260 | FR | DE | 2125 | 2017-01-11 19:00
38274 | t0260 | CH | DE | -2737.24 | 2017-01-11 19:00
9763 | t0260 | PL | DE | -1115.43 | 2017-01-11 19:00
259 | t0260 | AT | DE | -1820.9 | 2017-01-11 19:00
62528 | t0260 | NL | DE | -2043 | 2017-01-11 19:00
19268 | t0261 | FR | DE | 2167 | 2017-01-11 20:00
260 | t0261 | AT | DE | -1928.7 | 2017-01-11 20:00
9764 | t0261 | PL | DE | -1112.04 | 2017-01-11 20:00
62529 | t0261 | NL | DE | -1969 | 2017-01-11 20:00
47776 | t0261 | SE | DE | -1.8 | 2017-01-11 20:00
28772 | t0261 | CZ | DE | -775.8 | 2017-01-11 20:00
38275 | t0261 | CH | DE | -2822.96 | 2017-01-11 20:00
47777 | t0262 | SE | DE | -1.5 | 2017-01-11 21:00
62530 | t0262 | NL | DE | -1791 | 2017-01-11 21:00
28773 | t0262 | CZ | DE | -498.63 | 2017-01-11 21:00
19269 | t0262 | FR | DE | 2020 | 2017-01-11 21:00
38276 | t0262 | CH | DE | -2716.64 | 2017-01-11 21:00
261 | t0262 | AT | DE | -2007.8 | 2017-01-11 21:00
9765 | t0262 | PL | DE | -1011.75 | 2017-01-11 21:00
47778 | t0263 | SE | DE | -74.8 | 2017-01-11 22:00
9766 | t0263 | PL | DE | -1395.2 | 2017-01-11 22:00
28774 | t0263 | CZ | DE | -625.48 | 2017-01-11 22:00
62531 | t0263 | NL | DE | -1997 | 2017-01-11 22:00
262 | t0263 | AT | DE | -2606 | 2017-01-11 22:00
19270 | t0263 | FR | DE | 1963 | 2017-01-11 22:00
38277 | t0263 | CH | DE | -2614.24 | 2017-01-11 22:00
38278 | t0264 | CH | DE | -2929.46 | 2017-01-11 23:00
47779 | t0264 | SE | DE | -75.4 | 2017-01-11 23:00
62532 | t0264 | NL | DE | -1787 | 2017-01-11 23:00
19271 | t0264 | FR | DE | 2363 | 2017-01-11 23:00
9767 | t0264 | PL | DE | -1449.43 | 2017-01-11 23:00
263 | t0264 | AT | DE | -3106.8 | 2017-01-11 23:00
28775 | t0264 | CZ | DE | -1336.27 | 2017-01-11 23:00
19272 | t0265 | FR | DE | 2367 | 2017-01-12
62533 | t0265 | NL | DE | -1724 | 2017-01-12
9768 | t0265 | PL | DE | -1390.88 | 2017-01-12
28776 | t0265 | CZ | DE | -1360.94 | 2017-01-12
264 | t0265 | AT | DE | -3277.2 | 2017-01-12
47780 | t0265 | SE | DE | -68.4 | 2017-01-12
38279 | t0265 | CH | DE | -3370.18 | 2017-01-12
265 | t0266 | AT | DE | -3441 | 2017-01-12 01:00
38280 | t0266 | CH | DE | -3735.45 | 2017-01-12 01:00
47781 | t0266 | SE | DE | -65.7 | 2017-01-12 01:00
9769 | t0266 | PL | DE | -1418.44 | 2017-01-12 01:00
19273 | t0266 | FR | DE | 2539 | 2017-01-12 01:00
62534 | t0266 | NL | DE | -1628 | 2017-01-12 01:00
28777 | t0266 | CZ | DE | -1430.32 | 2017-01-12 01:00
266 | t0267 | AT | DE | -3447.3 | 2017-01-12 02:00
9770 | t0267 | PL | DE | -1362.37 | 2017-01-12 02:00
62535 | t0267 | NL | DE | -1553 | 2017-01-12 02:00
28778 | t0267 | CZ | DE | -1347.71 | 2017-01-12 02:00
47782 | t0267 | SE | DE | -65.7 | 2017-01-12 02:00
19274 | t0267 | FR | DE | 2580 | 2017-01-12 02:00
38281 | t0267 | CH | DE | -3801.11 | 2017-01-12 02:00
62536 | t0268 | NL | DE | -1563 | 2017-01-12 03:00
28779 | t0268 | CZ | DE | -1304.17 | 2017-01-12 03:00
267 | t0268 | AT | DE | -3274 | 2017-01-12 03:00
38282 | t0268 | CH | DE | -3735.64 | 2017-01-12 03:00
47783 | t0268 | SE | DE | -65.7 | 2017-01-12 03:00
9771 | t0268 | PL | DE | -1354.41 | 2017-01-12 03:00
19275 | t0268 | FR | DE | 2805 | 2017-01-12 03:00
19276 | t0269 | FR | DE | 2781 | 2017-01-12 04:00
268 | t0269 | AT | DE | -2991.5 | 2017-01-12 04:00
9772 | t0269 | PL | DE | -1364.64 | 2017-01-12 04:00
28780 | t0269 | CZ | DE | -1359.24 | 2017-01-12 04:00
47784 | t0269 | SE | DE | -65.7 | 2017-01-12 04:00
38283 | t0269 | CH | DE | -3326.43 | 2017-01-12 04:00
62537 | t0269 | NL | DE | -1654 | 2017-01-12 04:00
38284 | t0270 | CH | DE | -3296.07 | 2017-01-12 05:00
19277 | t0270 | FR | DE | 2536 | 2017-01-12 05:00
47785 | t0270 | SE | DE | -2.4 | 2017-01-12 05:00
28781 | t0270 | CZ | DE | -1627.19 | 2017-01-12 05:00
269 | t0270 | AT | DE | -2720.8 | 2017-01-12 05:00
62538 | t0270 | NL | DE | -1693 | 2017-01-12 05:00
9773 | t0270 | PL | DE | -1294.67 | 2017-01-12 05:00
19278 | t0271 | FR | DE | 2096 | 2017-01-12 06:00
38285 | t0271 | CH | DE | -2726.92 | 2017-01-12 06:00
270 | t0271 | AT | DE | -1797.9 | 2017-01-12 06:00
62539 | t0271 | NL | DE | -1296 | 2017-01-12 06:00
47786 | t0271 | SE | DE | -2.4 | 2017-01-12 06:00
28782 | t0271 | CZ | DE | -1167.52 | 2017-01-12 06:00
9774 | t0271 | PL | DE | -1145.23 | 2017-01-12 06:00
62540 | t0272 | NL | DE | -1315 | 2017-01-12 07:00
9775 | t0272 | PL | DE | -1132.22 | 2017-01-12 07:00
28783 | t0272 | CZ | DE | -1121.79 | 2017-01-12 07:00
271 | t0272 | AT | DE | -1895.4 | 2017-01-12 07:00
19279 | t0272 | FR | DE | 2085 | 2017-01-12 07:00
38286 | t0272 | CH | DE | -2886.38 | 2017-01-12 07:00
47787 | t0272 | SE | DE | -2.4 | 2017-01-12 07:00
62541 | t0273 | NL | DE | -1402 | 2017-01-12 08:00
19280 | t0273 | FR | DE | 2172 | 2017-01-12 08:00
9776 | t0273 | PL | DE | -1258.71 | 2017-01-12 08:00
38287 | t0273 | CH | DE | -2831.53 | 2017-01-12 08:00
47788 | t0273 | SE | DE | -1.8 | 2017-01-12 08:00
272 | t0273 | AT | DE | -2101.7 | 2017-01-12 08:00
28784 | t0273 | CZ | DE | -1347.23 | 2017-01-12 08:00
19281 | t0274 | FR | DE | 2339 | 2017-01-12 09:00
47789 | t0274 | SE | DE | -1.8 | 2017-01-12 09:00
9777 | t0274 | PL | DE | -1328.79 | 2017-01-12 09:00
28785 | t0274 | CZ | DE | -1307.71 | 2017-01-12 09:00
62542 | t0274 | NL | DE | -1382 | 2017-01-12 09:00
38288 | t0274 | CH | DE | -2731.68 | 2017-01-12 09:00
273 | t0274 | AT | DE | -1945.5 | 2017-01-12 09:00
62543 | t0275 | NL | DE | -1443 | 2017-01-12 10:00
9778 | t0275 | PL | DE | -1353.05 | 2017-01-12 10:00
274 | t0275 | AT | DE | -2230 | 2017-01-12 10:00
47790 | t0275 | SE | DE | -1.8 | 2017-01-12 10:00
38289 | t0275 | CH | DE | -2785.31 | 2017-01-12 10:00
28786 | t0275 | CZ | DE | -1318.24 | 2017-01-12 10:00
19282 | t0275 | FR | DE | 2308 | 2017-01-12 10:00
28787 | t0276 | CZ | DE | -1314.55 | 2017-01-12 11:00
62544 | t0276 | NL | DE | -1485 | 2017-01-12 11:00
38290 | t0276 | CH | DE | -2584.34 | 2017-01-12 11:00
47791 | t0276 | SE | DE | -1.8 | 2017-01-12 11:00
275 | t0276 | AT | DE | -2311.7 | 2017-01-12 11:00
9779 | t0276 | PL | DE | -1156.22 | 2017-01-12 11:00
19283 | t0276 | FR | DE | 2248 | 2017-01-12 11:00
276 | t0277 | AT | DE | -2474.3 | 2017-01-12 12:00
9780 | t0277 | PL | DE | -1146.84 | 2017-01-12 12:00
19284 | t0277 | FR | DE | 2348 | 2017-01-12 12:00
47792 | t0277 | SE | DE | -1.8 | 2017-01-12 12:00
28788 | t0277 | CZ | DE | -1267.88 | 2017-01-12 12:00
62545 | t0277 | NL | DE | -1578 | 2017-01-12 12:00
38291 | t0277 | CH | DE | -2723.43 | 2017-01-12 12:00
277 | t0278 | AT | DE | -2675.5 | 2017-01-12 13:00
19285 | t0278 | FR | DE | 2511 | 2017-01-12 13:00
9781 | t0278 | PL | DE | -1121.93 | 2017-01-12 13:00
62546 | t0278 | NL | DE | -1434 | 2017-01-12 13:00
28789 | t0278 | CZ | DE | -1284.63 | 2017-01-12 13:00
47793 | t0278 | SE | DE | -1.8 | 2017-01-12 13:00
38292 | t0278 | CH | DE | -2994.89 | 2017-01-12 13:00
278 | t0279 | AT | DE | -2366.9 | 2017-01-12 14:00
38293 | t0279 | CH | DE | -3284.57 | 2017-01-12 14:00
28790 | t0279 | CZ | DE | -901.13 | 2017-01-12 14:00
9782 | t0279 | PL | DE | -933.74 | 2017-01-12 14:00
62547 | t0279 | NL | DE | -1914 | 2017-01-12 14:00
19286 | t0279 | FR | DE | 2125 | 2017-01-12 14:00
47794 | t0279 | SE | DE | -1.8 | 2017-01-12 14:00
38294 | t0280 | CH | DE | -3170 | 2017-01-12 15:00
28791 | t0280 | CZ | DE | -903.81 | 2017-01-12 15:00
19287 | t0280 | FR | DE | 2280 | 2017-01-12 15:00
62548 | t0280 | NL | DE | -1894 | 2017-01-12 15:00
47795 | t0280 | SE | DE | -1.8 | 2017-01-12 15:00
9783 | t0280 | PL | DE | -992.58 | 2017-01-12 15:00
279 | t0280 | AT | DE | -2025.2 | 2017-01-12 15:00
9784 | t0281 | PL | DE | -826.15 | 2017-01-12 16:00
19288 | t0281 | FR | DE | 2090 | 2017-01-12 16:00
62549 | t0281 | NL | DE | -2047 | 2017-01-12 16:00
47796 | t0281 | SE | DE | -1.8 | 2017-01-12 16:00
280 | t0281 | AT | DE | -1342 | 2017-01-12 16:00
28792 | t0281 | CZ | DE | -694.06 | 2017-01-12 16:00
38295 | t0281 | CH | DE | -2931.96 | 2017-01-12 16:00
62550 | t0282 | NL | DE | -2000 | 2017-01-12 17:00
47797 | t0282 | SE | DE | 130.5 | 2017-01-12 17:00
28793 | t0282 | CZ | DE | -640.95 | 2017-01-12 17:00
38296 | t0282 | CH | DE | -2717.61 | 2017-01-12 17:00
9785 | t0282 | PL | DE | -743.85 | 2017-01-12 17:00
281 | t0282 | AT | DE | -1270.8 | 2017-01-12 17:00
19289 | t0282 | FR | DE | 1729 | 2017-01-12 17:00
28794 | t0283 | CZ | DE | -622.2 | 2017-01-12 18:00
282 | t0283 | AT | DE | -1559.3 | 2017-01-12 18:00
19290 | t0283 | FR | DE | 1890 | 2017-01-12 18:00
62551 | t0283 | NL | DE | -2025 | 2017-01-12 18:00
38297 | t0283 | CH | DE | -2812.59 | 2017-01-12 18:00
9786 | t0283 | PL | DE | -740.2 | 2017-01-12 18:00
47798 | t0283 | SE | DE | 178.1 | 2017-01-12 18:00
47799 | t0284 | SE | DE | 241.7 | 2017-01-12 19:00
283 | t0284 | AT | DE | -2017.3 | 2017-01-12 19:00
9787 | t0284 | PL | DE | -888.63 | 2017-01-12 19:00
19291 | t0284 | FR | DE | 2200 | 2017-01-12 19:00
62552 | t0284 | NL | DE | -1907 | 2017-01-12 19:00
38298 | t0284 | CH | DE | -3269.61 | 2017-01-12 19:00
28795 | t0284 | CZ | DE | -726.54 | 2017-01-12 19:00
28796 | t0285 | CZ | DE | -690.07 | 2017-01-12 20:00
9788 | t0285 | PL | DE | -779.28 | 2017-01-12 20:00
284 | t0285 | AT | DE | -2532.8 | 2017-01-12 20:00
38299 | t0285 | CH | DE | -3483.8 | 2017-01-12 20:00
47800 | t0285 | SE | DE | 279.3 | 2017-01-12 20:00
62553 | t0285 | NL | DE | -1687 | 2017-01-12 20:00
19292 | t0285 | FR | DE | 2246 | 2017-01-12 20:00
9789 | t0286 | PL | DE | -680.63 | 2017-01-12 21:00
38300 | t0286 | CH | DE | -3366.35 | 2017-01-12 21:00
285 | t0286 | AT | DE | -2748.4 | 2017-01-12 21:00
62554 | t0286 | NL | DE | -2210 | 2017-01-12 21:00
19293 | t0286 | FR | DE | 1995 | 2017-01-12 21:00
47801 | t0286 | SE | DE | 388.2 | 2017-01-12 21:00
28797 | t0286 | CZ | DE | -519.35 | 2017-01-12 21:00
286 | t0287 | AT | DE | -2759.6 | 2017-01-12 22:00
62555 | t0287 | NL | DE | -2824 | 2017-01-12 22:00
19294 | t0287 | FR | DE | 1594 | 2017-01-12 22:00
38301 | t0287 | CH | DE | -3181.87 | 2017-01-12 22:00
47802 | t0287 | SE | DE | 448.7 | 2017-01-12 22:00
9790 | t0287 | PL | DE | -577.19 | 2017-01-12 22:00
28798 | t0287 | CZ | DE | -50.07 | 2017-01-12 22:00
19295 | t0288 | FR | DE | 1944 | 2017-01-12 23:00
38302 | t0288 | CH | DE | -3492.54 | 2017-01-12 23:00
28799 | t0288 | CZ | DE | 164.51 | 2017-01-12 23:00
287 | t0288 | AT | DE | -2900.5 | 2017-01-12 23:00
62556 | t0288 | NL | DE | -2281 | 2017-01-12 23:00
9791 | t0288 | PL | DE | -559.6 | 2017-01-12 23:00
47803 | t0288 | SE | DE | 602.9 | 2017-01-12 23:00
288 | t0289 | AT | DE | -3028.9 | 2017-01-13
38303 | t0289 | CH | DE | -3961.98 | 2017-01-13
28800 | t0289 | CZ | DE | 118.79 | 2017-01-13
9792 | t0289 | PL | DE | -597.9 | 2017-01-13
47804 | t0289 | SE | DE | 608.5 | 2017-01-13
62557 | t0289 | NL | DE | -2069 | 2017-01-13
19296 | t0289 | FR | DE | 2056 | 2017-01-13
38304 | t0290 | CH | DE | -3683.09 | 2017-01-13 01:00
19297 | t0290 | FR | DE | 2083 | 2017-01-13 01:00
62558 | t0290 | NL | DE | -1940 | 2017-01-13 01:00
47805 | t0290 | SE | DE | 608.6 | 2017-01-13 01:00
289 | t0290 | AT | DE | -2887 | 2017-01-13 01:00
28801 | t0290 | CZ | DE | 344.14 | 2017-01-13 01:00
9793 | t0290 | PL | DE | -535.12 | 2017-01-13 01:00
9794 | t0291 | PL | DE | -555.99 | 2017-01-13 02:00
19298 | t0291 | FR | DE | 2418 | 2017-01-13 02:00
28802 | t0291 | CZ | DE | 377.61 | 2017-01-13 02:00
38305 | t0291 | CH | DE | -3709.43 | 2017-01-13 02:00
62559 | t0291 | NL | DE | -2043 | 2017-01-13 02:00
290 | t0291 | AT | DE | -2781.4 | 2017-01-13 02:00
47806 | t0291 | SE | DE | 321 | 2017-01-13 02:00
38306 | t0292 | CH | DE | -3664.28 | 2017-01-13 03:00
9795 | t0292 | PL | DE | -823.04 | 2017-01-13 03:00
62560 | t0292 | NL | DE | -2401 | 2017-01-13 03:00
291 | t0292 | AT | DE | -2857.6 | 2017-01-13 03:00
28803 | t0292 | CZ | DE | -18.73 | 2017-01-13 03:00
47807 | t0292 | SE | DE | 20.3 | 2017-01-13 03:00
19299 | t0292 | FR | DE | 2533 | 2017-01-13 03:00
38307 | t0293 | CH | DE | -3711.22 | 2017-01-13 04:00
62561 | t0293 | NL | DE | -2663 | 2017-01-13 04:00
292 | t0293 | AT | DE | -2814.3 | 2017-01-13 04:00
28804 | t0293 | CZ | DE | -672.25 | 2017-01-13 04:00
9796 | t0293 | PL | DE | -1009.8 | 2017-01-13 04:00
47808 | t0293 | SE | DE | -2.4 | 2017-01-13 04:00
19300 | t0293 | FR | DE | 2328 | 2017-01-13 04:00
47809 | t0294 | SE | DE | 496.1 | 2017-01-13 05:00
293 | t0294 | AT | DE | -3108.9 | 2017-01-13 05:00
62562 | t0294 | NL | DE | -2908 | 2017-01-13 05:00
9797 | t0294 | PL | DE | -934.47 | 2017-01-13 05:00
28805 | t0294 | CZ | DE | -1056.57 | 2017-01-13 05:00
38308 | t0294 | CH | DE | -4040.54 | 2017-01-13 05:00
19301 | t0294 | FR | DE | 1709 | 2017-01-13 05:00
294 | t0295 | AT | DE | -2729.4 | 2017-01-13 06:00
47810 | t0295 | SE | DE | 608.4 | 2017-01-13 06:00
38309 | t0295 | CH | DE | -3541.75 | 2017-01-13 06:00
19302 | t0295 | FR | DE | 1350 | 2017-01-13 06:00
9798 | t0295 | PL | DE | -933.7 | 2017-01-13 06:00
28806 | t0295 | CZ | DE | -1198.78 | 2017-01-13 06:00
62563 | t0295 | NL | DE | -3059 | 2017-01-13 06:00
47811 | t0296 | SE | DE | 593.2 | 2017-01-13 07:00
9799 | t0296 | PL | DE | -1045.79 | 2017-01-13 07:00
28807 | t0296 | CZ | DE | -1203.23 | 2017-01-13 07:00
295 | t0296 | AT | DE | -2832.9 | 2017-01-13 07:00
19303 | t0296 | FR | DE | 1317 | 2017-01-13 07:00
62564 | t0296 | NL | DE | -2063 | 2017-01-13 07:00
38310 | t0296 | CH | DE | -3682.25 | 2017-01-13 07:00
296 | t0297 | AT | DE | -2739.1 | 2017-01-13 08:00
38311 | t0297 | CH | DE | -3513.85 | 2017-01-13 08:00
28808 | t0297 | CZ | DE | -1301.84 | 2017-01-13 08:00
19304 | t0297 | FR | DE | 1609 | 2017-01-13 08:00
62565 | t0297 | NL | DE | -2188 | 2017-01-13 08:00
47812 | t0297 | SE | DE | 427 | 2017-01-13 08:00
9800 | t0297 | PL | DE | -1019.14 | 2017-01-13 08:00
47813 | t0298 | SE | DE | 599.6 | 2017-01-13 09:00
62566 | t0298 | NL | DE | -2312 | 2017-01-13 09:00
297 | t0298 | AT | DE | -2992.4 | 2017-01-13 09:00
9801 | t0298 | PL | DE | -1051.15 | 2017-01-13 09:00
19305 | t0298 | FR | DE | 1783 | 2017-01-13 09:00
28809 | t0298 | CZ | DE | -1353.07 | 2017-01-13 09:00
38312 | t0298 | CH | DE | -3488.98 | 2017-01-13 09:00
9802 | t0299 | PL | DE | -845.74 | 2017-01-13 10:00
19306 | t0299 | FR | DE | 1723 | 2017-01-13 10:00
47814 | t0299 | SE | DE | 608.2 | 2017-01-13 10:00
62567 | t0299 | NL | DE | -2030 | 2017-01-13 10:00
28810 | t0299 | CZ | DE | -1082.96 | 2017-01-13 10:00
38313 | t0299 | CH | DE | -3461.24 | 2017-01-13 10:00
298 | t0299 | AT | DE | -2665.1 | 2017-01-13 10:00
9803 | t0300 | PL | DE | -901.54 | 2017-01-13 11:00
62568 | t0300 | NL | DE | -1718 | 2017-01-13 11:00
28811 | t0300 | CZ | DE | -1085.88 | 2017-01-13 11:00
299 | t0300 | AT | DE | -2645 | 2017-01-13 11:00
38314 | t0300 | CH | DE | -3212.11 | 2017-01-13 11:00
19307 | t0300 | FR | DE | 1831 | 2017-01-13 11:00
47815 | t0300 | SE | DE | 608.2 | 2017-01-13 11:00
38315 | t0301 | CH | DE | -3567.16 | 2017-01-13 12:00
62569 | t0301 | NL | DE | -1968 | 2017-01-13 12:00
19308 | t0301 | FR | DE | 2051 | 2017-01-13 12:00
9804 | t0301 | PL | DE | -981.72 | 2017-01-13 12:00
47816 | t0301 | SE | DE | 416.7 | 2017-01-13 12:00
28812 | t0301 | CZ | DE | -1103.99 | 2017-01-13 12:00
300 | t0301 | AT | DE | -2867.1 | 2017-01-13 12:00
19309 | t0302 | FR | DE | 2286 | 2017-01-13 13:00
62570 | t0302 | NL | DE | -1757 | 2017-01-13 13:00
301 | t0302 | AT | DE | -2782 | 2017-01-13 13:00
38316 | t0302 | CH | DE | -3641.3 | 2017-01-13 13:00
28813 | t0302 | CZ | DE | -1103.16 | 2017-01-13 13:00
9805 | t0302 | PL | DE | -1010.66 | 2017-01-13 13:00
47817 | t0302 | SE | DE | 293.7 | 2017-01-13 13:00
302 | t0303 | AT | DE | -2505.6 | 2017-01-13 14:00
38317 | t0303 | CH | DE | -3494.62 | 2017-01-13 14:00
28814 | t0303 | CZ | DE | -943.44 | 2017-01-13 14:00
62571 | t0303 | NL | DE | -1753 | 2017-01-13 14:00
9806 | t0303 | PL | DE | -973.81 | 2017-01-13 14:00
47818 | t0303 | SE | DE | 333.2 | 2017-01-13 14:00
19310 | t0303 | FR | DE | 2258 | 2017-01-13 14:00
303 | t0304 | AT | DE | -1846.7 | 2017-01-13 15:00
47819 | t0304 | SE | DE | 298.8 | 2017-01-13 15:00
28815 | t0304 | CZ | DE | -802.73 | 2017-01-13 15:00
9807 | t0304 | PL | DE | -1122.37 | 2017-01-13 15:00
19311 | t0304 | FR | DE | 2333 | 2017-01-13 15:00
62572 | t0304 | NL | DE | -2005 | 2017-01-13 15:00
38318 | t0304 | CH | DE | -3229.31 | 2017-01-13 15:00
19312 | t0305 | FR | DE | 2047 | 2017-01-13 16:00
62573 | t0305 | NL | DE | -2308 | 2017-01-13 16:00
28816 | t0305 | CZ | DE | -629.89 | 2017-01-13 16:00
304 | t0305 | AT | DE | -1732.5 | 2017-01-13 16:00
9808 | t0305 | PL | DE | -1104.35 | 2017-01-13 16:00
47820 | t0305 | SE | DE | 465.4 | 2017-01-13 16:00
38319 | t0305 | CH | DE | -3018.98 | 2017-01-13 16:00
305 | t0306 | AT | DE | -1645.8 | 2017-01-13 17:00
9809 | t0306 | PL | DE | -978.56 | 2017-01-13 17:00
47821 | t0306 | SE | DE | 444.3 | 2017-01-13 17:00
28817 | t0306 | CZ | DE | -477.76 | 2017-01-13 17:00
19313 | t0306 | FR | DE | 1680 | 2017-01-13 17:00
38320 | t0306 | CH | DE | -2401.6 | 2017-01-13 17:00
62574 | t0306 | NL | DE | -2662 | 2017-01-13 17:00
9810 | t0307 | PL | DE | -783.94 | 2017-01-13 18:00
306 | t0307 | AT | DE | -1762.8 | 2017-01-13 18:00
47822 | t0307 | SE | DE | 536.6 | 2017-01-13 18:00
19314 | t0307 | FR | DE | 1760 | 2017-01-13 18:00
28818 | t0307 | CZ | DE | -327.81 | 2017-01-13 18:00
62575 | t0307 | NL | DE | -2704 | 2017-01-13 18:00
38321 | t0307 | CH | DE | -2518.77 | 2017-01-13 18:00
38322 | t0308 | CH | DE | -3267.3 | 2017-01-13 19:00
307 | t0308 | AT | DE | -2523.5 | 2017-01-13 19:00
47823 | t0308 | SE | DE | 570.8 | 2017-01-13 19:00
28819 | t0308 | CZ | DE | -726.63 | 2017-01-13 19:00
62576 | t0308 | NL | DE | -2206 | 2017-01-13 19:00
19315 | t0308 | FR | DE | 2169 | 2017-01-13 19:00
9811 | t0308 | PL | DE | -1120.87 | 2017-01-13 19:00
9812 | t0309 | PL | DE | -756.08 | 2017-01-13 20:00
62577 | t0309 | NL | DE | -1903 | 2017-01-13 20:00
19316 | t0309 | FR | DE | 2309 | 2017-01-13 20:00
47824 | t0309 | SE | DE | 571.2 | 2017-01-13 20:00
38323 | t0309 | CH | DE | -3433.04 | 2017-01-13 20:00
308 | t0309 | AT | DE | -2452.9 | 2017-01-13 20:00
28820 | t0309 | CZ | DE | -226.47 | 2017-01-13 20:00
309 | t0310 | AT | DE | -2352.5 | 2017-01-13 21:00
9813 | t0310 | PL | DE | -644.28 | 2017-01-13 21:00
62578 | t0310 | NL | DE | -1798 | 2017-01-13 21:00
28821 | t0310 | CZ | DE | 163.73 | 2017-01-13 21:00
38324 | t0310 | CH | DE | -3473.56 | 2017-01-13 21:00
47825 | t0310 | SE | DE | 508.2 | 2017-01-13 21:00
19317 | t0310 | FR | DE | 2149 | 2017-01-13 21:00
38325 | t0311 | CH | DE | -3296.85 | 2017-01-13 22:00
9814 | t0311 | PL | DE | -850.95 | 2017-01-13 22:00
62579 | t0311 | NL | DE | -1899 | 2017-01-13 22:00
310 | t0311 | AT | DE | -2088.8 | 2017-01-13 22:00
28822 | t0311 | CZ | DE | 324.04 | 2017-01-13 22:00
47826 | t0311 | SE | DE | 410.6 | 2017-01-13 22:00
19318 | t0311 | FR | DE | 1930 | 2017-01-13 22:00
38326 | t0312 | CH | DE | -3385.51 | 2017-01-13 23:00
19319 | t0312 | FR | DE | 1774 | 2017-01-13 23:00
28823 | t0312 | CZ | DE | 409.23 | 2017-01-13 23:00
47827 | t0312 | SE | DE | 41.9 | 2017-01-13 23:00
62580 | t0312 | NL | DE | -2170 | 2017-01-13 23:00
311 | t0312 | AT | DE | -2113.4 | 2017-01-13 23:00
9815 | t0312 | PL | DE | -950.74 | 2017-01-13 23:00
9816 | t0313 | PL | DE | -995.19 | 2017-01-14
28824 | t0313 | CZ | DE | 279.3 | 2017-01-14
38327 | t0313 | CH | DE | -3678.52 | 2017-01-14
47828 | t0313 | SE | DE | -342.7 | 2017-01-14
312 | t0313 | AT | DE | -2275.5 | 2017-01-14
62581 | t0313 | NL | DE | -1855 | 2017-01-14
19320 | t0313 | FR | DE | 1832 | 2017-01-14
28825 | t0314 | CZ | DE | 2.41 | 2017-01-14 01:00
47829 | t0314 | SE | DE | -375.9 | 2017-01-14 01:00
313 | t0314 | AT | DE | -2482.6 | 2017-01-14 01:00
38328 | t0314 | CH | DE | -3898.63 | 2017-01-14 01:00
19321 | t0314 | FR | DE | 2064 | 2017-01-14 01:00
62582 | t0314 | NL | DE | -1678 | 2017-01-14 01:00
9817 | t0314 | PL | DE | -1147.56 | 2017-01-14 01:00
9818 | t0315 | PL | DE | -1164.49 | 2017-01-14 02:00
28826 | t0315 | CZ | DE | -27.39 | 2017-01-14 02:00
19322 | t0315 | FR | DE | 1844 | 2017-01-14 02:00
38329 | t0315 | CH | DE | -3986.97 | 2017-01-14 02:00
47830 | t0315 | SE | DE | -251.7 | 2017-01-14 02:00
62583 | t0315 | NL | DE | -1847 | 2017-01-14 02:00
314 | t0315 | AT | DE | -2487.1 | 2017-01-14 02:00
28827 | t0316 | CZ | DE | -313.65 | 2017-01-14 03:00
62584 | t0316 | NL | DE | -1740 | 2017-01-14 03:00
38330 | t0316 | CH | DE | -4025.6 | 2017-01-14 03:00
47831 | t0316 | SE | DE | -105.5 | 2017-01-14 03:00
315 | t0316 | AT | DE | -2606.9 | 2017-01-14 03:00
19323 | t0316 | FR | DE | 1923 | 2017-01-14 03:00
9819 | t0316 | PL | DE | -1090.31 | 2017-01-14 03:00
62585 | t0317 | NL | DE | -1978 | 2017-01-14 04:00
47832 | t0317 | SE | DE | -75.6 | 2017-01-14 04:00
28828 | t0317 | CZ | DE | -857.01 | 2017-01-14 04:00
38331 | t0317 | CH | DE | -3776.56 | 2017-01-14 04:00
19324 | t0317 | FR | DE | 1697 | 2017-01-14 04:00
316 | t0317 | AT | DE | -2875.7 | 2017-01-14 04:00
9820 | t0317 | PL | DE | -1066.46 | 2017-01-14 04:00
9821 | t0318 | PL | DE | -1233.86 | 2017-01-14 05:00
47833 | t0318 | SE | DE | -2.4 | 2017-01-14 05:00
38332 | t0318 | CH | DE | -3901.64 | 2017-01-14 05:00
62586 | t0318 | NL | DE | -2293 | 2017-01-14 05:00
19325 | t0318 | FR | DE | 1648 | 2017-01-14 05:00
28829 | t0318 | CZ | DE | -1261.79 | 2017-01-14 05:00
317 | t0318 | AT | DE | -3318.6 | 2017-01-14 05:00
19326 | t0319 | FR | DE | 1499 | 2017-01-14 06:00
62587 | t0319 | NL | DE | -2278 | 2017-01-14 06:00
28830 | t0319 | CZ | DE | -1093.35 | 2017-01-14 06:00
318 | t0319 | AT | DE | -3231.2 | 2017-01-14 06:00
47834 | t0319 | SE | DE | -73 | 2017-01-14 06:00
38333 | t0319 | CH | DE | -3854.89 | 2017-01-14 06:00
9822 | t0319 | PL | DE | -1086.85 | 2017-01-14 06:00
38334 | t0320 | CH | DE | -3503.96 | 2017-01-14 07:00
28831 | t0320 | CZ | DE | -1161.64 | 2017-01-14 07:00
47835 | t0320 | SE | DE | -2.5 | 2017-01-14 07:00
62588 | t0320 | NL | DE | -2497 | 2017-01-14 07:00
19327 | t0320 | FR | DE | 1145 | 2017-01-14 07:00
9823 | t0320 | PL | DE | -1135.5 | 2017-01-14 07:00
319 | t0320 | AT | DE | -2769.6 | 2017-01-14 07:00
19328 | t0321 | FR | DE | 1403 | 2017-01-14 08:00
28832 | t0321 | CZ | DE | -1299.3 | 2017-01-14 08:00
62589 | t0321 | NL | DE | -2590 | 2017-01-14 08:00
9824 | t0321 | PL | DE | -1046.79 | 2017-01-14 08:00
320 | t0321 | AT | DE | -2540.6 | 2017-01-14 08:00
38335 | t0321 | CH | DE | -2956.24 | 2017-01-14 08:00
47836 | t0321 | SE | DE | 80.2 | 2017-01-14 08:00
28833 | t0322 | CZ | DE | -1058.86 | 2017-01-14 09:00
19329 | t0322 | FR | DE | 1297 | 2017-01-14 09:00
47837 | t0322 | SE | DE | 133 | 2017-01-14 09:00
62590 | t0322 | NL | DE | -2914 | 2017-01-14 09:00
9825 | t0322 | PL | DE | -1027.15 | 2017-01-14 09:00
321 | t0322 | AT | DE | -2250.7 | 2017-01-14 09:00
38336 | t0322 | CH | DE | -2593.12 | 2017-01-14 09:00
9826 | t0323 | PL | DE | -1141.24 | 2017-01-14 10:00
19330 | t0323 | FR | DE | 1216 | 2017-01-14 10:00
62591 | t0323 | NL | DE | -2909 | 2017-01-14 10:00
322 | t0323 | AT | DE | -2235.3 | 2017-01-14 10:00
28834 | t0323 | CZ | DE | -1187.14 | 2017-01-14 10:00
47838 | t0323 | SE | DE | 176.6 | 2017-01-14 10:00
38337 | t0323 | CH | DE | -2576.81 | 2017-01-14 10:00
9827 | t0324 | PL | DE | -1116.03 | 2017-01-14 11:00
47839 | t0324 | SE | DE | 131.8 | 2017-01-14 11:00
19331 | t0324 | FR | DE | 1134 | 2017-01-14 11:00
38338 | t0324 | CH | DE | -2459.99 | 2017-01-14 11:00
323 | t0324 | AT | DE | -2035.6 | 2017-01-14 11:00
62592 | t0324 | NL | DE | -3043 | 2017-01-14 11:00
28835 | t0324 | CZ | DE | -1024.47 | 2017-01-14 11:00
324 | t0325 | AT | DE | -2150.7 | 2017-01-14 12:00
28836 | t0325 | CZ | DE | -1020.92 | 2017-01-14 12:00
47840 | t0325 | SE | DE | 123 | 2017-01-14 12:00
9828 | t0325 | PL | DE | -1183.04 | 2017-01-14 12:00
38339 | t0325 | CH | DE | -2709.39 | 2017-01-14 12:00
62593 | t0325 | NL | DE | -2966 | 2017-01-14 12:00
19332 | t0325 | FR | DE | 1393 | 2017-01-14 12:00
62594 | t0326 | NL | DE | -2488 | 2017-01-14 13:00
47841 | t0326 | SE | DE | 109.5 | 2017-01-14 13:00
325 | t0326 | AT | DE | -2710.4 | 2017-01-14 13:00
28837 | t0326 | CZ | DE | -1201.54 | 2017-01-14 13:00
38340 | t0326 | CH | DE | -3301.67 | 2017-01-14 13:00
19333 | t0326 | FR | DE | 1549 | 2017-01-14 13:00
9829 | t0326 | PL | DE | -1291.88 | 2017-01-14 13:00
28838 | t0327 | CZ | DE | -1071.49 | 2017-01-14 14:00
9830 | t0327 | PL | DE | -1176.22 | 2017-01-14 14:00
47842 | t0327 | SE | DE | 109.4 | 2017-01-14 14:00
326 | t0327 | AT | DE | -2667.3 | 2017-01-14 14:00
62595 | t0327 | NL | DE | -2048 | 2017-01-14 14:00
19334 | t0327 | FR | DE | 1773 | 2017-01-14 14:00
38341 | t0327 | CH | DE | -3335.44 | 2017-01-14 14:00
327 | t0328 | AT | DE | -2262.3 | 2017-01-14 15:00
62596 | t0328 | NL | DE | -2226 | 2017-01-14 15:00
19335 | t0328 | FR | DE | 1435 | 2017-01-14 15:00
47843 | t0328 | SE | DE | 179 | 2017-01-14 15:00
38342 | t0328 | CH | DE | -3548.7 | 2017-01-14 15:00
28839 | t0328 | CZ | DE | -763.89 | 2017-01-14 15:00
9831 | t0328 | PL | DE | -1119.16 | 2017-01-14 15:00
328 | t0329 | AT | DE | -1596 | 2017-01-14 16:00
19336 | t0329 | FR | DE | 1451 | 2017-01-14 16:00
47844 | t0329 | SE | DE | 196.9 | 2017-01-14 16:00
38343 | t0329 | CH | DE | -3094.06 | 2017-01-14 16:00
28840 | t0329 | CZ | DE | -439.98 | 2017-01-14 16:00
9832 | t0329 | PL | DE | -939.57 | 2017-01-14 16:00
62597 | t0329 | NL | DE | -2641 | 2017-01-14 16:00
19337 | t0330 | FR | DE | 1065 | 2017-01-14 17:00
28841 | t0330 | CZ | DE | -259.89 | 2017-01-14 17:00
62598 | t0330 | NL | DE | -2718 | 2017-01-14 17:00
47845 | t0330 | SE | DE | 243.3 | 2017-01-14 17:00
329 | t0330 | AT | DE | -1290.3 | 2017-01-14 17:00
38344 | t0330 | CH | DE | -2431.94 | 2017-01-14 17:00
9833 | t0330 | PL | DE | -818.32 | 2017-01-14 17:00
47846 | t0331 | SE | DE | 243.4 | 2017-01-14 18:00
28842 | t0331 | CZ | DE | -454.43 | 2017-01-14 18:00
19338 | t0331 | FR | DE | 924 | 2017-01-14 18:00
9834 | t0331 | PL | DE | -1003.78 | 2017-01-14 18:00
38345 | t0331 | CH | DE | -2502.79 | 2017-01-14 18:00
62599 | t0331 | NL | DE | -2338 | 2017-01-14 18:00
330 | t0331 | AT | DE | -1870.4 | 2017-01-14 18:00
19339 | t0332 | FR | DE | 1082 | 2017-01-14 19:00
62600 | t0332 | NL | DE | -2222 | 2017-01-14 19:00
38346 | t0332 | CH | DE | -2675.64 | 2017-01-14 19:00
28843 | t0332 | CZ | DE | -902.11 | 2017-01-14 19:00
9835 | t0332 | PL | DE | -1159.5 | 2017-01-14 19:00
47847 | t0332 | SE | DE | 243.6 | 2017-01-14 19:00
331 | t0332 | AT | DE | -2539.2 | 2017-01-14 19:00
38347 | t0333 | CH | DE | -2965.94 | 2017-01-14 20:00
19340 | t0333 | FR | DE | 1356 | 2017-01-14 20:00
28844 | t0333 | CZ | DE | -867.93 | 2017-01-14 20:00
332 | t0333 | AT | DE | -2653.1 | 2017-01-14 20:00
47848 | t0333 | SE | DE | 12.2 | 2017-01-14 20:00
9836 | t0333 | PL | DE | -1135.23 | 2017-01-14 20:00
62601 | t0333 | NL | DE | -2018 | 2017-01-14 20:00
38348 | t0334 | CH | DE | -2579.68 | 2017-01-14 21:00
28845 | t0334 | CZ | DE | -599.91 | 2017-01-14 21:00
9837 | t0334 | PL | DE | -1020.24 | 2017-01-14 21:00
19341 | t0334 | FR | DE | 817 | 2017-01-14 21:00
333 | t0334 | AT | DE | -2468.4 | 2017-01-14 21:00
62602 | t0334 | NL | DE | -2113 | 2017-01-14 21:00
47849 | t0334 | SE | DE | -2.4 | 2017-01-14 21:00
19342 | t0335 | FR | DE | 795 | 2017-01-14 22:00
38349 | t0335 | CH | DE | -2555.56 | 2017-01-14 22:00
334 | t0335 | AT | DE | -2327.9 | 2017-01-14 22:00
47850 | t0335 | SE | DE | -96.5 | 2017-01-14 22:00
9838 | t0335 | PL | DE | -1130.18 | 2017-01-14 22:00
62603 | t0335 | NL | DE | -2587 | 2017-01-14 22:00
28846 | t0335 | CZ | DE | -391.74 | 2017-01-14 22:00
38350 | t0336 | CH | DE | -2967.19 | 2017-01-14 23:00
62604 | t0336 | NL | DE | -2584 | 2017-01-14 23:00
335 | t0336 | AT | DE | -2536.2 | 2017-01-14 23:00
19343 | t0336 | FR | DE | 807 | 2017-01-14 23:00
47851 | t0336 | SE | DE | -172.8 | 2017-01-14 23:00
28847 | t0336 | CZ | DE | -380.64 | 2017-01-14 23:00
9839 | t0336 | PL | DE | -1187.73 | 2017-01-14 23:00
47852 | t0337 | SE | DE | -173.9 | 2017-01-15
62605 | t0337 | NL | DE | -2464 | 2017-01-15
28848 | t0337 | CZ | DE | -497.91 | 2017-01-15
19344 | t0337 | FR | DE | 905 | 2017-01-15
9840 | t0337 | PL | DE | -1229.45 | 2017-01-15
38351 | t0337 | CH | DE | -3079.37 | 2017-01-15
336 | t0337 | AT | DE | -2628.3 | 2017-01-15
38352 | t0338 | CH | DE | -3108.17 | 2017-01-15 01:00
19345 | t0338 | FR | DE | 959 | 2017-01-15 01:00
47853 | t0338 | SE | DE | -173.9 | 2017-01-15 01:00
9841 | t0338 | PL | DE | -1235.75 | 2017-01-15 01:00
28849 | t0338 | CZ | DE | -618.15 | 2017-01-15 01:00
62606 | t0338 | NL | DE | -2001 | 2017-01-15 01:00
337 | t0338 | AT | DE | -2683.5 | 2017-01-15 01:00
19346 | t0339 | FR | DE | 1306 | 2017-01-15 02:00
38353 | t0339 | CH | DE | -3288.43 | 2017-01-15 02:00
9842 | t0339 | PL | DE | -1201.65 | 2017-01-15 02:00
338 | t0339 | AT | DE | -2901.5 | 2017-01-15 02:00
62607 | t0339 | NL | DE | -2044 | 2017-01-15 02:00
28850 | t0339 | CZ | DE | -900.96 | 2017-01-15 02:00
47854 | t0339 | SE | DE | -198.7 | 2017-01-15 02:00
38354 | t0340 | CH | DE | -3622.36 | 2017-01-15 03:00
339 | t0340 | AT | DE | -2965.9 | 2017-01-15 03:00
28851 | t0340 | CZ | DE | -711.82 | 2017-01-15 03:00
47855 | t0340 | SE | DE | -198.7 | 2017-01-15 03:00
9843 | t0340 | PL | DE | -1065.09 | 2017-01-15 03:00
62608 | t0340 | NL | DE | -1823 | 2017-01-15 03:00
19347 | t0340 | FR | DE | 1411 | 2017-01-15 03:00
28852 | t0341 | CZ | DE | -722.98 | 2017-01-15 04:00
340 | t0341 | AT | DE | -2950.8 | 2017-01-15 04:00
47856 | t0341 | SE | DE | -223.2 | 2017-01-15 04:00
62609 | t0341 | NL | DE | -2057 | 2017-01-15 04:00
9844 | t0341 | PL | DE | -1106.57 | 2017-01-15 04:00
38355 | t0341 | CH | DE | -3788.8 | 2017-01-15 04:00
19348 | t0341 | FR | DE | 1409 | 2017-01-15 04:00
28853 | t0342 | CZ | DE | -628.97 | 2017-01-15 05:00
9845 | t0342 | PL | DE | -1067.46 | 2017-01-15 05:00
47857 | t0342 | SE | DE | -247.7 | 2017-01-15 05:00
62610 | t0342 | NL | DE | -2236 | 2017-01-15 05:00
341 | t0342 | AT | DE | -2804.3 | 2017-01-15 05:00
38356 | t0342 | CH | DE | -3767.66 | 2017-01-15 05:00
19349 | t0342 | FR | DE | 1408 | 2017-01-15 05:00
62611 | t0343 | NL | DE | -2011 | 2017-01-15 06:00
342 | t0343 | AT | DE | -2717 | 2017-01-15 06:00
9846 | t0343 | PL | DE | -1154.7 | 2017-01-15 06:00
28854 | t0343 | CZ | DE | -638.65 | 2017-01-15 06:00
47858 | t0343 | SE | DE | -272.1 | 2017-01-15 06:00
19350 | t0343 | FR | DE | 1306 | 2017-01-15 06:00
38357 | t0343 | CH | DE | -3697.27 | 2017-01-15 06:00
19351 | t0344 | FR | DE | 1007 | 2017-01-15 07:00
9847 | t0344 | PL | DE | -1135.95 | 2017-01-15 07:00
28855 | t0344 | CZ | DE | -642.4 | 2017-01-15 07:00
343 | t0344 | AT | DE | -2531.3 | 2017-01-15 07:00
62612 | t0344 | NL | DE | -2246 | 2017-01-15 07:00
38358 | t0344 | CH | DE | -3483.42 | 2017-01-15 07:00
47859 | t0344 | SE | DE | 197.7 | 2017-01-15 07:00
344 | t0345 | AT | DE | -2439.8 | 2017-01-15 08:00
62613 | t0345 | NL | DE | -2276 | 2017-01-15 08:00
47860 | t0345 | SE | DE | 565.4 | 2017-01-15 08:00
38359 | t0345 | CH | DE | -3069.9 | 2017-01-15 08:00
28856 | t0345 | CZ | DE | -689.37 | 2017-01-15 08:00
9848 | t0345 | PL | DE | -1005.77 | 2017-01-15 08:00
19352 | t0345 | FR | DE | 1124 | 2017-01-15 08:00
38360 | t0346 | CH | DE | -2924.38 | 2017-01-15 09:00
28857 | t0346 | CZ | DE | -707.57 | 2017-01-15 09:00
19353 | t0346 | FR | DE | 734 | 2017-01-15 09:00
62614 | t0346 | NL | DE | -2457 | 2017-01-15 09:00
345 | t0346 | AT | DE | -2358.5 | 2017-01-15 09:00
47861 | t0346 | SE | DE | 608.7 | 2017-01-15 09:00
9849 | t0346 | PL | DE | -897.99 | 2017-01-15 09:00
62615 | t0347 | NL | DE | -2804 | 2017-01-15 10:00
346 | t0347 | AT | DE | -2171.1 | 2017-01-15 10:00
47862 | t0347 | SE | DE | 608.6 | 2017-01-15 10:00
38361 | t0347 | CH | DE | -2713.68 | 2017-01-15 10:00
19354 | t0347 | FR | DE | 335 | 2017-01-15 10:00
28858 | t0347 | CZ | DE | -513.27 | 2017-01-15 10:00
9850 | t0347 | PL | DE | -844.72 | 2017-01-15 10:00
38362 | t0348 | CH | DE | -2549.94 | 2017-01-15 11:00
347 | t0348 | AT | DE | -1999.3 | 2017-01-15 11:00
47863 | t0348 | SE | DE | 608.5 | 2017-01-15 11:00
9851 | t0348 | PL | DE | -875.95 | 2017-01-15 11:00
62616 | t0348 | NL | DE | -2864 | 2017-01-15 11:00
19355 | t0348 | FR | DE | 181 | 2017-01-15 11:00
28859 | t0348 | CZ | DE | -433.52 | 2017-01-15 11:00
62617 | t0349 | NL | DE | -2725 | 2017-01-15 12:00
38363 | t0349 | CH | DE | -2503.58 | 2017-01-15 12:00
348 | t0349 | AT | DE | -2044.5 | 2017-01-15 12:00
47864 | t0349 | SE | DE | 608.6 | 2017-01-15 12:00
19356 | t0349 | FR | DE | 279 | 2017-01-15 12:00
9852 | t0349 | PL | DE | -846.25 | 2017-01-15 12:00
28860 | t0349 | CZ | DE | -365.63 | 2017-01-15 12:00
28861 | t0350 | CZ | DE | -379.11 | 2017-01-15 13:00
9853 | t0350 | PL | DE | -833.77 | 2017-01-15 13:00
19357 | t0350 | FR | DE | 472 | 2017-01-15 13:00
38364 | t0350 | CH | DE | -2894.13 | 2017-01-15 13:00
47865 | t0350 | SE | DE | 608.8 | 2017-01-15 13:00
349 | t0350 | AT | DE | -2045.5 | 2017-01-15 13:00
62618 | t0350 | NL | DE | -2679 | 2017-01-15 13:00
9854 | t0351 | PL | DE | -886.92 | 2017-01-15 14:00
38365 | t0351 | CH | DE | -3247.16 | 2017-01-15 14:00
350 | t0351 | AT | DE | -2056.8 | 2017-01-15 14:00
62619 | t0351 | NL | DE | -2471 | 2017-01-15 14:00
47866 | t0351 | SE | DE | 608.7 | 2017-01-15 14:00
19358 | t0351 | FR | DE | 506 | 2017-01-15 14:00
28862 | t0351 | CZ | DE | -539.34 | 2017-01-15 14:00
28863 | t0352 | CZ | DE | -889.28 | 2017-01-15 15:00
9855 | t0352 | PL | DE | -1294.46 | 2017-01-15 15:00
351 | t0352 | AT | DE | -2376.9 | 2017-01-15 15:00
38366 | t0352 | CH | DE | -3673.71 | 2017-01-15 15:00
19359 | t0352 | FR | DE | 633 | 2017-01-15 15:00
47867 | t0352 | SE | DE | 451.2 | 2017-01-15 15:00
62620 | t0352 | NL | DE | -2299 | 2017-01-15 15:00
28864 | t0353 | CZ | DE | -775.18 | 2017-01-15 16:00
9856 | t0353 | PL | DE | -1228.58 | 2017-01-15 16:00
47868 | t0353 | SE | DE | 601.9 | 2017-01-15 16:00
352 | t0353 | AT | DE | -1910.1 | 2017-01-15 16:00
38367 | t0353 | CH | DE | -3370.08 | 2017-01-15 16:00
62621 | t0353 | NL | DE | -2443 | 2017-01-15 16:00
19360 | t0353 | FR | DE | 615 | 2017-01-15 16:00
38368 | t0354 | CH | DE | -2758.95 | 2017-01-15 17:00
353 | t0354 | AT | DE | -1392.8 | 2017-01-15 17:00
28865 | t0354 | CZ | DE | -516.07 | 2017-01-15 17:00
62622 | t0354 | NL | DE | -2677 | 2017-01-15 17:00
47869 | t0354 | SE | DE | 608.2 | 2017-01-15 17:00
9857 | t0354 | PL | DE | -1082.01 | 2017-01-15 17:00
19361 | t0354 | FR | DE | 201 | 2017-01-15 17:00
47870 | t0355 | SE | DE | 608.4 | 2017-01-15 18:00
354 | t0355 | AT | DE | -1462 | 2017-01-15 18:00
9858 | t0355 | PL | DE | -1149.56 | 2017-01-15 18:00
28866 | t0355 | CZ | DE | -691 | 2017-01-15 18:00
62623 | t0355 | NL | DE | -2699 | 2017-01-15 18:00
38369 | t0355 | CH | DE | -2747.53 | 2017-01-15 18:00
19362 | t0355 | FR | DE | 106 | 2017-01-15 18:00
9859 | t0356 | PL | DE | -1146.12 | 2017-01-15 19:00
62624 | t0356 | NL | DE | -2308 | 2017-01-15 19:00
47871 | t0356 | SE | DE | 608.6 | 2017-01-15 19:00
28867 | t0356 | CZ | DE | -699.18 | 2017-01-15 19:00
38370 | t0356 | CH | DE | -3077.39 | 2017-01-15 19:00
19363 | t0356 | FR | DE | 374 | 2017-01-15 19:00
355 | t0356 | AT | DE | -1627.2 | 2017-01-15 19:00
47872 | t0357 | SE | DE | 608.8 | 2017-01-15 20:00
28868 | t0357 | CZ | DE | -546.55 | 2017-01-15 20:00
62625 | t0357 | NL | DE | -1722 | 2017-01-15 20:00
356 | t0357 | AT | DE | -1886.1 | 2017-01-15 20:00
19364 | t0357 | FR | DE | 912 | 2017-01-15 20:00
38371 | t0357 | CH | DE | -2932.97 | 2017-01-15 20:00
9860 | t0357 | PL | DE | -857.72 | 2017-01-15 20:00
28869 | t0358 | CZ | DE | -258.03 | 2017-01-15 21:00
38372 | t0358 | CH | DE | -2944.29 | 2017-01-15 21:00
9861 | t0358 | PL | DE | -743.23 | 2017-01-15 21:00
357 | t0358 | AT | DE | -1982.1 | 2017-01-15 21:00
19365 | t0358 | FR | DE | 758 | 2017-01-15 21:00
47873 | t0358 | SE | DE | 609 | 2017-01-15 21:00
62626 | t0358 | NL | DE | -1929 | 2017-01-15 21:00
19366 | t0359 | FR | DE | 453 | 2017-01-15 22:00
47874 | t0359 | SE | DE | 608.6 | 2017-01-15 22:00
62627 | t0359 | NL | DE | -2366 | 2017-01-15 22:00
38373 | t0359 | CH | DE | -2891.91 | 2017-01-15 22:00
358 | t0359 | AT | DE | -2023.3 | 2017-01-15 22:00
9862 | t0359 | PL | DE | -548.75 | 2017-01-15 22:00
28870 | t0359 | CZ | DE | 118.87 | 2017-01-15 22:00
47875 | t0360 | SE | DE | 571.6 | 2017-01-15 23:00
38374 | t0360 | CH | DE | -3913.12 | 2017-01-15 23:00
62628 | t0360 | NL | DE | -2663 | 2017-01-15 23:00
28871 | t0360 | CZ | DE | 322.94 | 2017-01-15 23:00
9863 | t0360 | PL | DE | -530.46 | 2017-01-15 23:00
19367 | t0360 | FR | DE | -679 | 2017-01-15 23:00
359 | t0360 | AT | DE | -2223.5 | 2017-01-15 23:00
62629 | t0361 | NL | DE | -2377 | 2017-01-16
47876 | t0361 | SE | DE | 561.6 | 2017-01-16
28872 | t0361 | CZ | DE | 115.87 | 2017-01-16
38375 | t0361 | CH | DE | -3968.19 | 2017-01-16
19368 | t0361 | FR | DE | -705 | 2017-01-16
9864 | t0361 | PL | DE | -669.25 | 2017-01-16
360 | t0361 | AT | DE | -2685.9 | 2017-01-16
19369 | t0362 | FR | DE | -779 | 2017-01-16 01:00
361 | t0362 | AT | DE | -2779.9 | 2017-01-16 01:00
9865 | t0362 | PL | DE | -769.38 | 2017-01-16 01:00
62630 | t0362 | NL | DE | -2535 | 2017-01-16 01:00
47877 | t0362 | SE | DE | 561.5 | 2017-01-16 01:00
28873 | t0362 | CZ | DE | 1.49 | 2017-01-16 01:00
38376 | t0362 | CH | DE | -4051.69 | 2017-01-16 01:00
362 | t0363 | AT | DE | -2564.3 | 2017-01-16 02:00
19370 | t0363 | FR | DE | -676 | 2017-01-16 02:00
9866 | t0363 | PL | DE | -651.13 | 2017-01-16 02:00
47878 | t0363 | SE | DE | 573.7 | 2017-01-16 02:00
38377 | t0363 | CH | DE | -4321.51 | 2017-01-16 02:00
62631 | t0363 | NL | DE | -2402 | 2017-01-16 02:00
28874 | t0363 | CZ | DE | 209.63 | 2017-01-16 02:00
62632 | t0364 | NL | DE | -1980 | 2017-01-16 03:00
28875 | t0364 | CZ | DE | 228.93 | 2017-01-16 03:00
47879 | t0364 | SE | DE | 573.7 | 2017-01-16 03:00
19371 | t0364 | FR | DE | -423 | 2017-01-16 03:00
363 | t0364 | AT | DE | -2551.2 | 2017-01-16 03:00
38378 | t0364 | CH | DE | -4365.76 | 2017-01-16 03:00
9867 | t0364 | PL | DE | -574.16 | 2017-01-16 03:00
19372 | t0365 | FR | DE | -323 | 2017-01-16 04:00
62633 | t0365 | NL | DE | -1370 | 2017-01-16 04:00
364 | t0365 | AT | DE | -2893.8 | 2017-01-16 04:00
28876 | t0365 | CZ | DE | 37.3 | 2017-01-16 04:00
9868 | t0365 | PL | DE | -714.13 | 2017-01-16 04:00
47880 | t0365 | SE | DE | 599 | 2017-01-16 04:00
38379 | t0365 | CH | DE | -4789.47 | 2017-01-16 04:00
62634 | t0366 | NL | DE | -228 | 2017-01-16 05:00
9869 | t0366 | PL | DE | -1053.14 | 2017-01-16 05:00
365 | t0366 | AT | DE | -1836.7 | 2017-01-16 05:00
47881 | t0366 | SE | DE | 608.8 | 2017-01-16 05:00
19373 | t0366 | FR | DE | -297 | 2017-01-16 05:00
28877 | t0366 | CZ | DE | -595.28 | 2017-01-16 05:00
38380 | t0366 | CH | DE | -4040.62 | 2017-01-16 05:00
62635 | t0367 | NL | DE | -254 | 2017-01-16 06:00
47882 | t0367 | SE | DE | 608.2 | 2017-01-16 06:00
9870 | t0367 | PL | DE | -776.1 | 2017-01-16 06:00
38381 | t0367 | CH | DE | -2457.24 | 2017-01-16 06:00
366 | t0367 | AT | DE | -248.9 | 2017-01-16 06:00
28878 | t0367 | CZ | DE | -190.7 | 2017-01-16 06:00
19374 | t0367 | FR | DE | -49 | 2017-01-16 06:00
367 | t0368 | AT | DE | -233.1 | 2017-01-16 07:00
28879 | t0368 | CZ | DE | 30.52 | 2017-01-16 07:00
38382 | t0368 | CH | DE | -2334.94 | 2017-01-16 07:00
19375 | t0368 | FR | DE | 387 | 2017-01-16 07:00
9871 | t0368 | PL | DE | -1146.32 | 2017-01-16 07:00
47883 | t0368 | SE | DE | 607.9 | 2017-01-16 07:00
62636 | t0368 | NL | DE | -490 | 2017-01-16 07:00
62637 | t0369 | NL | DE | -656 | 2017-01-16 08:00
38383 | t0369 | CH | DE | -2271.67 | 2017-01-16 08:00
19376 | t0369 | FR | DE | 512 | 2017-01-16 08:00
368 | t0369 | AT | DE | -363.5 | 2017-01-16 08:00
28880 | t0369 | CZ | DE | -100.22 | 2017-01-16 08:00
9872 | t0369 | PL | DE | -1106.66 | 2017-01-16 08:00
47884 | t0369 | SE | DE | 607.8 | 2017-01-16 08:00
38384 | t0370 | CH | DE | -2403.81 | 2017-01-16 09:00
9873 | t0370 | PL | DE | -1085.17 | 2017-01-16 09:00
28881 | t0370 | CZ | DE | -44.88 | 2017-01-16 09:00
47885 | t0370 | SE | DE | 608 | 2017-01-16 09:00
369 | t0370 | AT | DE | -149 | 2017-01-16 09:00
62638 | t0370 | NL | DE | -889 | 2017-01-16 09:00
19377 | t0370 | FR | DE | 238 | 2017-01-16 09:00
38385 | t0371 | CH | DE | -2095.6 | 2017-01-16 10:00
62639 | t0371 | NL | DE | -740 | 2017-01-16 10:00
28882 | t0371 | CZ | DE | -61.05 | 2017-01-16 10:00
370 | t0371 | AT | DE | -128.4 | 2017-01-16 10:00
19378 | t0371 | FR | DE | 327 | 2017-01-16 10:00
9874 | t0371 | PL | DE | -1093.47 | 2017-01-16 10:00
47886 | t0371 | SE | DE | 608.2 | 2017-01-16 10:00
38386 | t0372 | CH | DE | -1993.01 | 2017-01-16 11:00
19379 | t0372 | FR | DE | 292 | 2017-01-16 11:00
62640 | t0372 | NL | DE | -543 | 2017-01-16 11:00
47887 | t0372 | SE | DE | 608.3 | 2017-01-16 11:00
28883 | t0372 | CZ | DE | -216.22 | 2017-01-16 11:00
9875 | t0372 | PL | DE | -1144.56 | 2017-01-16 11:00
371 | t0372 | AT | DE | -124.4 | 2017-01-16 11:00
28884 | t0373 | CZ | DE | -232.96 | 2017-01-16 12:00
9876 | t0373 | PL | DE | -1100.25 | 2017-01-16 12:00
372 | t0373 | AT | DE | -402.2 | 2017-01-16 12:00
62641 | t0373 | NL | DE | -358 | 2017-01-16 12:00
19380 | t0373 | FR | DE | 377 | 2017-01-16 12:00
38387 | t0373 | CH | DE | -2394.21 | 2017-01-16 12:00
47888 | t0373 | SE | DE | 608.1 | 2017-01-16 12:00
62642 | t0374 | NL | DE | -404 | 2017-01-16 13:00
28885 | t0374 | CZ | DE | -299.4 | 2017-01-16 13:00
38388 | t0374 | CH | DE | -2982.21 | 2017-01-16 13:00
373 | t0374 | AT | DE | -739.3 | 2017-01-16 13:00
19381 | t0374 | FR | DE | 426 | 2017-01-16 13:00
9877 | t0374 | PL | DE | -1163.28 | 2017-01-16 13:00
47889 | t0374 | SE | DE | 608.4 | 2017-01-16 13:00
62643 | t0375 | NL | DE | -157 | 2017-01-16 14:00
19382 | t0375 | FR | DE | 706 | 2017-01-16 14:00
28886 | t0375 | CZ | DE | -252.52 | 2017-01-16 14:00
9878 | t0375 | PL | DE | -1129.18 | 2017-01-16 14:00
47890 | t0375 | SE | DE | 608.5 | 2017-01-16 14:00
38389 | t0375 | CH | DE | -2987.71 | 2017-01-16 14:00
374 | t0375 | AT | DE | -710 | 2017-01-16 14:00
9879 | t0376 | PL | DE | -1074.21 | 2017-01-16 15:00
47891 | t0376 | SE | DE | 608.2 | 2017-01-16 15:00
38390 | t0376 | CH | DE | -3171.47 | 2017-01-16 15:00
62644 | t0376 | NL | DE | -228 | 2017-01-16 15:00
28887 | t0376 | CZ | DE | -36.61 | 2017-01-16 15:00
19383 | t0376 | FR | DE | 662 | 2017-01-16 15:00
375 | t0376 | AT | DE | -644 | 2017-01-16 15:00
376 | t0377 | AT | DE | -179.3 | 2017-01-16 16:00
9880 | t0377 | PL | DE | -879.9 | 2017-01-16 16:00
47892 | t0377 | SE | DE | 607.5 | 2017-01-16 16:00
19384 | t0377 | FR | DE | -104 | 2017-01-16 16:00
62645 | t0377 | NL | DE | -1423 | 2017-01-16 16:00
38391 | t0377 | CH | DE | -2513.65 | 2017-01-16 16:00
28888 | t0377 | CZ | DE | 344.82 | 2017-01-16 16:00
19385 | t0378 | FR | DE | -1237 | 2017-01-16 17:00
47893 | t0378 | SE | DE | 607.8 | 2017-01-16 17:00
28889 | t0378 | CZ | DE | 618.81 | 2017-01-16 17:00
377 | t0378 | AT | DE | 24.6 | 2017-01-16 17:00
38392 | t0378 | CH | DE | -2686.49 | 2017-01-16 17:00
62646 | t0378 | NL | DE | -1899 | 2017-01-16 17:00
9881 | t0378 | PL | DE | -755.6 | 2017-01-16 17:00
47894 | t0379 | SE | DE | 607.8 | 2017-01-16 18:00
19386 | t0379 | FR | DE | -875 | 2017-01-16 18:00
38393 | t0379 | CH | DE | -2538.91 | 2017-01-16 18:00
28890 | t0379 | CZ | DE | 465.16 | 2017-01-16 18:00
62647 | t0379 | NL | DE | -1146 | 2017-01-16 18:00
9882 | t0379 | PL | DE | -822.33 | 2017-01-16 18:00
378 | t0379 | AT | DE | 282.2 | 2017-01-16 18:00
379 | t0380 | AT | DE | -412.6 | 2017-01-16 19:00
38394 | t0380 | CH | DE | -3192.85 | 2017-01-16 19:00
28891 | t0380 | CZ | DE | 45.78 | 2017-01-16 19:00
62648 | t0380 | NL | DE | -1488 | 2017-01-16 19:00
19387 | t0380 | FR | DE | -744 | 2017-01-16 19:00
9883 | t0380 | PL | DE | -1015.13 | 2017-01-16 19:00
47895 | t0380 | SE | DE | 608.1 | 2017-01-16 19:00
38395 | t0381 | CH | DE | -4245.72 | 2017-01-16 20:00
47896 | t0381 | SE | DE | 608.5 | 2017-01-16 20:00
380 | t0381 | AT | DE | -774.1 | 2017-01-16 20:00
62649 | t0381 | NL | DE | -1603 | 2017-01-16 20:00
19388 | t0381 | FR | DE | -609 | 2017-01-16 20:00
9884 | t0381 | PL | DE | -411.27 | 2017-01-16 20:00
28892 | t0381 | CZ | DE | 730.66 | 2017-01-16 20:00
381 | t0382 | AT | DE | -1444 | 2017-01-16 21:00
38396 | t0382 | CH | DE | -4244.04 | 2017-01-16 21:00
28893 | t0382 | CZ | DE | 1008.04 | 2017-01-16 21:00
19389 | t0382 | FR | DE | -909 | 2017-01-16 21:00
9885 | t0382 | PL | DE | -190.64 | 2017-01-16 21:00
47897 | t0382 | SE | DE | 608.7 | 2017-01-16 21:00
62650 | t0382 | NL | DE | -1881 | 2017-01-16 21:00
62651 | t0383 | NL | DE | -2070 | 2017-01-16 22:00
382 | t0383 | AT | DE | -1758 | 2017-01-16 22:00
47898 | t0383 | SE | DE | 608.3 | 2017-01-16 22:00
9886 | t0383 | PL | DE | -119.89 | 2017-01-16 22:00
28894 | t0383 | CZ | DE | 1126.08 | 2017-01-16 22:00
38397 | t0383 | CH | DE | -3784.44 | 2017-01-16 22:00
19390 | t0383 | FR | DE | -1103 | 2017-01-16 22:00
38398 | t0384 | CH | DE | -3614.9 | 2017-01-16 23:00
62652 | t0384 | NL | DE | -2016 | 2017-01-16 23:00
383 | t0384 | AT | DE | -2548.8 | 2017-01-16 23:00
19391 | t0384 | FR | DE | 63 | 2017-01-16 23:00
47899 | t0384 | SE | DE | 608.5 | 2017-01-16 23:00
28895 | t0384 | CZ | DE | 1016.52 | 2017-01-16 23:00
9887 | t0384 | PL | DE | -286.44 | 2017-01-16 23:00
28896 | t0385 | CZ | DE | 909.81 | 2017-01-17
38399 | t0385 | CH | DE | -3734.64 | 2017-01-17
384 | t0385 | AT | DE | -2784.1 | 2017-01-17
62653 | t0385 | NL | DE | -1613 | 2017-01-17
19392 | t0385 | FR | DE | 220 | 2017-01-17
47900 | t0385 | SE | DE | 608.9 | 2017-01-17
9888 | t0385 | PL | DE | -277.74 | 2017-01-17
9889 | t0386 | PL | DE | -238.84 | 2017-01-17 01:00
385 | t0386 | AT | DE | -2347.5 | 2017-01-17 01:00
38400 | t0386 | CH | DE | -3442.13 | 2017-01-17 01:00
28897 | t0386 | CZ | DE | 956.83 | 2017-01-17 01:00
19393 | t0386 | FR | DE | 757 | 2017-01-17 01:00
47901 | t0386 | SE | DE | 608.9 | 2017-01-17 01:00
62654 | t0386 | NL | DE | -1018 | 2017-01-17 01:00
38401 | t0387 | CH | DE | -3993.25 | 2017-01-17 02:00
9890 | t0387 | PL | DE | -171.38 | 2017-01-17 02:00
62655 | t0387 | NL | DE | -452 | 2017-01-17 02:00
386 | t0387 | AT | DE | -2578.3 | 2017-01-17 02:00
19394 | t0387 | FR | DE | 674 | 2017-01-17 02:00
47902 | t0387 | SE | DE | 608.7 | 2017-01-17 02:00
28898 | t0387 | CZ | DE | 1133.72 | 2017-01-17 02:00
62656 | t0388 | NL | DE | 51 | 2017-01-17 03:00
38402 | t0388 | CH | DE | -3864.29 | 2017-01-17 03:00
387 | t0388 | AT | DE | -2591.4 | 2017-01-17 03:00
28899 | t0388 | CZ | DE | 1017.28 | 2017-01-17 03:00
47903 | t0388 | SE | DE | 608.7 | 2017-01-17 03:00
19395 | t0388 | FR | DE | 1046 | 2017-01-17 03:00
9891 | t0388 | PL | DE | -243.6 | 2017-01-17 03:00
9892 | t0389 | PL | DE | -477.52 | 2017-01-17 04:00
47904 | t0389 | SE | DE | 608.8 | 2017-01-17 04:00
38403 | t0389 | CH | DE | -3483.06 | 2017-01-17 04:00
28900 | t0389 | CZ | DE | 553.05 | 2017-01-17 04:00
62657 | t0389 | NL | DE | 12 | 2017-01-17 04:00
388 | t0389 | AT | DE | -2795.1 | 2017-01-17 04:00
19396 | t0389 | FR | DE | 704 | 2017-01-17 04:00
9893 | t0390 | PL | DE | -770.14 | 2017-01-17 05:00
38404 | t0390 | CH | DE | -2656.39 | 2017-01-17 05:00
28901 | t0390 | CZ | DE | -16.35 | 2017-01-17 05:00
19397 | t0390 | FR | DE | 428 | 2017-01-17 05:00
389 | t0390 | AT | DE | -1649.7 | 2017-01-17 05:00
47905 | t0390 | SE | DE | 608.1 | 2017-01-17 05:00
62658 | t0390 | NL | DE | -298 | 2017-01-17 05:00
62659 | t0391 | NL | DE | -743 | 2017-01-17 06:00
28902 | t0391 | CZ | DE | 233.53 | 2017-01-17 06:00
47906 | t0391 | SE | DE | 607.7 | 2017-01-17 06:00
38405 | t0391 | CH | DE | -1638.86 | 2017-01-17 06:00
9894 | t0391 | PL | DE | -700.81 | 2017-01-17 06:00
390 | t0391 | AT | DE | -12.5 | 2017-01-17 06:00
19398 | t0391 | FR | DE | 105 | 2017-01-17 06:00
62660 | t0392 | NL | DE | -913 | 2017-01-17 07:00
38406 | t0392 | CH | DE | -1861.15 | 2017-01-17 07:00
47907 | t0392 | SE | DE | 607.9 | 2017-01-17 07:00
9895 | t0392 | PL | DE | -470.71 | 2017-01-17 07:00
28903 | t0392 | CZ | DE | 664.66 | 2017-01-17 07:00
19399 | t0392 | FR | DE | -332 | 2017-01-17 07:00
391 | t0392 | AT | DE | 108.1 | 2017-01-17 07:00
62661 | t0393 | NL | DE | -1026 | 2017-01-17 08:00
28904 | t0393 | CZ | DE | 378.69 | 2017-01-17 08:00
19400 | t0393 | FR | DE | -240 | 2017-01-17 08:00
392 | t0393 | AT | DE | -13 | 2017-01-17 08:00
38407 | t0393 | CH | DE | -2141.84 | 2017-01-17 08:00
47908 | t0393 | SE | DE | 608.1 | 2017-01-17 08:00
9896 | t0393 | PL | DE | -634.69 | 2017-01-17 08:00
19401 | t0394 | FR | DE | -49 | 2017-01-17 09:00
47909 | t0394 | SE | DE | 608.1 | 2017-01-17 09:00
62662 | t0394 | NL | DE | -1089 | 2017-01-17 09:00
28905 | t0394 | CZ | DE | 308.68 | 2017-01-17 09:00
393 | t0394 | AT | DE | 7.8 | 2017-01-17 09:00
38408 | t0394 | CH | DE | -2064.2 | 2017-01-17 09:00
9897 | t0394 | PL | DE | -606.47 | 2017-01-17 09:00
62663 | t0395 | NL | DE | -796 | 2017-01-17 10:00
394 | t0395 | AT | DE | -313.1 | 2017-01-17 10:00
38409 | t0395 | CH | DE | -2217.53 | 2017-01-17 10:00
9898 | t0395 | PL | DE | -673.56 | 2017-01-17 10:00
28906 | t0395 | CZ | DE | 238.33 | 2017-01-17 10:00
19402 | t0395 | FR | DE | 229 | 2017-01-17 10:00
47910 | t0395 | SE | DE | 608.2 | 2017-01-17 10:00
38410 | t0396 | CH | DE | -2161.02 | 2017-01-17 11:00
9899 | t0396 | PL | DE | -947.36 | 2017-01-17 11:00
28907 | t0396 | CZ | DE | -112 | 2017-01-17 11:00
47911 | t0396 | SE | DE | 608.1 | 2017-01-17 11:00
395 | t0396 | AT | DE | -500.6 | 2017-01-17 11:00
19403 | t0396 | FR | DE | 271 | 2017-01-17 11:00
62664 | t0396 | NL | DE | -557 | 2017-01-17 11:00
396 | t0397 | AT | DE | -663.2 | 2017-01-17 12:00
19404 | t0397 | FR | DE | 418 | 2017-01-17 12:00
28908 | t0397 | CZ | DE | -189.4 | 2017-01-17 12:00
47912 | t0397 | SE | DE | 608.1 | 2017-01-17 12:00
9900 | t0397 | PL | DE | -1005.6 | 2017-01-17 12:00
62665 | t0397 | NL | DE | -568 | 2017-01-17 12:00
38411 | t0397 | CH | DE | -2430.93 | 2017-01-17 12:00
28909 | t0398 | CZ | DE | -110.55 | 2017-01-17 13:00
62666 | t0398 | NL | DE | -321 | 2017-01-17 13:00
9901 | t0398 | PL | DE | -1000.09 | 2017-01-17 13:00
397 | t0398 | AT | DE | -902.1 | 2017-01-17 13:00
47913 | t0398 | SE | DE | 608.2 | 2017-01-17 13:00
38412 | t0398 | CH | DE | -2786.3 | 2017-01-17 13:00
19405 | t0398 | FR | DE | 922 | 2017-01-17 13:00
9902 | t0399 | PL | DE | -1010.06 | 2017-01-17 14:00
398 | t0399 | AT | DE | -872.4 | 2017-01-17 14:00
28910 | t0399 | CZ | DE | -155.88 | 2017-01-17 14:00
38413 | t0399 | CH | DE | -2924.29 | 2017-01-17 14:00
19406 | t0399 | FR | DE | 1064 | 2017-01-17 14:00
62667 | t0399 | NL | DE | -120 | 2017-01-17 14:00
47914 | t0399 | SE | DE | 608.1 | 2017-01-17 14:00
47915 | t0400 | SE | DE | 607.9 | 2017-01-17 15:00
399 | t0400 | AT | DE | -727 | 2017-01-17 15:00
28911 | t0400 | CZ | DE | -25.07 | 2017-01-17 15:00
9903 | t0400 | PL | DE | -938.88 | 2017-01-17 15:00
38414 | t0400 | CH | DE | -2814.51 | 2017-01-17 15:00
62668 | t0400 | NL | DE | -516 | 2017-01-17 15:00
19407 | t0400 | FR | DE | 762 | 2017-01-17 15:00
47916 | t0401 | SE | DE | 607.8 | 2017-01-17 16:00
400 | t0401 | AT | DE | -154.4 | 2017-01-17 16:00
19408 | t0401 | FR | DE | -524 | 2017-01-17 16:00
9904 | t0401 | PL | DE | -711.87 | 2017-01-17 16:00
38415 | t0401 | CH | DE | -2143.07 | 2017-01-17 16:00
62669 | t0401 | NL | DE | -2098 | 2017-01-17 16:00
28912 | t0401 | CZ | DE | 409.27 | 2017-01-17 16:00
62670 | t0402 | NL | DE | -1871 | 2017-01-17 17:00
47917 | t0402 | SE | DE | 607.9 | 2017-01-17 17:00
38416 | t0402 | CH | DE | -1429.97 | 2017-01-17 17:00
28913 | t0402 | CZ | DE | 605.95 | 2017-01-17 17:00
19409 | t0402 | FR | DE | -880 | 2017-01-17 17:00
9905 | t0402 | PL | DE | -617.93 | 2017-01-17 17:00
401 | t0402 | AT | DE | 178.8 | 2017-01-17 17:00
9906 | t0403 | PL | DE | -604.81 | 2017-01-17 18:00
28914 | t0403 | CZ | DE | 494.49 | 2017-01-17 18:00
38417 | t0403 | CH | DE | -1706.64 | 2017-01-17 18:00
19410 | t0403 | FR | DE | -820 | 2017-01-17 18:00
47918 | t0403 | SE | DE | 608 | 2017-01-17 18:00
62671 | t0403 | NL | DE | -1787 | 2017-01-17 18:00
402 | t0403 | AT | DE | 199.2 | 2017-01-17 18:00
47919 | t0404 | SE | DE | 608.1 | 2017-01-17 19:00
38418 | t0404 | CH | DE | -2056.32 | 2017-01-17 19:00
28915 | t0404 | CZ | DE | 186.79 | 2017-01-17 19:00
62672 | t0404 | NL | DE | -981 | 2017-01-17 19:00
9907 | t0404 | PL | DE | -735.56 | 2017-01-17 19:00
19411 | t0404 | FR | DE | -452 | 2017-01-17 19:00
403 | t0404 | AT | DE | -546.8 | 2017-01-17 19:00
28916 | t0405 | CZ | DE | -114.71 | 2017-01-17 20:00
47920 | t0405 | SE | DE | 608.5 | 2017-01-17 20:00
19412 | t0405 | FR | DE | 431 | 2017-01-17 20:00
404 | t0405 | AT | DE | -1626.3 | 2017-01-17 20:00
62673 | t0405 | NL | DE | -154 | 2017-01-17 20:00
38419 | t0405 | CH | DE | -2972.51 | 2017-01-17 20:00
9908 | t0405 | PL | DE | -809.71 | 2017-01-17 20:00
9909 | t0406 | PL | DE | -554.01 | 2017-01-17 21:00
28917 | t0406 | CZ | DE | 134.53 | 2017-01-17 21:00
38420 | t0406 | CH | DE | -3057.23 | 2017-01-17 21:00
62674 | t0406 | NL | DE | -641 | 2017-01-17 21:00
19413 | t0406 | FR | DE | 284 | 2017-01-17 21:00
47921 | t0406 | SE | DE | 608.5 | 2017-01-17 21:00
405 | t0406 | AT | DE | -2077.7 | 2017-01-17 21:00
47922 | t0407 | SE | DE | 608.5 | 2017-01-17 22:00
62675 | t0407 | NL | DE | -869 | 2017-01-17 22:00
9910 | t0407 | PL | DE | -320.28 | 2017-01-17 22:00
406 | t0407 | AT | DE | -2012.7 | 2017-01-17 22:00
38421 | t0407 | CH | DE | -2851.75 | 2017-01-17 22:00
28918 | t0407 | CZ | DE | 591.51 | 2017-01-17 22:00
19414 | t0407 | FR | DE | 433 | 2017-01-17 22:00
9911 | t0408 | PL | DE | -475.17 | 2017-01-17 23:00
28919 | t0408 | CZ | DE | 395.31 | 2017-01-17 23:00
19415 | t0408 | FR | DE | 1062 | 2017-01-17 23:00
38422 | t0408 | CH | DE | -3124.5 | 2017-01-17 23:00
47923 | t0408 | SE | DE | 608.7 | 2017-01-17 23:00
62676 | t0408 | NL | DE | -919 | 2017-01-17 23:00
407 | t0408 | AT | DE | -2358.3 | 2017-01-17 23:00
28920 | t0409 | CZ | DE | 378.88 | 2017-01-18
47924 | t0409 | SE | DE | 608.8 | 2017-01-18
9912 | t0409 | PL | DE | -494.61 | 2017-01-18
408 | t0409 | AT | DE | -2610.6 | 2017-01-18
38423 | t0409 | CH | DE | -3333.36 | 2017-01-18
19416 | t0409 | FR | DE | 1191 | 2017-01-18
62677 | t0409 | NL | DE | -1003 | 2017-01-18
38424 | t0410 | CH | DE | -3386.7 | 2017-01-18 01:00
9913 | t0410 | PL | DE | -510 | 2017-01-18 01:00
19417 | t0410 | FR | DE | 1352 | 2017-01-18 01:00
28921 | t0410 | CZ | DE | 529.77 | 2017-01-18 01:00
47925 | t0410 | SE | DE | 608.8 | 2017-01-18 01:00
409 | t0410 | AT | DE | -2524.8 | 2017-01-18 01:00
62678 | t0410 | NL | DE | -685 | 2017-01-18 01:00
19418 | t0411 | FR | DE | 1707 | 2017-01-18 02:00
38425 | t0411 | CH | DE | -3810.59 | 2017-01-18 02:00
47926 | t0411 | SE | DE | 608.8 | 2017-01-18 02:00
410 | t0411 | AT | DE | -2759.1 | 2017-01-18 02:00
62679 | t0411 | NL | DE | -523 | 2017-01-18 02:00
28922 | t0411 | CZ | DE | 626.56 | 2017-01-18 02:00
9914 | t0411 | PL | DE | -473.88 | 2017-01-18 02:00
9915 | t0412 | PL | DE | -461.2 | 2017-01-18 03:00
62680 | t0412 | NL | DE | -290 | 2017-01-18 03:00
411 | t0412 | AT | DE | -2758.2 | 2017-01-18 03:00
38426 | t0412 | CH | DE | -4075.38 | 2017-01-18 03:00
19419 | t0412 | FR | DE | 1834 | 2017-01-18 03:00
47927 | t0412 | SE | DE | 608.9 | 2017-01-18 03:00
28923 | t0412 | CZ | DE | 510.14 | 2017-01-18 03:00
28924 | t0413 | CZ | DE | 72.33 | 2017-01-18 04:00
62681 | t0413 | NL | DE | -451 | 2017-01-18 04:00
47928 | t0413 | SE | DE | 608.7 | 2017-01-18 04:00
19420 | t0413 | FR | DE | 1291 | 2017-01-18 04:00
9916 | t0413 | PL | DE | -675.76 | 2017-01-18 04:00
38427 | t0413 | CH | DE | -3590.52 | 2017-01-18 04:00
412 | t0413 | AT | DE | -2625.5 | 2017-01-18 04:00
9917 | t0414 | PL | DE | -837.36 | 2017-01-18 05:00
413 | t0414 | AT | DE | -1940.6 | 2017-01-18 05:00
38428 | t0414 | CH | DE | -3294.54 | 2017-01-18 05:00
19421 | t0414 | FR | DE | 1088 | 2017-01-18 05:00
28925 | t0414 | CZ | DE | -166.13 | 2017-01-18 05:00
62682 | t0414 | NL | DE | -307 | 2017-01-18 05:00
47929 | t0414 | SE | DE | 608.5 | 2017-01-18 05:00
9918 | t0415 | PL | DE | -954.12 | 2017-01-18 06:00
19422 | t0415 | FR | DE | 362 | 2017-01-18 06:00
414 | t0415 | AT | DE | -464.6 | 2017-01-18 06:00
38429 | t0415 | CH | DE | -2234.57 | 2017-01-18 06:00
28926 | t0415 | CZ | DE | -346.47 | 2017-01-18 06:00
62683 | t0415 | NL | DE | -945 | 2017-01-18 06:00
47930 | t0415 | SE | DE | 608.2 | 2017-01-18 06:00
9919 | t0416 | PL | DE | -995.64 | 2017-01-18 07:00
28927 | t0416 | CZ | DE | -452.84 | 2017-01-18 07:00
19423 | t0416 | FR | DE | 295 | 2017-01-18 07:00
47931 | t0416 | SE | DE | 608.2 | 2017-01-18 07:00
38430 | t0416 | CH | DE | -2516.11 | 2017-01-18 07:00
415 | t0416 | AT | DE | -571.2 | 2017-01-18 07:00
62684 | t0416 | NL | DE | -1316 | 2017-01-18 07:00
9920 | t0417 | PL | DE | -1102.72 | 2017-01-18 08:00
416 | t0417 | AT | DE | -885.6 | 2017-01-18 08:00
28928 | t0417 | CZ | DE | -656.3 | 2017-01-18 08:00
62685 | t0417 | NL | DE | -1426 | 2017-01-18 08:00
19424 | t0417 | FR | DE | 446 | 2017-01-18 08:00
47932 | t0417 | SE | DE | 608.2 | 2017-01-18 08:00
38431 | t0417 | CH | DE | -2338.82 | 2017-01-18 08:00
38432 | t0418 | CH | DE | -2454.1 | 2017-01-18 09:00
9921 | t0418 | PL | DE | -1116.75 | 2017-01-18 09:00
47933 | t0418 | SE | DE | 608.2 | 2017-01-18 09:00
62686 | t0418 | NL | DE | -1613 | 2017-01-18 09:00
19425 | t0418 | FR | DE | 566 | 2017-01-18 09:00
28929 | t0418 | CZ | DE | -647.14 | 2017-01-18 09:00
417 | t0418 | AT | DE | -1052.5 | 2017-01-18 09:00
38433 | t0419 | CH | DE | -2662.08 | 2017-01-18 10:00
62687 | t0419 | NL | DE | -1151 | 2017-01-18 10:00
47934 | t0419 | SE | DE | 608.3 | 2017-01-18 10:00
28930 | t0419 | CZ | DE | -608.45 | 2017-01-18 10:00
9922 | t0419 | PL | DE | -1127.36 | 2017-01-18 10:00
418 | t0419 | AT | DE | -1162.7 | 2017-01-18 10:00
19426 | t0419 | FR | DE | 807 | 2017-01-18 10:00
47935 | t0420 | SE | DE | 608.1 | 2017-01-18 11:00
419 | t0420 | AT | DE | -1201.6 | 2017-01-18 11:00
38434 | t0420 | CH | DE | -2468.5 | 2017-01-18 11:00
19427 | t0420 | FR | DE | 649 | 2017-01-18 11:00
9923 | t0420 | PL | DE | -1125.81 | 2017-01-18 11:00
28931 | t0420 | CZ | DE | -754.24 | 2017-01-18 11:00
62688 | t0420 | NL | DE | -1024 | 2017-01-18 11:00
19428 | t0421 | FR | DE | 881 | 2017-01-18 12:00
420 | t0421 | AT | DE | -1385 | 2017-01-18 12:00
28932 | t0421 | CZ | DE | -776.11 | 2017-01-18 12:00
47936 | t0421 | SE | DE | 608.1 | 2017-01-18 12:00
38435 | t0421 | CH | DE | -2708.89 | 2017-01-18 12:00
9924 | t0421 | PL | DE | -1130.23 | 2017-01-18 12:00
62689 | t0421 | NL | DE | -753 | 2017-01-18 12:00
62690 | t0422 | NL | DE | -364 | 2017-01-18 13:00
47937 | t0422 | SE | DE | 608.2 | 2017-01-18 13:00
38436 | t0422 | CH | DE | -3135.71 | 2017-01-18 13:00
9925 | t0422 | PL | DE | -1140.16 | 2017-01-18 13:00
28933 | t0422 | CZ | DE | -818.4 | 2017-01-18 13:00
19429 | t0422 | FR | DE | 1354 | 2017-01-18 13:00
421 | t0422 | AT | DE | -1456.1 | 2017-01-18 13:00
62691 | t0423 | NL | DE | -450 | 2017-01-18 14:00
47938 | t0423 | SE | DE | 608.3 | 2017-01-18 14:00
28934 | t0423 | CZ | DE | -842.87 | 2017-01-18 14:00
38437 | t0423 | CH | DE | -3128.99 | 2017-01-18 14:00
422 | t0423 | AT | DE | -1347.8 | 2017-01-18 14:00
19430 | t0423 | FR | DE | 1561 | 2017-01-18 14:00
9926 | t0423 | PL | DE | -1127.95 | 2017-01-18 14:00
38438 | t0424 | CH | DE | -3097.02 | 2017-01-18 15:00
47939 | t0424 | SE | DE | 608.3 | 2017-01-18 15:00
423 | t0424 | AT | DE | -1365.4 | 2017-01-18 15:00
28935 | t0424 | CZ | DE | -871.26 | 2017-01-18 15:00
19431 | t0424 | FR | DE | 1651 | 2017-01-18 15:00
9927 | t0424 | PL | DE | -1203.7 | 2017-01-18 15:00
62692 | t0424 | NL | DE | -553 | 2017-01-18 15:00
28936 | t0425 | CZ | DE | -431.49 | 2017-01-18 16:00
19432 | t0425 | FR | DE | 694 | 2017-01-18 16:00
62693 | t0425 | NL | DE | -1737 | 2017-01-18 16:00
38439 | t0425 | CH | DE | -2521 | 2017-01-18 16:00
424 | t0425 | AT | DE | -612.1 | 2017-01-18 16:00
9928 | t0425 | PL | DE | -954.8 | 2017-01-18 16:00
47940 | t0425 | SE | DE | 608 | 2017-01-18 16:00
38440 | t0426 | CH | DE | -1973.41 | 2017-01-18 17:00
9929 | t0426 | PL | DE | -975.22 | 2017-01-18 17:00
28937 | t0426 | CZ | DE | -285.24 | 2017-01-18 17:00
19433 | t0426 | FR | DE | -110 | 2017-01-18 17:00
47941 | t0426 | SE | DE | 608 | 2017-01-18 17:00
62694 | t0426 | NL | DE | -1904 | 2017-01-18 17:00
425 | t0426 | AT | DE | -327.8 | 2017-01-18 17:00
19434 | t0427 | FR | DE | -240 | 2017-01-18 18:00
47942 | t0427 | SE | DE | 607.9 | 2017-01-18 18:00
62695 | t0427 | NL | DE | -1771 | 2017-01-18 18:00
9930 | t0427 | PL | DE | -1043.18 | 2017-01-18 18:00
426 | t0427 | AT | DE | -560.8 | 2017-01-18 18:00
38441 | t0427 | CH | DE | -1998.34 | 2017-01-18 18:00
28938 | t0427 | CZ | DE | -445.18 | 2017-01-18 18:00
47943 | t0428 | SE | DE | 607.9 | 2017-01-18 19:00
62696 | t0428 | NL | DE | -1294 | 2017-01-18 19:00
19435 | t0428 | FR | DE | 59 | 2017-01-18 19:00
427 | t0428 | AT | DE | -1523.5 | 2017-01-18 19:00
38442 | t0428 | CH | DE | -2371.53 | 2017-01-18 19:00
9931 | t0428 | PL | DE | -979.39 | 2017-01-18 19:00
28939 | t0428 | CZ | DE | -405.02 | 2017-01-18 19:00
38443 | t0429 | CH | DE | -2995.14 | 2017-01-18 20:00
28940 | t0429 | CZ | DE | -229.22 | 2017-01-18 20:00
62697 | t0429 | NL | DE | -632 | 2017-01-18 20:00
428 | t0429 | AT | DE | -2495.3 | 2017-01-18 20:00
9932 | t0429 | PL | DE | -726.81 | 2017-01-18 20:00
19436 | t0429 | FR | DE | 539 | 2017-01-18 20:00
47944 | t0429 | SE | DE | 608.5 | 2017-01-18 20:00
28941 | t0430 | CZ | DE | 22.94 | 2017-01-18 21:00
62698 | t0430 | NL | DE | -723 | 2017-01-18 21:00
19437 | t0430 | FR | DE | 612 | 2017-01-18 21:00
9933 | t0430 | PL | DE | -639.96 | 2017-01-18 21:00
429 | t0430 | AT | DE | -2877.3 | 2017-01-18 21:00
47945 | t0430 | SE | DE | 608.2 | 2017-01-18 21:00
38444 | t0430 | CH | DE | -2805.16 | 2017-01-18 21:00
38445 | t0431 | CH | DE | -2584.01 | 2017-01-18 22:00
47946 | t0431 | SE | DE | 608.7 | 2017-01-18 22:00
62699 | t0431 | NL | DE | -1175 | 2017-01-18 22:00
19438 | t0431 | FR | DE | 313 | 2017-01-18 22:00
28942 | t0431 | CZ | DE | 416.94 | 2017-01-18 22:00
430 | t0431 | AT | DE | -2730.3 | 2017-01-18 22:00
9934 | t0431 | PL | DE | -566.59 | 2017-01-18 22:00
38446 | t0432 | CH | DE | -2817.29 | 2017-01-18 23:00
47947 | t0432 | SE | DE | 608.6 | 2017-01-18 23:00
28943 | t0432 | CZ | DE | 299.34 | 2017-01-18 23:00
9935 | t0432 | PL | DE | -689.09 | 2017-01-18 23:00
19439 | t0432 | FR | DE | 991 | 2017-01-18 23:00
62700 | t0432 | NL | DE | -687 | 2017-01-18 23:00
431 | t0432 | AT | DE | -2984.7 | 2017-01-18 23:00
9936 | t0433 | PL | DE | -733.09 | 2017-01-19
47948 | t0433 | SE | DE | 556 | 2017-01-19
38447 | t0433 | CH | DE | -3056.93 | 2017-01-19
62701 | t0433 | NL | DE | -678 | 2017-01-19
28944 | t0433 | CZ | DE | 230.04 | 2017-01-19
432 | t0433 | AT | DE | -3080.2 | 2017-01-19
19440 | t0433 | FR | DE | 1053 | 2017-01-19
47949 | t0434 | SE | DE | 514.1 | 2017-01-19 01:00
19441 | t0434 | FR | DE | 1040 | 2017-01-19 01:00
38448 | t0434 | CH | DE | -3038.82 | 2017-01-19 01:00
9937 | t0434 | PL | DE | -674.23 | 2017-01-19 01:00
433 | t0434 | AT | DE | -2975.9 | 2017-01-19 01:00
28945 | t0434 | CZ | DE | 374.91 | 2017-01-19 01:00
62702 | t0434 | NL | DE | -542 | 2017-01-19 01:00
28946 | t0435 | CZ | DE | 397.71 | 2017-01-19 02:00
47950 | t0435 | SE | DE | 503.8 | 2017-01-19 02:00
19442 | t0435 | FR | DE | 1324 | 2017-01-19 02:00
62703 | t0435 | NL | DE | -340 | 2017-01-19 02:00
9938 | t0435 | PL | DE | -687.36 | 2017-01-19 02:00
38449 | t0435 | CH | DE | -3344.62 | 2017-01-19 02:00
434 | t0435 | AT | DE | -3051.8 | 2017-01-19 02:00
9939 | t0436 | PL | DE | -755.38 | 2017-01-19 03:00
38450 | t0436 | CH | DE | -3421.78 | 2017-01-19 03:00
435 | t0436 | AT | DE | -3133.8 | 2017-01-19 03:00
47951 | t0436 | SE | DE | 514.9 | 2017-01-19 03:00
62704 | t0436 | NL | DE | -399 | 2017-01-19 03:00
28947 | t0436 | CZ | DE | 145.49 | 2017-01-19 03:00
19443 | t0436 | FR | DE | 1380 | 2017-01-19 03:00
9940 | t0437 | PL | DE | -854.75 | 2017-01-19 04:00
436 | t0437 | AT | DE | -3380.5 | 2017-01-19 04:00
38451 | t0437 | CH | DE | -3099.49 | 2017-01-19 04:00
19444 | t0437 | FR | DE | 1141 | 2017-01-19 04:00
47952 | t0437 | SE | DE | 556 | 2017-01-19 04:00
28948 | t0437 | CZ | DE | -271.56 | 2017-01-19 04:00
62705 | t0437 | NL | DE | -731 | 2017-01-19 04:00
38452 | t0438 | CH | DE | -2972.32 | 2017-01-19 05:00
19445 | t0438 | FR | DE | 493 | 2017-01-19 05:00
62706 | t0438 | NL | DE | -416 | 2017-01-19 05:00
437 | t0438 | AT | DE | -2654.6 | 2017-01-19 05:00
47953 | t0438 | SE | DE | 608.4 | 2017-01-19 05:00
9941 | t0438 | PL | DE | -1019.6 | 2017-01-19 05:00
28949 | t0438 | CZ | DE | -1064.81 | 2017-01-19 05:00
438 | t0439 | AT | DE | -1055.7 | 2017-01-19 06:00
47954 | t0439 | SE | DE | 608.1 | 2017-01-19 06:00
62707 | t0439 | NL | DE | -578 | 2017-01-19 06:00
9942 | t0439 | PL | DE | -843.3 | 2017-01-19 06:00
28950 | t0439 | CZ | DE | -892.53 | 2017-01-19 06:00
38453 | t0439 | CH | DE | -2249.79 | 2017-01-19 06:00
19446 | t0439 | FR | DE | -7 | 2017-01-19 06:00
19447 | t0440 | FR | DE | -127 | 2017-01-19 07:00
47955 | t0440 | SE | DE | 607.8 | 2017-01-19 07:00
28951 | t0440 | CZ | DE | -984.45 | 2017-01-19 07:00
38454 | t0440 | CH | DE | -2237.1 | 2017-01-19 07:00
439 | t0440 | AT | DE | -954 | 2017-01-19 07:00
9943 | t0440 | PL | DE | -1009.74 | 2017-01-19 07:00
62708 | t0440 | NL | DE | -941 | 2017-01-19 07:00
47956 | t0441 | SE | DE | 608.1 | 2017-01-19 08:00
19448 | t0441 | FR | DE | -60 | 2017-01-19 08:00
9944 | t0441 | PL | DE | -991.31 | 2017-01-19 08:00
62709 | t0441 | NL | DE | -1132 | 2017-01-19 08:00
440 | t0441 | AT | DE | -1063.6 | 2017-01-19 08:00
28952 | t0441 | CZ | DE | -954.15 | 2017-01-19 08:00
38455 | t0441 | CH | DE | -2043.42 | 2017-01-19 08:00
38456 | t0442 | CH | DE | -2012.54 | 2017-01-19 09:00
47957 | t0442 | SE | DE | 608.1 | 2017-01-19 09:00
62710 | t0442 | NL | DE | -1229 | 2017-01-19 09:00
9945 | t0442 | PL | DE | -1045.91 | 2017-01-19 09:00
19449 | t0442 | FR | DE | -57 | 2017-01-19 09:00
441 | t0442 | AT | DE | -1289.8 | 2017-01-19 09:00
28953 | t0442 | CZ | DE | -1109.89 | 2017-01-19 09:00
9946 | t0443 | PL | DE | -1067.42 | 2017-01-19 10:00
28954 | t0443 | CZ | DE | -1085.25 | 2017-01-19 10:00
38457 | t0443 | CH | DE | -2426.81 | 2017-01-19 10:00
62711 | t0443 | NL | DE | -968 | 2017-01-19 10:00
442 | t0443 | AT | DE | -1722.1 | 2017-01-19 10:00
19450 | t0443 | FR | DE | 186 | 2017-01-19 10:00
47958 | t0443 | SE | DE | 608 | 2017-01-19 10:00
47959 | t0444 | SE | DE | 608.2 | 2017-01-19 11:00
19451 | t0444 | FR | DE | 172 | 2017-01-19 11:00
443 | t0444 | AT | DE | -1595.8 | 2017-01-19 11:00
62712 | t0444 | NL | DE | -935 | 2017-01-19 11:00
28955 | t0444 | CZ | DE | -1120.83 | 2017-01-19 11:00
38458 | t0444 | CH | DE | -2344.42 | 2017-01-19 11:00
9947 | t0444 | PL | DE | -1089.4 | 2017-01-19 11:00
47960 | t0445 | SE | DE | 608 | 2017-01-19 12:00
19452 | t0445 | FR | DE | 421 | 2017-01-19 12:00
38459 | t0445 | CH | DE | -2616.93 | 2017-01-19 12:00
444 | t0445 | AT | DE | -1799.9 | 2017-01-19 12:00
62713 | t0445 | NL | DE | -592 | 2017-01-19 12:00
9948 | t0445 | PL | DE | -1076.26 | 2017-01-19 12:00
28956 | t0445 | CZ | DE | -1070.56 | 2017-01-19 12:00
19453 | t0446 | FR | DE | 1204 | 2017-01-19 13:00
38460 | t0446 | CH | DE | -3051.99 | 2017-01-19 13:00
62714 | t0446 | NL | DE | -55 | 2017-01-19 13:00
9949 | t0446 | PL | DE | -1142.37 | 2017-01-19 13:00
445 | t0446 | AT | DE | -2348.7 | 2017-01-19 13:00
47961 | t0446 | SE | DE | 608 | 2017-01-19 13:00
28957 | t0446 | CZ | DE | -1434.65 | 2017-01-19 13:00
28958 | t0447 | CZ | DE | -1568.44 | 2017-01-19 14:00
19454 | t0447 | FR | DE | 1173 | 2017-01-19 14:00
9950 | t0447 | PL | DE | -1207.76 | 2017-01-19 14:00
47962 | t0447 | SE | DE | 607.8 | 2017-01-19 14:00
446 | t0447 | AT | DE | -2295.5 | 2017-01-19 14:00
38461 | t0447 | CH | DE | -3303.03 | 2017-01-19 14:00
62715 | t0447 | NL | DE | -150 | 2017-01-19 14:00
38462 | t0448 | CH | DE | -3223.76 | 2017-01-19 15:00
47963 | t0448 | SE | DE | 607.8 | 2017-01-19 15:00
447 | t0448 | AT | DE | -1812.1 | 2017-01-19 15:00
19455 | t0448 | FR | DE | 1100 | 2017-01-19 15:00
62716 | t0448 | NL | DE | -177 | 2017-01-19 15:00
28959 | t0448 | CZ | DE | -1511.18 | 2017-01-19 15:00
9951 | t0448 | PL | DE | -1242.26 | 2017-01-19 15:00
28960 | t0449 | CZ | DE | -824.28 | 2017-01-19 16:00
38463 | t0449 | CH | DE | -2718.42 | 2017-01-19 16:00
19456 | t0449 | FR | DE | 705 | 2017-01-19 16:00
9952 | t0449 | PL | DE | -1163.04 | 2017-01-19 16:00
47964 | t0449 | SE | DE | 607.9 | 2017-01-19 16:00
448 | t0449 | AT | DE | -1027.5 | 2017-01-19 16:00
62717 | t0449 | NL | DE | -1055 | 2017-01-19 16:00
28961 | t0450 | CZ | DE | -432.12 | 2017-01-19 17:00
47965 | t0450 | SE | DE | 608 | 2017-01-19 17:00
38464 | t0450 | CH | DE | -2008.07 | 2017-01-19 17:00
449 | t0450 | AT | DE | -494.4 | 2017-01-19 17:00
19457 | t0450 | FR | DE | -357 | 2017-01-19 17:00
62718 | t0450 | NL | DE | -1669 | 2017-01-19 17:00
9953 | t0450 | PL | DE | -1072.95 | 2017-01-19 17:00
9954 | t0451 | PL | DE | -1101.82 | 2017-01-19 18:00
38465 | t0451 | CH | DE | -2099.99 | 2017-01-19 18:00
450 | t0451 | AT | DE | -547.1 | 2017-01-19 18:00
62719 | t0451 | NL | DE | -1182 | 2017-01-19 18:00
28962 | t0451 | CZ | DE | -517.63 | 2017-01-19 18:00
47966 | t0451 | SE | DE | 607.4 | 2017-01-19 18:00
19458 | t0451 | FR | DE | -138 | 2017-01-19 18:00
19459 | t0452 | FR | DE | -133 | 2017-01-19 19:00
38466 | t0452 | CH | DE | -2108.59 | 2017-01-19 19:00
47967 | t0452 | SE | DE | 607.9 | 2017-01-19 19:00
9955 | t0452 | PL | DE | -1108.92 | 2017-01-19 19:00
62720 | t0452 | NL | DE | -1200 | 2017-01-19 19:00
28963 | t0452 | CZ | DE | -732.32 | 2017-01-19 19:00
451 | t0452 | AT | DE | -1185.1 | 2017-01-19 19:00
47968 | t0453 | SE | DE | 608.3 | 2017-01-19 20:00
38467 | t0453 | CH | DE | -2408.39 | 2017-01-19 20:00
452 | t0453 | AT | DE | -1943.1 | 2017-01-19 20:00
62721 | t0453 | NL | DE | -639 | 2017-01-19 20:00
28964 | t0453 | CZ | DE | -459.14 | 2017-01-19 20:00
19460 | t0453 | FR | DE | 248 | 2017-01-19 20:00
9956 | t0453 | PL | DE | -862.83 | 2017-01-19 20:00
19461 | t0454 | FR | DE | 562 | 2017-01-19 21:00
453 | t0454 | AT | DE | -2561.2 | 2017-01-19 21:00
62722 | t0454 | NL | DE | -710 | 2017-01-19 21:00
28965 | t0454 | CZ | DE | -360.86 | 2017-01-19 21:00
38468 | t0454 | CH | DE | -2635.41 | 2017-01-19 21:00
9957 | t0454 | PL | DE | -944.39 | 2017-01-19 21:00
47969 | t0454 | SE | DE | 608.4 | 2017-01-19 21:00
9958 | t0455 | PL | DE | -873.27 | 2017-01-19 22:00
454 | t0455 | AT | DE | -2650.9 | 2017-01-19 22:00
19462 | t0455 | FR | DE | 490 | 2017-01-19 22:00
47970 | t0455 | SE | DE | 608.7 | 2017-01-19 22:00
62723 | t0455 | NL | DE | -1074 | 2017-01-19 22:00
28966 | t0455 | CZ | DE | -42.38 | 2017-01-19 22:00
38469 | t0455 | CH | DE | -2672.17 | 2017-01-19 22:00
455 | t0456 | AT | DE | -2981 | 2017-01-19 23:00
19463 | t0456 | FR | DE | 938 | 2017-01-19 23:00
9959 | t0456 | PL | DE | -1069.52 | 2017-01-19 23:00
47971 | t0456 | SE | DE | 609 | 2017-01-19 23:00
62724 | t0456 | NL | DE | -355 | 2017-01-19 23:00
38470 | t0456 | CH | DE | -2724.33 | 2017-01-19 23:00
28967 | t0456 | CZ | DE | -506.5 | 2017-01-19 23:00
28968 | t0457 | CZ | DE | -448.19 | 2017-01-20
19464 | t0457 | FR | DE | 851 | 2017-01-20
62725 | t0457 | NL | DE | -383 | 2017-01-20
47972 | t0457 | SE | DE | 609 | 2017-01-20
456 | t0457 | AT | DE | -3315.1 | 2017-01-20
9960 | t0457 | PL | DE | -1091.18 | 2017-01-20
38471 | t0457 | CH | DE | -2853.97 | 2017-01-20
62726 | t0458 | NL | DE | -301 | 2017-01-20 01:00
9961 | t0458 | PL | DE | -1062.73 | 2017-01-20 01:00
47973 | t0458 | SE | DE | 608.8 | 2017-01-20 01:00
38472 | t0458 | CH | DE | -2907.01 | 2017-01-20 01:00
457 | t0458 | AT | DE | -3246.1 | 2017-01-20 01:00
28969 | t0458 | CZ | DE | -376.45 | 2017-01-20 01:00
19465 | t0458 | FR | DE | 948 | 2017-01-20 01:00
28970 | t0459 | CZ | DE | -348.13 | 2017-01-20 02:00
9962 | t0459 | PL | DE | -1041.47 | 2017-01-20 02:00
458 | t0459 | AT | DE | -3422.2 | 2017-01-20 02:00
62727 | t0459 | NL | DE | -103 | 2017-01-20 02:00
19466 | t0459 | FR | DE | 1337 | 2017-01-20 02:00
47974 | t0459 | SE | DE | 608.9 | 2017-01-20 02:00
38473 | t0459 | CH | DE | -3298.32 | 2017-01-20 02:00
19467 | t0460 | FR | DE | 1533 | 2017-01-20 03:00
47975 | t0460 | SE | DE | 608.9 | 2017-01-20 03:00
38474 | t0460 | CH | DE | -3407.11 | 2017-01-20 03:00
9963 | t0460 | PL | DE | -1039.76 | 2017-01-20 03:00
28971 | t0460 | CZ | DE | -332.92 | 2017-01-20 03:00
62728 | t0460 | NL | DE | 207 | 2017-01-20 03:00
459 | t0460 | AT | DE | -3407.4 | 2017-01-20 03:00
28972 | t0461 | CZ | DE | -699.27 | 2017-01-20 04:00
19468 | t0461 | FR | DE | 1354 | 2017-01-20 04:00
460 | t0461 | AT | DE | -3125.1 | 2017-01-20 04:00
9964 | t0461 | PL | DE | -1135.36 | 2017-01-20 04:00
47976 | t0461 | SE | DE | 608.7 | 2017-01-20 04:00
62729 | t0461 | NL | DE | -151 | 2017-01-20 04:00
38475 | t0461 | CH | DE | -3101.26 | 2017-01-20 04:00
19469 | t0462 | FR | DE | 757 | 2017-01-20 05:00
47977 | t0462 | SE | DE | 608.3 | 2017-01-20 05:00
9965 | t0462 | PL | DE | -1219.92 | 2017-01-20 05:00
461 | t0462 | AT | DE | -2547.7 | 2017-01-20 05:00
38476 | t0462 | CH | DE | -2623.65 | 2017-01-20 05:00
62730 | t0462 | NL | DE | -244 | 2017-01-20 05:00
28973 | t0462 | CZ | DE | -905.43 | 2017-01-20 05:00
462 | t0463 | AT | DE | -1099.5 | 2017-01-20 06:00
38477 | t0463 | CH | DE | -2267.66 | 2017-01-20 06:00
62731 | t0463 | NL | DE | -1241 | 2017-01-20 06:00
47978 | t0463 | SE | DE | 608.3 | 2017-01-20 06:00
28974 | t0463 | CZ | DE | -557.71 | 2017-01-20 06:00
19470 | t0463 | FR | DE | -244 | 2017-01-20 06:00
9966 | t0463 | PL | DE | -977.4 | 2017-01-20 06:00
62732 | t0464 | NL | DE | -1291 | 2017-01-20 07:00
38478 | t0464 | CH | DE | -2048.05 | 2017-01-20 07:00
9967 | t0464 | PL | DE | -1278.71 | 2017-01-20 07:00
463 | t0464 | AT | DE | -659.8 | 2017-01-20 07:00
47979 | t0464 | SE | DE | 608.3 | 2017-01-20 07:00
28975 | t0464 | CZ | DE | -644.21 | 2017-01-20 07:00
19471 | t0464 | FR | DE | -605 | 2017-01-20 07:00
464 | t0465 | AT | DE | -973.6 | 2017-01-20 08:00
62733 | t0465 | NL | DE | -1159 | 2017-01-20 08:00
28976 | t0465 | CZ | DE | -888.27 | 2017-01-20 08:00
19472 | t0465 | FR | DE | -389 | 2017-01-20 08:00
38479 | t0465 | CH | DE | -2265.19 | 2017-01-20 08:00
9968 | t0465 | PL | DE | -1283.48 | 2017-01-20 08:00
47980 | t0465 | SE | DE | 608.3 | 2017-01-20 08:00
9969 | t0466 | PL | DE | -1324.48 | 2017-01-20 09:00
62734 | t0466 | NL | DE | -1127 | 2017-01-20 09:00
19473 | t0466 | FR | DE | -5 | 2017-01-20 09:00
28977 | t0466 | CZ | DE | -993.53 | 2017-01-20 09:00
38480 | t0466 | CH | DE | -2273.8 | 2017-01-20 09:00
47981 | t0466 | SE | DE | 608.3 | 2017-01-20 09:00
465 | t0466 | AT | DE | -1441.8 | 2017-01-20 09:00
28978 | t0467 | CZ | DE | -826.75 | 2017-01-20 10:00
47982 | t0467 | SE | DE | 608.4 | 2017-01-20 10:00
19474 | t0467 | FR | DE | -90 | 2017-01-20 10:00
9970 | t0467 | PL | DE | -1234.4 | 2017-01-20 10:00
466 | t0467 | AT | DE | -1393.3 | 2017-01-20 10:00
62735 | t0467 | NL | DE | -996 | 2017-01-20 10:00
38481 | t0467 | CH | DE | -2209.3 | 2017-01-20 10:00
47983 | t0468 | SE | DE | 608.3 | 2017-01-20 11:00
19475 | t0468 | FR | DE | -164 | 2017-01-20 11:00
9971 | t0468 | PL | DE | -1231.16 | 2017-01-20 11:00
28979 | t0468 | CZ | DE | -1190.56 | 2017-01-20 11:00
467 | t0468 | AT | DE | -1789.7 | 2017-01-20 11:00
62736 | t0468 | NL | DE | -1161 | 2017-01-20 11:00
38482 | t0468 | CH | DE | -2450.34 | 2017-01-20 11:00
38483 | t0469 | CH | DE | -2774.26 | 2017-01-20 12:00
9972 | t0469 | PL | DE | -1190.91 | 2017-01-20 12:00
468 | t0469 | AT | DE | -2137 | 2017-01-20 12:00
19476 | t0469 | FR | DE | 187 | 2017-01-20 12:00
62737 | t0469 | NL | DE | -1075 | 2017-01-20 12:00
28980 | t0469 | CZ | DE | -1245.82 | 2017-01-20 12:00
47984 | t0469 | SE | DE | 608.4 | 2017-01-20 12:00
469 | t0470 | AT | DE | -2565.1 | 2017-01-20 13:00
19477 | t0470 | FR | DE | 828 | 2017-01-20 13:00
47985 | t0470 | SE | DE | 608.3 | 2017-01-20 13:00
9973 | t0470 | PL | DE | -1185.03 | 2017-01-20 13:00
28981 | t0470 | CZ | DE | -1412 | 2017-01-20 13:00
38484 | t0470 | CH | DE | -3191.1 | 2017-01-20 13:00
62738 | t0470 | NL | DE | -173 | 2017-01-20 13:00
47986 | t0471 | SE | DE | 608.4 | 2017-01-20 14:00
9974 | t0471 | PL | DE | -1180.31 | 2017-01-20 14:00
38485 | t0471 | CH | DE | -3185.54 | 2017-01-20 14:00
19478 | t0471 | FR | DE | 1222 | 2017-01-20 14:00
62739 | t0471 | NL | DE | -78 | 2017-01-20 14:00
28982 | t0471 | CZ | DE | -1420.46 | 2017-01-20 14:00
470 | t0471 | AT | DE | -2133.5 | 2017-01-20 14:00
38486 | t0472 | CH | DE | -3327.51 | 2017-01-20 15:00
62740 | t0472 | NL | DE | -161 | 2017-01-20 15:00
9975 | t0472 | PL | DE | -1293.91 | 2017-01-20 15:00
19479 | t0472 | FR | DE | 1093 | 2017-01-20 15:00
47987 | t0472 | SE | DE | 608.4 | 2017-01-20 15:00
471 | t0472 | AT | DE | -1895 | 2017-01-20 15:00
28983 | t0472 | CZ | DE | -1398.55 | 2017-01-20 15:00
38487 | t0473 | CH | DE | -2888.45 | 2017-01-20 16:00
28984 | t0473 | CZ | DE | -931.49 | 2017-01-20 16:00
47988 | t0473 | SE | DE | 608.1 | 2017-01-20 16:00
9976 | t0473 | PL | DE | -1193.32 | 2017-01-20 16:00
62741 | t0473 | NL | DE | -713 | 2017-01-20 16:00
472 | t0473 | AT | DE | -1344.4 | 2017-01-20 16:00
19480 | t0473 | FR | DE | 645 | 2017-01-20 16:00
47989 | t0474 | SE | DE | 608.2 | 2017-01-20 17:00
28985 | t0474 | CZ | DE | -382.41 | 2017-01-20 17:00
473 | t0474 | AT | DE | -801.1 | 2017-01-20 17:00
62742 | t0474 | NL | DE | -1516 | 2017-01-20 17:00
19481 | t0474 | FR | DE | -236 | 2017-01-20 17:00
38488 | t0474 | CH | DE | -2103.72 | 2017-01-20 17:00
9977 | t0474 | PL | DE | -1125.3 | 2017-01-20 17:00
38489 | t0475 | CH | DE | -2070.35 | 2017-01-20 18:00
28986 | t0475 | CZ | DE | -374.71 | 2017-01-20 18:00
474 | t0475 | AT | DE | -699.5 | 2017-01-20 18:00
47990 | t0475 | SE | DE | 608.1 | 2017-01-20 18:00
9978 | t0475 | PL | DE | -1082.91 | 2017-01-20 18:00
62743 | t0475 | NL | DE | -1335 | 2017-01-20 18:00
19482 | t0475 | FR | DE | -198 | 2017-01-20 18:00
38490 | t0476 | CH | DE | -2387.67 | 2017-01-20 19:00
475 | t0476 | AT | DE | -1564.2 | 2017-01-20 19:00
28987 | t0476 | CZ | DE | -459.48 | 2017-01-20 19:00
62744 | t0476 | NL | DE | -838 | 2017-01-20 19:00
19483 | t0476 | FR | DE | -27 | 2017-01-20 19:00
47991 | t0476 | SE | DE | 608 | 2017-01-20 19:00
9979 | t0476 | PL | DE | -1077.57 | 2017-01-20 19:00
19484 | t0477 | FR | DE | -31 | 2017-01-20 20:00
47992 | t0477 | SE | DE | 608.3 | 2017-01-20 20:00
38491 | t0477 | CH | DE | -2432.49 | 2017-01-20 20:00
28988 | t0477 | CZ | DE | -135.79 | 2017-01-20 20:00
9980 | t0477 | PL | DE | -849.05 | 2017-01-20 20:00
62745 | t0477 | NL | DE | -855 | 2017-01-20 20:00
476 | t0477 | AT | DE | -1903.2 | 2017-01-20 20:00
62746 | t0478 | NL | DE | -834 | 2017-01-20 21:00
477 | t0478 | AT | DE | -2487.9 | 2017-01-20 21:00
28989 | t0478 | CZ | DE | 63.81 | 2017-01-20 21:00
9981 | t0478 | PL | DE | -859.08 | 2017-01-20 21:00
47993 | t0478 | SE | DE | 608.2 | 2017-01-20 21:00
38492 | t0478 | CH | DE | -2642.46 | 2017-01-20 21:00
19485 | t0478 | FR | DE | 251 | 2017-01-20 21:00
38493 | t0479 | CH | DE | -2828.93 | 2017-01-20 22:00
28990 | t0479 | CZ | DE | 498.9 | 2017-01-20 22:00
47994 | t0479 | SE | DE | 608.4 | 2017-01-20 22:00
9982 | t0479 | PL | DE | -743.27 | 2017-01-20 22:00
478 | t0479 | AT | DE | -2394.1 | 2017-01-20 22:00
19486 | t0479 | FR | DE | -235 | 2017-01-20 22:00
62747 | t0479 | NL | DE | -2205 | 2017-01-20 22:00
62748 | t0480 | NL | DE | -1162 | 2017-01-20 23:00
28991 | t0480 | CZ | DE | 594.5 | 2017-01-20 23:00
9983 | t0480 | PL | DE | -783.4 | 2017-01-20 23:00
19487 | t0480 | FR | DE | -1262 | 2017-01-20 23:00
38494 | t0480 | CH | DE | -3538.39 | 2017-01-20 23:00
479 | t0480 | AT | DE | -2754.9 | 2017-01-20 23:00
47995 | t0480 | SE | DE | 608.3 | 2017-01-20 23:00
38495 | t0481 | CH | DE | -3610.39 | 2017-01-21
19488 | t0481 | FR | DE | -1309 | 2017-01-21
480 | t0481 | AT | DE | -2941.2 | 2017-01-21
9984 | t0481 | PL | DE | -816.91 | 2017-01-21
28992 | t0481 | CZ | DE | 480.43 | 2017-01-21
62749 | t0481 | NL | DE | -581 | 2017-01-21
47996 | t0481 | SE | DE | 608.5 | 2017-01-21
19489 | t0482 | FR | DE | -1343 | 2017-01-21 01:00
47997 | t0482 | SE | DE | 608.4 | 2017-01-21 01:00
481 | t0482 | AT | DE | -2974.4 | 2017-01-21 01:00
28993 | t0482 | CZ | DE | 332.7 | 2017-01-21 01:00
9985 | t0482 | PL | DE | -853.99 | 2017-01-21 01:00
62750 | t0482 | NL | DE | -500 | 2017-01-21 01:00
38496 | t0482 | CH | DE | -3934.61 | 2017-01-21 01:00
38497 | t0483 | CH | DE | -4139.91 | 2017-01-21 02:00
62751 | t0483 | NL | DE | -716 | 2017-01-21 02:00
28994 | t0483 | CZ | DE | 337.83 | 2017-01-21 02:00
9986 | t0483 | PL | DE | -840.39 | 2017-01-21 02:00
19490 | t0483 | FR | DE | -1035 | 2017-01-21 02:00
47998 | t0483 | SE | DE | 608.6 | 2017-01-21 02:00
482 | t0483 | AT | DE | -2973.5 | 2017-01-21 02:00
47999 | t0484 | SE | DE | 608.5 | 2017-01-21 03:00
62752 | t0484 | NL | DE | -683 | 2017-01-21 03:00
9987 | t0484 | PL | DE | -898.88 | 2017-01-21 03:00
38498 | t0484 | CH | DE | -4316.8 | 2017-01-21 03:00
483 | t0484 | AT | DE | -3252.8 | 2017-01-21 03:00
19491 | t0484 | FR | DE | -927 | 2017-01-21 03:00
28995 | t0484 | CZ | DE | 328.91 | 2017-01-21 03:00
48000 | t0485 | SE | DE | 608.4 | 2017-01-21 04:00
28996 | t0485 | CZ | DE | 253.93 | 2017-01-21 04:00
484 | t0485 | AT | DE | -3231 | 2017-01-21 04:00
19492 | t0485 | FR | DE | -879 | 2017-01-21 04:00
62753 | t0485 | NL | DE | -871 | 2017-01-21 04:00
38499 | t0485 | CH | DE | -3972.96 | 2017-01-21 04:00
9988 | t0485 | PL | DE | -932.55 | 2017-01-21 04:00
485 | t0486 | AT | DE | -3133.1 | 2017-01-21 05:00
62754 | t0486 | NL | DE | -1234 | 2017-01-21 05:00
38500 | t0486 | CH | DE | -3992.64 | 2017-01-21 05:00
28997 | t0486 | CZ | DE | 101.03 | 2017-01-21 05:00
19493 | t0486 | FR | DE | -1234 | 2017-01-21 05:00
48001 | t0486 | SE | DE | 608.2 | 2017-01-21 05:00
9989 | t0486 | PL | DE | -1005.63 | 2017-01-21 05:00
9990 | t0487 | PL | DE | -971.3 | 2017-01-21 06:00
19494 | t0487 | FR | DE | -2001 | 2017-01-21 06:00
486 | t0487 | AT | DE | -3062 | 2017-01-21 06:00
62755 | t0487 | NL | DE | -1343 | 2017-01-21 06:00
38501 | t0487 | CH | DE | -3499.23 | 2017-01-21 06:00
48002 | t0487 | SE | DE | 608 | 2017-01-21 06:00
28998 | t0487 | CZ | DE | 170.89 | 2017-01-21 06:00
9991 | t0488 | PL | DE | -975.24 | 2017-01-21 07:00
62756 | t0488 | NL | DE | -1146 | 2017-01-21 07:00
19495 | t0488 | FR | DE | -2183 | 2017-01-21 07:00
38502 | t0488 | CH | DE | -3350.51 | 2017-01-21 07:00
28999 | t0488 | CZ | DE | 201.86 | 2017-01-21 07:00
487 | t0488 | AT | DE | -2497.4 | 2017-01-21 07:00
48003 | t0488 | SE | DE | 608.2 | 2017-01-21 07:00
9992 | t0489 | PL | DE | -1235.1 | 2017-01-21 08:00
48004 | t0489 | SE | DE | 608.1 | 2017-01-21 08:00
29000 | t0489 | CZ | DE | -214.41 | 2017-01-21 08:00
38503 | t0489 | CH | DE | -2881.57 | 2017-01-21 08:00
62757 | t0489 | NL | DE | -1205 | 2017-01-21 08:00
488 | t0489 | AT | DE | -2465.2 | 2017-01-21 08:00
19496 | t0489 | FR | DE | -2072 | 2017-01-21 08:00
19497 | t0490 | FR | DE | -2383 | 2017-01-21 09:00
38504 | t0490 | CH | DE | -2680.06 | 2017-01-21 09:00
48005 | t0490 | SE | DE | 608.1 | 2017-01-21 09:00
62758 | t0490 | NL | DE | -1572 | 2017-01-21 09:00
29001 | t0490 | CZ | DE | -201.51 | 2017-01-21 09:00
9993 | t0490 | PL | DE | -1235.14 | 2017-01-21 09:00
489 | t0490 | AT | DE | -2508.2 | 2017-01-21 09:00
9994 | t0491 | PL | DE | -1169.81 | 2017-01-21 10:00
490 | t0491 | AT | DE | -2641 | 2017-01-21 10:00
38505 | t0491 | CH | DE | -2635.74 | 2017-01-21 10:00
48006 | t0491 | SE | DE | 608.1 | 2017-01-21 10:00
29002 | t0491 | CZ | DE | -182.95 | 2017-01-21 10:00
19498 | t0491 | FR | DE | -2305 | 2017-01-21 10:00
62759 | t0491 | NL | DE | -1592 | 2017-01-21 10:00
48007 | t0492 | SE | DE | 608.1 | 2017-01-21 11:00
62760 | t0492 | NL | DE | -1618 | 2017-01-21 11:00
9995 | t0492 | PL | DE | -1176.91 | 2017-01-21 11:00
491 | t0492 | AT | DE | -2624.6 | 2017-01-21 11:00
38506 | t0492 | CH | DE | -2556.51 | 2017-01-21 11:00
29003 | t0492 | CZ | DE | -5.81 | 2017-01-21 11:00
19499 | t0492 | FR | DE | -2483 | 2017-01-21 11:00
9996 | t0493 | PL | DE | -1234.79 | 2017-01-21 12:00
19500 | t0493 | FR | DE | -2397 | 2017-01-21 12:00
492 | t0493 | AT | DE | -2986.7 | 2017-01-21 12:00
62761 | t0493 | NL | DE | -1618 | 2017-01-21 12:00
38507 | t0493 | CH | DE | -2941.65 | 2017-01-21 12:00
48008 | t0493 | SE | DE | 607.8 | 2017-01-21 12:00
29004 | t0493 | CZ | DE | -120.45 | 2017-01-21 12:00
48009 | t0494 | SE | DE | 607.9 | 2017-01-21 13:00
9997 | t0494 | PL | DE | -1183.06 | 2017-01-21 13:00
493 | t0494 | AT | DE | -2862.5 | 2017-01-21 13:00
62762 | t0494 | NL | DE | -1345 | 2017-01-21 13:00
19501 | t0494 | FR | DE | -1994 | 2017-01-21 13:00
38508 | t0494 | CH | DE | -3234.29 | 2017-01-21 13:00
29005 | t0494 | CZ | DE | -127.52 | 2017-01-21 13:00
29006 | t0495 | CZ | DE | -34.92 | 2017-01-21 14:00
48010 | t0495 | SE | DE | 608.1 | 2017-01-21 14:00
494 | t0495 | AT | DE | -2332.7 | 2017-01-21 14:00
62763 | t0495 | NL | DE | -744 | 2017-01-21 14:00
19502 | t0495 | FR | DE | -1340 | 2017-01-21 14:00
38509 | t0495 | CH | DE | -3744.82 | 2017-01-21 14:00
9998 | t0495 | PL | DE | -1116.9 | 2017-01-21 14:00
495 | t0496 | AT | DE | -2320.9 | 2017-01-21 15:00
48011 | t0496 | SE | DE | 608.1 | 2017-01-21 15:00
38510 | t0496 | CH | DE | -4047.12 | 2017-01-21 15:00
19503 | t0496 | FR | DE | -1058 | 2017-01-21 15:00
9999 | t0496 | PL | DE | -1336.24 | 2017-01-21 15:00
62764 | t0496 | NL | DE | -516 | 2017-01-21 15:00
29007 | t0496 | CZ | DE | -279.13 | 2017-01-21 15:00
19504 | t0497 | FR | DE | -1443 | 2017-01-21 16:00
62765 | t0497 | NL | DE | -1266 | 2017-01-21 16:00
48012 | t0497 | SE | DE | 607.9 | 2017-01-21 16:00
10000 | t0497 | PL | DE | -1181.9 | 2017-01-21 16:00
38511 | t0497 | CH | DE | -3265.93 | 2017-01-21 16:00
496 | t0497 | AT | DE | -1437.6 | 2017-01-21 16:00
29008 | t0497 | CZ | DE | -28.74 | 2017-01-21 16:00
48013 | t0498 | SE | DE | 608 | 2017-01-21 17:00
497 | t0498 | AT | DE | -1256.9 | 2017-01-21 17:00
10001 | t0498 | PL | DE | -1159.41 | 2017-01-21 17:00
62766 | t0498 | NL | DE | -1474 | 2017-01-21 17:00
29009 | t0498 | CZ | DE | -1.46 | 2017-01-21 17:00
19505 | t0498 | FR | DE | -1755 | 2017-01-21 17:00
38512 | t0498 | CH | DE | -2760.63 | 2017-01-21 17:00
62767 | t0499 | NL | DE | -1586 | 2017-01-21 18:00
29010 | t0499 | CZ | DE | 283.72 | 2017-01-21 18:00
48014 | t0499 | SE | DE | 607.9 | 2017-01-21 18:00
19506 | t0499 | FR | DE | -1827 | 2017-01-21 18:00
498 | t0499 | AT | DE | -1524.5 | 2017-01-21 18:00
38513 | t0499 | CH | DE | -2600.07 | 2017-01-21 18:00
10002 | t0499 | PL | DE | -1001.53 | 2017-01-21 18:00
19507 | t0500 | FR | DE | -1856 | 2017-01-21 19:00
10003 | t0500 | PL | DE | -1062.91 | 2017-01-21 19:00
62768 | t0500 | NL | DE | -1093 | 2017-01-21 19:00
48015 | t0500 | SE | DE | 607.8 | 2017-01-21 19:00
29011 | t0500 | CZ | DE | 50.4 | 2017-01-21 19:00
499 | t0500 | AT | DE | -2018.7 | 2017-01-21 19:00
38514 | t0500 | CH | DE | -2974.7 | 2017-01-21 19:00
500 | t0501 | AT | DE | -2207.5 | 2017-01-21 20:00
10004 | t0501 | PL | DE | -790.26 | 2017-01-21 20:00
29012 | t0501 | CZ | DE | 477.1 | 2017-01-21 20:00
48016 | t0501 | SE | DE | 607.8 | 2017-01-21 20:00
19508 | t0501 | FR | DE | -2117 | 2017-01-21 20:00
62769 | t0501 | NL | DE | -1180 | 2017-01-21 20:00
38515 | t0501 | CH | DE | -3338.15 | 2017-01-21 20:00
10005 | t0502 | PL | DE | -816.87 | 2017-01-21 21:00
501 | t0502 | AT | DE | -2227.5 | 2017-01-21 21:00
38516 | t0502 | CH | DE | -3310.93 | 2017-01-21 21:00
62770 | t0502 | NL | DE | -1129 | 2017-01-21 21:00
29013 | t0502 | CZ | DE | 615.13 | 2017-01-21 21:00
48017 | t0502 | SE | DE | 607.9 | 2017-01-21 21:00
19509 | t0502 | FR | DE | -2155 | 2017-01-21 21:00
62771 | t0503 | NL | DE | -1573 | 2017-01-21 22:00
48018 | t0503 | SE | DE | 607.8 | 2017-01-21 22:00
38517 | t0503 | CH | DE | -3231.18 | 2017-01-21 22:00
19510 | t0503 | FR | DE | -2173 | 2017-01-21 22:00
502 | t0503 | AT | DE | -2073.3 | 2017-01-21 22:00
29014 | t0503 | CZ | DE | 743.73 | 2017-01-21 22:00
10006 | t0503 | PL | DE | -727.4 | 2017-01-21 22:00
19511 | t0504 | FR | DE | -2009 | 2017-01-21 23:00
38518 | t0504 | CH | DE | -3189.95 | 2017-01-21 23:00
62772 | t0504 | NL | DE | -2140 | 2017-01-21 23:00
10007 | t0504 | PL | DE | -636.79 | 2017-01-21 23:00
503 | t0504 | AT | DE | -2375.1 | 2017-01-21 23:00
29015 | t0504 | CZ | DE | 868.23 | 2017-01-21 23:00
48019 | t0504 | SE | DE | 608 | 2017-01-21 23:00
38519 | t0505 | CH | DE | -3726.63 | 2017-01-22
19512 | t0505 | FR | DE | -1784 | 2017-01-22
48020 | t0505 | SE | DE | 608.1 | 2017-01-22
10008 | t0505 | PL | DE | -647.72 | 2017-01-22
62773 | t0505 | NL | DE | -2440 | 2017-01-22
504 | t0505 | AT | DE | -2435.4 | 2017-01-22
29016 | t0505 | CZ | DE | 884.7 | 2017-01-22
10009 | t0506 | PL | DE | -537.49 | 2017-01-22 01:00
29017 | t0506 | CZ | DE | 1020.74 | 2017-01-22 01:00
38520 | t0506 | CH | DE | -3692.26 | 2017-01-22 01:00
62774 | t0506 | NL | DE | -2305 | 2017-01-22 01:00
19513 | t0506 | FR | DE | -1859 | 2017-01-22 01:00
505 | t0506 | AT | DE | -2204.5 | 2017-01-22 01:00
48021 | t0506 | SE | DE | 607.9 | 2017-01-22 01:00
19514 | t0507 | FR | DE | -1559 | 2017-01-22 02:00
506 | t0507 | AT | DE | -2223.3 | 2017-01-22 02:00
38521 | t0507 | CH | DE | -3777.04 | 2017-01-22 02:00
29018 | t0507 | CZ | DE | 966.71 | 2017-01-22 02:00
48022 | t0507 | SE | DE | 608.1 | 2017-01-22 02:00
10010 | t0507 | PL | DE | -543.34 | 2017-01-22 02:00
62775 | t0507 | NL | DE | -2217 | 2017-01-22 02:00
38522 | t0508 | CH | DE | -3934.29 | 2017-01-22 03:00
29019 | t0508 | CZ | DE | 1109.59 | 2017-01-22 03:00
507 | t0508 | AT | DE | -2222.6 | 2017-01-22 03:00
19515 | t0508 | FR | DE | -1684 | 2017-01-22 03:00
48023 | t0508 | SE | DE | 608.4 | 2017-01-22 03:00
10011 | t0508 | PL | DE | -514.62 | 2017-01-22 03:00
62776 | t0508 | NL | DE | -2166 | 2017-01-22 03:00
62777 | t0509 | NL | DE | -2240 | 2017-01-22 04:00
38523 | t0509 | CH | DE | -3851.35 | 2017-01-22 04:00
29020 | t0509 | CZ | DE | 1174.67 | 2017-01-22 04:00
10012 | t0509 | PL | DE | -501.98 | 2017-01-22 04:00
48024 | t0509 | SE | DE | 608.2 | 2017-01-22 04:00
508 | t0509 | AT | DE | -2305.5 | 2017-01-22 04:00
19516 | t0509 | FR | DE | -1692 | 2017-01-22 04:00
509 | t0510 | AT | DE | -2454.6 | 2017-01-22 05:00
48025 | t0510 | SE | DE | 608 | 2017-01-22 05:00
19517 | t0510 | FR | DE | -1685 | 2017-01-22 05:00
29021 | t0510 | CZ | DE | 976.42 | 2017-01-22 05:00
38524 | t0510 | CH | DE | -3808.08 | 2017-01-22 05:00
62778 | t0510 | NL | DE | -2271 | 2017-01-22 05:00
10013 | t0510 | PL | DE | -711.1 | 2017-01-22 05:00
510 | t0511 | AT | DE | -2584.5 | 2017-01-22 06:00
29022 | t0511 | CZ | DE | 853.35 | 2017-01-22 06:00
62779 | t0511 | NL | DE | -2343 | 2017-01-22 06:00
19518 | t0511 | FR | DE | -1933 | 2017-01-22 06:00
10014 | t0511 | PL | DE | -738.55 | 2017-01-22 06:00
48026 | t0511 | SE | DE | 608.2 | 2017-01-22 06:00
38525 | t0511 | CH | DE | -3966.05 | 2017-01-22 06:00
38526 | t0512 | CH | DE | -4049.94 | 2017-01-22 07:00
62780 | t0512 | NL | DE | -2720 | 2017-01-22 07:00
48027 | t0512 | SE | DE | 607.8 | 2017-01-22 07:00
511 | t0512 | AT | DE | -2614.4 | 2017-01-22 07:00
10015 | t0512 | PL | DE | -965.14 | 2017-01-22 07:00
19519 | t0512 | FR | DE | -1660 | 2017-01-22 07:00
29023 | t0512 | CZ | DE | 553.36 | 2017-01-22 07:00
48028 | t0513 | SE | DE | 607.5 | 2017-01-22 08:00
512 | t0513 | AT | DE | -2800.1 | 2017-01-22 08:00
38527 | t0513 | CH | DE | -4039.22 | 2017-01-22 08:00
62781 | t0513 | NL | DE | -3008 | 2017-01-22 08:00
29024 | t0513 | CZ | DE | 287.26 | 2017-01-22 08:00
10016 | t0513 | PL | DE | -853.8 | 2017-01-22 08:00
19520 | t0513 | FR | DE | -1883 | 2017-01-22 08:00
513 | t0514 | AT | DE | -2778.2 | 2017-01-22 09:00
29025 | t0514 | CZ | DE | 324.65 | 2017-01-22 09:00
48029 | t0514 | SE | DE | 607.8 | 2017-01-22 09:00
62782 | t0514 | NL | DE | -3115 | 2017-01-22 09:00
38528 | t0514 | CH | DE | -3620.37 | 2017-01-22 09:00
10017 | t0514 | PL | DE | -711.15 | 2017-01-22 09:00
19521 | t0514 | FR | DE | -1915 | 2017-01-22 09:00
19522 | t0515 | FR | DE | -2070 | 2017-01-22 10:00
48030 | t0515 | SE | DE | 607.7 | 2017-01-22 10:00
62783 | t0515 | NL | DE | -3100 | 2017-01-22 10:00
38529 | t0515 | CH | DE | -3279.55 | 2017-01-22 10:00
29026 | t0515 | CZ | DE | 500.94 | 2017-01-22 10:00
10018 | t0515 | PL | DE | -576.05 | 2017-01-22 10:00
514 | t0515 | AT | DE | -2355 | 2017-01-22 10:00
62784 | t0516 | NL | DE | -3040 | 2017-01-22 11:00
29027 | t0516 | CZ | DE | 695.92 | 2017-01-22 11:00
48031 | t0516 | SE | DE | 607.4 | 2017-01-22 11:00
38530 | t0516 | CH | DE | -3111.38 | 2017-01-22 11:00
515 | t0516 | AT | DE | -2359.2 | 2017-01-22 11:00
10019 | t0516 | PL | DE | -714.45 | 2017-01-22 11:00
19523 | t0516 | FR | DE | -2054 | 2017-01-22 11:00
19524 | t0517 | FR | DE | -2032 | 2017-01-22 12:00
10020 | t0517 | PL | DE | -740.46 | 2017-01-22 12:00
38531 | t0517 | CH | DE | -3345.42 | 2017-01-22 12:00
48032 | t0517 | SE | DE | 607.3 | 2017-01-22 12:00
29028 | t0517 | CZ | DE | 658.37 | 2017-01-22 12:00
516 | t0517 | AT | DE | -2634.4 | 2017-01-22 12:00
62785 | t0517 | NL | DE | -2900 | 2017-01-22 12:00
48033 | t0518 | SE | DE | 607.3 | 2017-01-22 13:00
517 | t0518 | AT | DE | -2697.7 | 2017-01-22 13:00
38532 | t0518 | CH | DE | -3810.42 | 2017-01-22 13:00
19525 | t0518 | FR | DE | -1776 | 2017-01-22 13:00
10021 | t0518 | PL | DE | -633.61 | 2017-01-22 13:00
62786 | t0518 | NL | DE | -2776 | 2017-01-22 13:00
29029 | t0518 | CZ | DE | 551.11 | 2017-01-22 13:00
48034 | t0519 | SE | DE | 607.4 | 2017-01-22 14:00
62787 | t0519 | NL | DE | -2605 | 2017-01-22 14:00
38533 | t0519 | CH | DE | -3862.19 | 2017-01-22 14:00
19526 | t0519 | FR | DE | -1529 | 2017-01-22 14:00
29030 | t0519 | CZ | DE | 461.47 | 2017-01-22 14:00
518 | t0519 | AT | DE | -2547.1 | 2017-01-22 14:00
10022 | t0519 | PL | DE | -748.75 | 2017-01-22 14:00
38534 | t0520 | CH | DE | -4252.71 | 2017-01-22 15:00
19527 | t0520 | FR | DE | -1279 | 2017-01-22 15:00
62788 | t0520 | NL | DE | -2598 | 2017-01-22 15:00
10023 | t0520 | PL | DE | -1148.84 | 2017-01-22 15:00
29031 | t0520 | CZ | DE | 129.01 | 2017-01-22 15:00
519 | t0520 | AT | DE | -2582 | 2017-01-22 15:00
48035 | t0520 | SE | DE | 607.2 | 2017-01-22 15:00
48036 | t0521 | SE | DE | 607.3 | 2017-01-22 16:00
62789 | t0521 | NL | DE | -2842 | 2017-01-22 16:00
29032 | t0521 | CZ | DE | 486.08 | 2017-01-22 16:00
520 | t0521 | AT | DE | -1749.8 | 2017-01-22 16:00
10024 | t0521 | PL | DE | -943.73 | 2017-01-22 16:00
38535 | t0521 | CH | DE | -3768.62 | 2017-01-22 16:00
19528 | t0521 | FR | DE | -911 | 2017-01-22 16:00
521 | t0522 | AT | DE | -1252.6 | 2017-01-22 17:00
19529 | t0522 | FR | DE | -1356 | 2017-01-22 17:00
62790 | t0522 | NL | DE | -3007 | 2017-01-22 17:00
10025 | t0522 | PL | DE | -978.46 | 2017-01-22 17:00
29033 | t0522 | CZ | DE | 386.07 | 2017-01-22 17:00
48037 | t0522 | SE | DE | 607.3 | 2017-01-22 17:00
38536 | t0522 | CH | DE | -2931.98 | 2017-01-22 17:00
48038 | t0523 | SE | DE | 607.5 | 2017-01-22 18:00
38537 | t0523 | CH | DE | -2586.97 | 2017-01-22 18:00
29034 | t0523 | CZ | DE | 520.08 | 2017-01-22 18:00
10026 | t0523 | PL | DE | -920.78 | 2017-01-22 18:00
19530 | t0523 | FR | DE | -1507 | 2017-01-22 18:00
62791 | t0523 | NL | DE | -3247 | 2017-01-22 18:00
522 | t0523 | AT | DE | -1196.1 | 2017-01-22 18:00
19531 | t0524 | FR | DE | -1524 | 2017-01-22 19:00
10027 | t0524 | PL | DE | -763.39 | 2017-01-22 19:00
48039 | t0524 | SE | DE | 607.4 | 2017-01-22 19:00
29035 | t0524 | CZ | DE | 630.91 | 2017-01-22 19:00
38538 | t0524 | CH | DE | -2925.12 | 2017-01-22 19:00
62792 | t0524 | NL | DE | -2930 | 2017-01-22 19:00
523 | t0524 | AT | DE | -1668 | 2017-01-22 19:00
19532 | t0525 | FR | DE | -1455 | 2017-01-22 20:00
48040 | t0525 | SE | DE | 607.6 | 2017-01-22 20:00
62793 | t0525 | NL | DE | -2921 | 2017-01-22 20:00
38539 | t0525 | CH | DE | -3000.44 | 2017-01-22 20:00
10028 | t0525 | PL | DE | -581.36 | 2017-01-22 20:00
29036 | t0525 | CZ | DE | 965.88 | 2017-01-22 20:00
524 | t0525 | AT | DE | -1757.2 | 2017-01-22 20:00
48041 | t0526 | SE | DE | 608 | 2017-01-22 21:00
19533 | t0526 | FR | DE | -1421 | 2017-01-22 21:00
29037 | t0526 | CZ | DE | 1093.25 | 2017-01-22 21:00
38540 | t0526 | CH | DE | -3005.17 | 2017-01-22 21:00
62794 | t0526 | NL | DE | -2769 | 2017-01-22 21:00
10029 | t0526 | PL | DE | -563.1 | 2017-01-22 21:00
525 | t0526 | AT | DE | -1714.8 | 2017-01-22 21:00
62795 | t0527 | NL | DE | -2805 | 2017-01-22 22:00
10030 | t0527 | PL | DE | -533.58 | 2017-01-22 22:00
29038 | t0527 | CZ | DE | 1127.19 | 2017-01-22 22:00
38541 | t0527 | CH | DE | -2766.87 | 2017-01-22 22:00
48042 | t0527 | SE | DE | 607.9 | 2017-01-22 22:00
19534 | t0527 | FR | DE | -1208 | 2017-01-22 22:00
526 | t0527 | AT | DE | -1499 | 2017-01-22 22:00
527 | t0528 | AT | DE | -1675.2 | 2017-01-22 23:00
62796 | t0528 | NL | DE | -2590 | 2017-01-22 23:00
48043 | t0528 | SE | DE | 608 | 2017-01-22 23:00
10031 | t0528 | PL | DE | -535.38 | 2017-01-22 23:00
38542 | t0528 | CH | DE | -3031.31 | 2017-01-22 23:00
19535 | t0528 | FR | DE | -1271 | 2017-01-22 23:00
29039 | t0528 | CZ | DE | 1169.19 | 2017-01-22 23:00
29040 | t0529 | CZ | DE | 1208.71 | 2017-01-23
38543 | t0529 | CH | DE | -3226.36 | 2017-01-23
10032 | t0529 | PL | DE | -457.2 | 2017-01-23
528 | t0529 | AT | DE | -1704 | 2017-01-23
62797 | t0529 | NL | DE | -2684 | 2017-01-23
19536 | t0529 | FR | DE | -1475 | 2017-01-23
48044 | t0529 | SE | DE | 608.2 | 2017-01-23
529 | t0530 | AT | DE | -2006.5 | 2017-01-23 01:00
29041 | t0530 | CZ | DE | 1164.79 | 2017-01-23 01:00
10033 | t0530 | PL | DE | -458.2 | 2017-01-23 01:00
38544 | t0530 | CH | DE | -3351.85 | 2017-01-23 01:00
48045 | t0530 | SE | DE | 608.1 | 2017-01-23 01:00
19537 | t0530 | FR | DE | -1455 | 2017-01-23 01:00
62798 | t0530 | NL | DE | -2391 | 2017-01-23 01:00
530 | t0531 | AT | DE | -1977.5 | 2017-01-23 02:00
10034 | t0531 | PL | DE | -538.59 | 2017-01-23 02:00
38545 | t0531 | CH | DE | -3405.3 | 2017-01-23 02:00
62799 | t0531 | NL | DE | -2233 | 2017-01-23 02:00
29042 | t0531 | CZ | DE | 1005.69 | 2017-01-23 02:00
19538 | t0531 | FR | DE | -1240 | 2017-01-23 02:00
48046 | t0531 | SE | DE | 608.1 | 2017-01-23 02:00
48047 | t0532 | SE | DE | 608.2 | 2017-01-23 03:00
10035 | t0532 | PL | DE | -644.06 | 2017-01-23 03:00
19539 | t0532 | FR | DE | -1144 | 2017-01-23 03:00
531 | t0532 | AT | DE | -2199.7 | 2017-01-23 03:00
38546 | t0532 | CH | DE | -3482.24 | 2017-01-23 03:00
62800 | t0532 | NL | DE | -2033 | 2017-01-23 03:00
29043 | t0532 | CZ | DE | 879.22 | 2017-01-23 03:00
10036 | t0533 | PL | DE | -647.79 | 2017-01-23 04:00
38547 | t0533 | CH | DE | -3742.13 | 2017-01-23 04:00
62801 | t0533 | NL | DE | -1685 | 2017-01-23 04:00
532 | t0533 | AT | DE | -2131.5 | 2017-01-23 04:00
19540 | t0533 | FR | DE | -1361 | 2017-01-23 04:00
29044 | t0533 | CZ | DE | 831.77 | 2017-01-23 04:00
48048 | t0533 | SE | DE | 607.8 | 2017-01-23 04:00
10037 | t0534 | PL | DE | -954.78 | 2017-01-23 05:00
19541 | t0534 | FR | DE | -984 | 2017-01-23 05:00
533 | t0534 | AT | DE | -871.7 | 2017-01-23 05:00
29045 | t0534 | CZ | DE | 187.24 | 2017-01-23 05:00
62802 | t0534 | NL | DE | -1023 | 2017-01-23 05:00
48049 | t0534 | SE | DE | 607.4 | 2017-01-23 05:00
38548 | t0534 | CH | DE | -3085.81 | 2017-01-23 05:00
29046 | t0535 | CZ | DE | -83.23 | 2017-01-23 06:00
62803 | t0535 | NL | DE | -106 | 2017-01-23 06:00
48050 | t0535 | SE | DE | 607.4 | 2017-01-23 06:00
19542 | t0535 | FR | DE | -513 | 2017-01-23 06:00
534 | t0535 | AT | DE | -140.1 | 2017-01-23 06:00
38549 | t0535 | CH | DE | -1700.43 | 2017-01-23 06:00
10038 | t0535 | PL | DE | -985.83 | 2017-01-23 06:00
62804 | t0536 | NL | DE | -869 | 2017-01-23 07:00
19543 | t0536 | FR | DE | -641 | 2017-01-23 07:00
535 | t0536 | AT | DE | -419.6 | 2017-01-23 07:00
29047 | t0536 | CZ | DE | -200.68 | 2017-01-23 07:00
10039 | t0536 | PL | DE | -1176.86 | 2017-01-23 07:00
38550 | t0536 | CH | DE | -1705.6 | 2017-01-23 07:00
48051 | t0536 | SE | DE | 607.4 | 2017-01-23 07:00
10040 | t0537 | PL | DE | -1079.9 | 2017-01-23 08:00
19544 | t0537 | FR | DE | -844 | 2017-01-23 08:00
48052 | t0537 | SE | DE | 607.4 | 2017-01-23 08:00
536 | t0537 | AT | DE | -697.8 | 2017-01-23 08:00
38551 | t0537 | CH | DE | -1873.06 | 2017-01-23 08:00
29048 | t0537 | CZ | DE | -211.02 | 2017-01-23 08:00
62805 | t0537 | NL | DE | -1413 | 2017-01-23 08:00
29049 | t0538 | CZ | DE | -349.24 | 2017-01-23 09:00
48053 | t0538 | SE | DE | 607.3 | 2017-01-23 09:00
537 | t0538 | AT | DE | -904.9 | 2017-01-23 09:00
38552 | t0538 | CH | DE | -1857.66 | 2017-01-23 09:00
19545 | t0538 | FR | DE | -677 | 2017-01-23 09:00
62806 | t0538 | NL | DE | -1346 | 2017-01-23 09:00
10041 | t0538 | PL | DE | -1159.5 | 2017-01-23 09:00
62807 | t0539 | NL | DE | -1495 | 2017-01-23 10:00
48054 | t0539 | SE | DE | 607.4 | 2017-01-23 10:00
29050 | t0539 | CZ | DE | -245.05 | 2017-01-23 10:00
538 | t0539 | AT | DE | -812.4 | 2017-01-23 10:00
38553 | t0539 | CH | DE | -1774.31 | 2017-01-23 10:00
10042 | t0539 | PL | DE | -1055.79 | 2017-01-23 10:00
19546 | t0539 | FR | DE | -726 | 2017-01-23 10:00
48055 | t0540 | SE | DE | 607.2 | 2017-01-23 11:00
29051 | t0540 | CZ | DE | -335.68 | 2017-01-23 11:00
539 | t0540 | AT | DE | -758 | 2017-01-23 11:00
62808 | t0540 | NL | DE | -1129 | 2017-01-23 11:00
38554 | t0540 | CH | DE | -1283.74 | 2017-01-23 11:00
10043 | t0540 | PL | DE | -1013.09 | 2017-01-23 11:00
19547 | t0540 | FR | DE | -600 | 2017-01-23 11:00
38555 | t0541 | CH | DE | -1291.25 | 2017-01-23 12:00
48056 | t0541 | SE | DE | 607.3 | 2017-01-23 12:00
62809 | t0541 | NL | DE | -933 | 2017-01-23 12:00
540 | t0541 | AT | DE | -992.2 | 2017-01-23 12:00
10044 | t0541 | PL | DE | -1066.39 | 2017-01-23 12:00
19548 | t0541 | FR | DE | -291 | 2017-01-23 12:00
29052 | t0541 | CZ | DE | -373.64 | 2017-01-23 12:00
48057 | t0542 | SE | DE | 607.5 | 2017-01-23 13:00
62810 | t0542 | NL | DE | -373 | 2017-01-23 13:00
541 | t0542 | AT | DE | -1072.9 | 2017-01-23 13:00
10045 | t0542 | PL | DE | -1108.88 | 2017-01-23 13:00
19549 | t0542 | FR | DE | 538 | 2017-01-23 13:00
38556 | t0542 | CH | DE | -1789.86 | 2017-01-23 13:00
29053 | t0542 | CZ | DE | -499.28 | 2017-01-23 13:00
38557 | t0543 | CH | DE | -1848.04 | 2017-01-23 14:00
10046 | t0543 | PL | DE | -1173.55 | 2017-01-23 14:00
542 | t0543 | AT | DE | -946.3 | 2017-01-23 14:00
48058 | t0543 | SE | DE | 607.6 | 2017-01-23 14:00
19550 | t0543 | FR | DE | 926 | 2017-01-23 14:00
29054 | t0543 | CZ | DE | -643.11 | 2017-01-23 14:00
62811 | t0543 | NL | DE | 188 | 2017-01-23 14:00
48059 | t0544 | SE | DE | 607.5 | 2017-01-23 15:00
38558 | t0544 | CH | DE | -1312.92 | 2017-01-23 15:00
29055 | t0544 | CZ | DE | -482 | 2017-01-23 15:00
543 | t0544 | AT | DE | -550 | 2017-01-23 15:00
10047 | t0544 | PL | DE | -885.6 | 2017-01-23 15:00
62812 | t0544 | NL | DE | 342 | 2017-01-23 15:00
19551 | t0544 | FR | DE | 1418 | 2017-01-23 15:00
19552 | t0545 | FR | DE | 664 | 2017-01-23 16:00
10048 | t0545 | PL | DE | -908.08 | 2017-01-23 16:00
29056 | t0545 | CZ | DE | -268.3 | 2017-01-23 16:00
62813 | t0545 | NL | DE | -608 | 2017-01-23 16:00
38559 | t0545 | CH | DE | -1168.94 | 2017-01-23 16:00
544 | t0545 | AT | DE | -143.3 | 2017-01-23 16:00
48060 | t0545 | SE | DE | 607.5 | 2017-01-23 16:00
10049 | t0546 | PL | DE | -808.93 | 2017-01-23 17:00
62814 | t0546 | NL | DE | -1174 | 2017-01-23 17:00
29057 | t0546 | CZ | DE | 47.26 | 2017-01-23 17:00
19553 | t0546 | FR | DE | -686 | 2017-01-23 17:00
38560 | t0546 | CH | DE | -932.44 | 2017-01-23 17:00
545 | t0546 | AT | DE | 93.4 | 2017-01-23 17:00
48061 | t0546 | SE | DE | 607.3 | 2017-01-23 17:00
48062 | t0547 | SE | DE | 607.2 | 2017-01-23 18:00
546 | t0547 | AT | DE | 125.8 | 2017-01-23 18:00
62815 | t0547 | NL | DE | -727 | 2017-01-23 18:00
10050 | t0547 | PL | DE | -924.06 | 2017-01-23 18:00
29058 | t0547 | CZ | DE | -45.63 | 2017-01-23 18:00
38561 | t0547 | CH | DE | -767.51 | 2017-01-23 18:00
19554 | t0547 | FR | DE | -385 | 2017-01-23 18:00
48063 | t0548 | SE | DE | 607.4 | 2017-01-23 19:00
10051 | t0548 | PL | DE | -898.79 | 2017-01-23 19:00
62816 | t0548 | NL | DE | -476 | 2017-01-23 19:00
38562 | t0548 | CH | DE | -1162.11 | 2017-01-23 19:00
547 | t0548 | AT | DE | -400.3 | 2017-01-23 19:00
29059 | t0548 | CZ | DE | -96.47 | 2017-01-23 19:00
19555 | t0548 | FR | DE | 37 | 2017-01-23 19:00
62817 | t0549 | NL | DE | -640 | 2017-01-23 20:00
48064 | t0549 | SE | DE | 607.6 | 2017-01-23 20:00
19556 | t0549 | FR | DE | -551 | 2017-01-23 20:00
29060 | t0549 | CZ | DE | 170.15 | 2017-01-23 20:00
38563 | t0549 | CH | DE | -2043.85 | 2017-01-23 20:00
10052 | t0549 | PL | DE | -822.67 | 2017-01-23 20:00
548 | t0549 | AT | DE | -783.5 | 2017-01-23 20:00
38564 | t0550 | CH | DE | -2320.32 | 2017-01-23 21:00
48065 | t0550 | SE | DE | 607.7 | 2017-01-23 21:00
29061 | t0550 | CZ | DE | 458.92 | 2017-01-23 21:00
549 | t0550 | AT | DE | -1212.6 | 2017-01-23 21:00
19557 | t0550 | FR | DE | -710 | 2017-01-23 21:00
62818 | t0550 | NL | DE | -1193 | 2017-01-23 21:00
10053 | t0550 | PL | DE | -871.22 | 2017-01-23 21:00
550 | t0551 | AT | DE | -1969.8 | 2017-01-23 22:00
10054 | t0551 | PL | DE | -704.96 | 2017-01-23 22:00
38565 | t0551 | CH | DE | -2309.33 | 2017-01-23 22:00
62819 | t0551 | NL | DE | -1340 | 2017-01-23 22:00
19558 | t0551 | FR | DE | -438 | 2017-01-23 22:00
29062 | t0551 | CZ | DE | 732.73 | 2017-01-23 22:00
48066 | t0551 | SE | DE | 608.1 | 2017-01-23 22:00
551 | t0552 | AT | DE | -1505.6 | 2017-01-23 23:00
38566 | t0552 | CH | DE | -2419.57 | 2017-01-23 23:00
62820 | t0552 | NL | DE | -1281 | 2017-01-23 23:00
48067 | t0552 | SE | DE | 608 | 2017-01-23 23:00
10055 | t0552 | PL | DE | -816.54 | 2017-01-23 23:00
29063 | t0552 | CZ | DE | 692.17 | 2017-01-23 23:00
19559 | t0552 | FR | DE | -172 | 2017-01-23 23:00
10056 | t0553 | PL | DE | -892.78 | 2017-01-24
552 | t0553 | AT | DE | -1872.5 | 2017-01-24
38567 | t0553 | CH | DE | -2589.77 | 2017-01-24
48068 | t0553 | SE | DE | 608.6 | 2017-01-24
29064 | t0553 | CZ | DE | 494.9 | 2017-01-24
62821 | t0553 | NL | DE | -1235 | 2017-01-24
19560 | t0553 | FR | DE | -269 | 2017-01-24
553 | t0554 | AT | DE | -2033.4 | 2017-01-24 01:00
48069 | t0554 | SE | DE | 619.2 | 2017-01-24 01:00
62822 | t0554 | NL | DE | -1156 | 2017-01-24 01:00
10057 | t0554 | PL | DE | -863.81 | 2017-01-24 01:00
38568 | t0554 | CH | DE | -2999.9 | 2017-01-24 01:00
19561 | t0554 | FR | DE | -281 | 2017-01-24 01:00
29065 | t0554 | CZ | DE | 547.2 | 2017-01-24 01:00
19562 | t0555 | FR | DE | 271 | 2017-01-24 02:00
38569 | t0555 | CH | DE | -3315.44 | 2017-01-24 02:00
29066 | t0555 | CZ | DE | 513.62 | 2017-01-24 02:00
10058 | t0555 | PL | DE | -810.74 | 2017-01-24 02:00
62823 | t0555 | NL | DE | -367 | 2017-01-24 02:00
48070 | t0555 | SE | DE | 619.1 | 2017-01-24 02:00
554 | t0555 | AT | DE | -2607.9 | 2017-01-24 02:00
29067 | t0556 | CZ | DE | 556.55 | 2017-01-24 03:00
48071 | t0556 | SE | DE | 619.3 | 2017-01-24 03:00
62824 | t0556 | NL | DE | -332 | 2017-01-24 03:00
10059 | t0556 | PL | DE | -899 | 2017-01-24 03:00
38570 | t0556 | CH | DE | -3274.58 | 2017-01-24 03:00
555 | t0556 | AT | DE | -2212.9 | 2017-01-24 03:00
19563 | t0556 | FR | DE | 309 | 2017-01-24 03:00
38571 | t0557 | CH | DE | -3266.88 | 2017-01-24 04:00
62825 | t0557 | NL | DE | -740 | 2017-01-24 04:00
10060 | t0557 | PL | DE | -933.44 | 2017-01-24 04:00
556 | t0557 | AT | DE | -1854.5 | 2017-01-24 04:00
48072 | t0557 | SE | DE | 619 | 2017-01-24 04:00
19564 | t0557 | FR | DE | -176 | 2017-01-24 04:00
29068 | t0557 | CZ | DE | 455.48 | 2017-01-24 04:00
62826 | t0558 | NL | DE | -94 | 2017-01-24 05:00
10061 | t0558 | PL | DE | -1067.67 | 2017-01-24 05:00
48073 | t0558 | SE | DE | 619.1 | 2017-01-24 05:00
29069 | t0558 | CZ | DE | -165.43 | 2017-01-24 05:00
19565 | t0558 | FR | DE | -151 | 2017-01-24 05:00
38572 | t0558 | CH | DE | -2541.15 | 2017-01-24 05:00
557 | t0558 | AT | DE | -1347.6 | 2017-01-24 05:00
558 | t0559 | AT | DE | 8.6 | 2017-01-24 06:00
29070 | t0559 | CZ | DE | 486.94 | 2017-01-24 06:00
62827 | t0559 | NL | DE | -310 | 2017-01-24 06:00
10062 | t0559 | PL | DE | -683.44 | 2017-01-24 06:00
38573 | t0559 | CH | DE | -1284.09 | 2017-01-24 06:00
19566 | t0559 | FR | DE | -501 | 2017-01-24 06:00
48074 | t0559 | SE | DE | 619.3 | 2017-01-24 06:00
29071 | t0560 | CZ | DE | 529.61 | 2017-01-24 07:00
10063 | t0560 | PL | DE | -790.09 | 2017-01-24 07:00
48075 | t0560 | SE | DE | 619 | 2017-01-24 07:00
19567 | t0560 | FR | DE | -833 | 2017-01-24 07:00
38574 | t0560 | CH | DE | -1464.73 | 2017-01-24 07:00
62828 | t0560 | NL | DE | -799 | 2017-01-24 07:00
559 | t0560 | AT | DE | 344.6 | 2017-01-24 07:00
38575 | t0561 | CH | DE | -1621 | 2017-01-24 08:00
62829 | t0561 | NL | DE | -1041 | 2017-01-24 08:00
10064 | t0561 | PL | DE | -819.81 | 2017-01-24 08:00
19568 | t0561 | FR | DE | -592 | 2017-01-24 08:00
48076 | t0561 | SE | DE | 619 | 2017-01-24 08:00
29072 | t0561 | CZ | DE | 489.6 | 2017-01-24 08:00
560 | t0561 | AT | DE | 298.7 | 2017-01-24 08:00
19569 | t0562 | FR | DE | -99 | 2017-01-24 09:00
38576 | t0562 | CH | DE | -1426.25 | 2017-01-24 09:00
48077 | t0562 | SE | DE | 618.5 | 2017-01-24 09:00
29073 | t0562 | CZ | DE | 111.63 | 2017-01-24 09:00
561 | t0562 | AT | DE | 75.6 | 2017-01-24 09:00
10065 | t0562 | PL | DE | -995.86 | 2017-01-24 09:00
62830 | t0562 | NL | DE | -685 | 2017-01-24 09:00
19570 | t0563 | FR | DE | 659 | 2017-01-24 10:00
29074 | t0563 | CZ | DE | 43.95 | 2017-01-24 10:00
562 | t0563 | AT | DE | 276.3 | 2017-01-24 10:00
10066 | t0563 | PL | DE | -1014.09 | 2017-01-24 10:00
48078 | t0563 | SE | DE | 608.2 | 2017-01-24 10:00
62831 | t0563 | NL | DE | -142 | 2017-01-24 10:00
38577 | t0563 | CH | DE | -742.85 | 2017-01-24 10:00
48079 | t0564 | SE | DE | 607.8 | 2017-01-24 11:00
19571 | t0564 | FR | DE | 687 | 2017-01-24 11:00
29075 | t0564 | CZ | DE | -47.74 | 2017-01-24 11:00
10067 | t0564 | PL | DE | -1055.66 | 2017-01-24 11:00
62832 | t0564 | NL | DE | 18 | 2017-01-24 11:00
563 | t0564 | AT | DE | 420.9 | 2017-01-24 11:00
38578 | t0564 | CH | DE | -179.45 | 2017-01-24 11:00
29076 | t0565 | CZ | DE | -186.13 | 2017-01-24 12:00
10068 | t0565 | PL | DE | -1112.54 | 2017-01-24 12:00
564 | t0565 | AT | DE | 1.8 | 2017-01-24 12:00
19572 | t0565 | FR | DE | 817 | 2017-01-24 12:00
38579 | t0565 | CH | DE | -300.81 | 2017-01-24 12:00
62833 | t0565 | NL | DE | 148 | 2017-01-24 12:00
48080 | t0565 | SE | DE | 607.7 | 2017-01-24 12:00
565 | t0566 | AT | DE | -130.8 | 2017-01-24 13:00
29077 | t0566 | CZ | DE | -250.41 | 2017-01-24 13:00
38580 | t0566 | CH | DE | -404.92 | 2017-01-24 13:00
62834 | t0566 | NL | DE | 437 | 2017-01-24 13:00
19573 | t0566 | FR | DE | 1238 | 2017-01-24 13:00
10069 | t0566 | PL | DE | -1091.95 | 2017-01-24 13:00
48081 | t0566 | SE | DE | 607.6 | 2017-01-24 13:00
19574 | t0567 | FR | DE | 1614 | 2017-01-24 14:00
10070 | t0567 | PL | DE | -1149.67 | 2017-01-24 14:00
566 | t0567 | AT | DE | -84.1 | 2017-01-24 14:00
38581 | t0567 | CH | DE | -398.31 | 2017-01-24 14:00
29078 | t0567 | CZ | DE | -321.8 | 2017-01-24 14:00
62835 | t0567 | NL | DE | 589 | 2017-01-24 14:00
48082 | t0567 | SE | DE | 607.8 | 2017-01-24 14:00
29079 | t0568 | CZ | DE | -275.22 | 2017-01-24 15:00
567 | t0568 | AT | DE | -153.2 | 2017-01-24 15:00
48083 | t0568 | SE | DE | 608 | 2017-01-24 15:00
19575 | t0568 | FR | DE | 1669 | 2017-01-24 15:00
10071 | t0568 | PL | DE | -1083.83 | 2017-01-24 15:00
38582 | t0568 | CH | DE | -333.74 | 2017-01-24 15:00
62836 | t0568 | NL | DE | 701 | 2017-01-24 15:00
48084 | t0569 | SE | DE | 608 | 2017-01-24 16:00
38583 | t0569 | CH | DE | -463.26 | 2017-01-24 16:00
568 | t0569 | AT | DE | 227.4 | 2017-01-24 16:00
29080 | t0569 | CZ | DE | 358.25 | 2017-01-24 16:00
62837 | t0569 | NL | DE | -787 | 2017-01-24 16:00
10072 | t0569 | PL | DE | -769.19 | 2017-01-24 16:00
19576 | t0569 | FR | DE | 540 | 2017-01-24 16:00
38584 | t0570 | CH | DE | -443.66 | 2017-01-24 17:00
10073 | t0570 | PL | DE | -675.8 | 2017-01-24 17:00
62838 | t0570 | NL | DE | -1151 | 2017-01-24 17:00
569 | t0570 | AT | DE | 521.1 | 2017-01-24 17:00
29081 | t0570 | CZ | DE | 767.3 | 2017-01-24 17:00
48085 | t0570 | SE | DE | 607.9 | 2017-01-24 17:00
19577 | t0570 | FR | DE | -570 | 2017-01-24 17:00
570 | t0571 | AT | DE | 633.5 | 2017-01-24 18:00
62839 | t0571 | NL | DE | -1119 | 2017-01-24 18:00
38585 | t0571 | CH | DE | -342.59 | 2017-01-24 18:00
10074 | t0571 | PL | DE | -664.94 | 2017-01-24 18:00
19578 | t0571 | FR | DE | -605 | 2017-01-24 18:00
29082 | t0571 | CZ | DE | 803.74 | 2017-01-24 18:00
48086 | t0571 | SE | DE | 608 | 2017-01-24 18:00
62840 | t0572 | NL | DE | -157 | 2017-01-24 19:00
571 | t0572 | AT | DE | -181.5 | 2017-01-24 19:00
29083 | t0572 | CZ | DE | 291.52 | 2017-01-24 19:00
10075 | t0572 | PL | DE | -968.36 | 2017-01-24 19:00
48087 | t0572 | SE | DE | 608.3 | 2017-01-24 19:00
38586 | t0572 | CH | DE | -244.93 | 2017-01-24 19:00
19579 | t0572 | FR | DE | 167 | 2017-01-24 19:00
572 | t0573 | AT | DE | -767.3 | 2017-01-24 20:00
48088 | t0573 | SE | DE | 608.3 | 2017-01-24 20:00
38587 | t0573 | CH | DE | -497.9 | 2017-01-24 20:00
62841 | t0573 | NL | DE | -360 | 2017-01-24 20:00
19580 | t0573 | FR | DE | 132 | 2017-01-24 20:00
29084 | t0573 | CZ | DE | 655.97 | 2017-01-24 20:00
10076 | t0573 | PL | DE | -705.29 | 2017-01-24 20:00
10077 | t0574 | PL | DE | -689.34 | 2017-01-24 21:00
29085 | t0574 | CZ | DE | 877.75 | 2017-01-24 21:00
573 | t0574 | AT | DE | -1072.9 | 2017-01-24 21:00
38588 | t0574 | CH | DE | -557.16 | 2017-01-24 21:00
48089 | t0574 | SE | DE | 608.3 | 2017-01-24 21:00
19581 | t0574 | FR | DE | -35 | 2017-01-24 21:00
62842 | t0574 | NL | DE | -837 | 2017-01-24 21:00
38589 | t0575 | CH | DE | -594.97 | 2017-01-24 22:00
29086 | t0575 | CZ | DE | 1274.79 | 2017-01-24 22:00
10078 | t0575 | PL | DE | -560.34 | 2017-01-24 22:00
48090 | t0575 | SE | DE | 608.7 | 2017-01-24 22:00
19582 | t0575 | FR | DE | -76 | 2017-01-24 22:00
62843 | t0575 | NL | DE | -1237 | 2017-01-24 22:00
574 | t0575 | AT | DE | -948.6 | 2017-01-24 22:00
19583 | t0576 | FR | DE | 387 | 2017-01-24 23:00
10079 | t0576 | PL | DE | -870.56 | 2017-01-24 23:00
38590 | t0576 | CH | DE | -618.9 | 2017-01-24 23:00
29087 | t0576 | CZ | DE | 734.04 | 2017-01-24 23:00
62844 | t0576 | NL | DE | -933 | 2017-01-24 23:00
575 | t0576 | AT | DE | -1945.2 | 2017-01-24 23:00
48091 | t0576 | SE | DE | 608.8 | 2017-01-24 23:00
29088 | t0577 | CZ | DE | 651.75 | 2017-01-25
10080 | t0577 | PL | DE | -824.19 | 2017-01-25
576 | t0577 | AT | DE | -2240.8 | 2017-01-25
19584 | t0577 | FR | DE | 229 | 2017-01-25
62845 | t0577 | NL | DE | -1152 | 2017-01-25
48092 | t0577 | SE | DE | 608.7 | 2017-01-25
38591 | t0577 | CH | DE | -655.87 | 2017-01-25
48093 | t0578 | SE | DE | 608.6 | 2017-01-25 01:00
10081 | t0578 | PL | DE | -817.79 | 2017-01-25 01:00
29089 | t0578 | CZ | DE | 698.79 | 2017-01-25 01:00
62846 | t0578 | NL | DE | -416 | 2017-01-25 01:00
19585 | t0578 | FR | DE | 538 | 2017-01-25 01:00
577 | t0578 | AT | DE | -2200.6 | 2017-01-25 01:00
38592 | t0578 | CH | DE | -703.83 | 2017-01-25 01:00
62847 | t0579 | NL | DE | -123 | 2017-01-25 02:00
29090 | t0579 | CZ | DE | 676.06 | 2017-01-25 02:00
48094 | t0579 | SE | DE | 609 | 2017-01-25 02:00
38593 | t0579 | CH | DE | -835.84 | 2017-01-25 02:00
578 | t0579 | AT | DE | -2347.2 | 2017-01-25 02:00
10082 | t0579 | PL | DE | -776.73 | 2017-01-25 02:00
19586 | t0579 | FR | DE | 879 | 2017-01-25 02:00
48095 | t0580 | SE | DE | 609.1 | 2017-01-25 03:00
62848 | t0580 | NL | DE | 302 | 2017-01-25 03:00
38594 | t0580 | CH | DE | -889.69 | 2017-01-25 03:00
19587 | t0580 | FR | DE | 1003 | 2017-01-25 03:00
579 | t0580 | AT | DE | -2313.3 | 2017-01-25 03:00
10083 | t0580 | PL | DE | -791.09 | 2017-01-25 03:00
29091 | t0580 | CZ | DE | 772.69 | 2017-01-25 03:00
48096 | t0581 | SE | DE | 608.2 | 2017-01-25 04:00
38595 | t0581 | CH | DE | -1982.79 | 2017-01-25 04:00
19588 | t0581 | FR | DE | 444 | 2017-01-25 04:00
62849 | t0581 | NL | DE | 233 | 2017-01-25 04:00
29092 | t0581 | CZ | DE | 537.88 | 2017-01-25 04:00
580 | t0581 | AT | DE | -2355 | 2017-01-25 04:00
10084 | t0581 | PL | DE | -868.83 | 2017-01-25 04:00
48097 | t0582 | SE | DE | 608 | 2017-01-25 05:00
62850 | t0582 | NL | DE | 171 | 2017-01-25 05:00
581 | t0582 | AT | DE | -1469.3 | 2017-01-25 05:00
29093 | t0582 | CZ | DE | 184.18 | 2017-01-25 05:00
19589 | t0582 | FR | DE | 64 | 2017-01-25 05:00
38596 | t0582 | CH | DE | -2964.36 | 2017-01-25 05:00
10085 | t0582 | PL | DE | -935.55 | 2017-01-25 05:00
10086 | t0583 | PL | DE | -909.54 | 2017-01-25 06:00
48098 | t0583 | SE | DE | 607.6 | 2017-01-25 06:00
62851 | t0583 | NL | DE | -273 | 2017-01-25 06:00
38597 | t0583 | CH | DE | -2050.94 | 2017-01-25 06:00
582 | t0583 | AT | DE | -3 | 2017-01-25 06:00
19590 | t0583 | FR | DE | -373 | 2017-01-25 06:00
29094 | t0583 | CZ | DE | 462.84 | 2017-01-25 06:00
19591 | t0584 | FR | DE | -825 | 2017-01-25 07:00
10087 | t0584 | PL | DE | -885.47 | 2017-01-25 07:00
48099 | t0584 | SE | DE | 607.3 | 2017-01-25 07:00
583 | t0584 | AT | DE | 160.3 | 2017-01-25 07:00
29095 | t0584 | CZ | DE | 573.73 | 2017-01-25 07:00
62852 | t0584 | NL | DE | -715 | 2017-01-25 07:00
38598 | t0584 | CH | DE | -1806.33 | 2017-01-25 07:00
62853 | t0585 | NL | DE | -713 | 2017-01-25 08:00
19592 | t0585 | FR | DE | -669 | 2017-01-25 08:00
29096 | t0585 | CZ | DE | 122.42 | 2017-01-25 08:00
48100 | t0585 | SE | DE | 607.5 | 2017-01-25 08:00
584 | t0585 | AT | DE | -196.6 | 2017-01-25 08:00
10088 | t0585 | PL | DE | -900.83 | 2017-01-25 08:00
38599 | t0585 | CH | DE | -2055.72 | 2017-01-25 08:00
48101 | t0586 | SE | DE | 607.7 | 2017-01-25 09:00
62854 | t0586 | NL | DE | -425 | 2017-01-25 09:00
585 | t0586 | AT | DE | -236.5 | 2017-01-25 09:00
29097 | t0586 | CZ | DE | 51.72 | 2017-01-25 09:00
19593 | t0586 | FR | DE | -461 | 2017-01-25 09:00
38600 | t0586 | CH | DE | -1833.22 | 2017-01-25 09:00
10089 | t0586 | PL | DE | -1084.06 | 2017-01-25 09:00
38601 | t0587 | CH | DE | -1425.4 | 2017-01-25 10:00
62855 | t0587 | NL | DE | -27 | 2017-01-25 10:00
29098 | t0587 | CZ | DE | 138.78 | 2017-01-25 10:00
10090 | t0587 | PL | DE | -1032.86 | 2017-01-25 10:00
19594 | t0587 | FR | DE | 303 | 2017-01-25 10:00
586 | t0587 | AT | DE | -204.2 | 2017-01-25 10:00
48102 | t0587 | SE | DE | 607.5 | 2017-01-25 10:00
29099 | t0588 | CZ | DE | -347.79 | 2017-01-25 11:00
38602 | t0588 | CH | DE | -1245.54 | 2017-01-25 11:00
587 | t0588 | AT | DE | -315.1 | 2017-01-25 11:00
62856 | t0588 | NL | DE | 284 | 2017-01-25 11:00
19595 | t0588 | FR | DE | 406 | 2017-01-25 11:00
48103 | t0588 | SE | DE | 607.5 | 2017-01-25 11:00
10091 | t0588 | PL | DE | -1122.07 | 2017-01-25 11:00
19596 | t0589 | FR | DE | 457 | 2017-01-25 12:00
29100 | t0589 | CZ | DE | -380.43 | 2017-01-25 12:00
10092 | t0589 | PL | DE | -1286.14 | 2017-01-25 12:00
48104 | t0589 | SE | DE | 607.6 | 2017-01-25 12:00
588 | t0589 | AT | DE | -416.7 | 2017-01-25 12:00
38603 | t0589 | CH | DE | -1735.87 | 2017-01-25 12:00
62857 | t0589 | NL | DE | 212 | 2017-01-25 12:00
19597 | t0590 | FR | DE | 602 | 2017-01-25 13:00
589 | t0590 | AT | DE | -614.2 | 2017-01-25 13:00
29101 | t0590 | CZ | DE | -477.47 | 2017-01-25 13:00
38604 | t0590 | CH | DE | -2016.87 | 2017-01-25 13:00
62858 | t0590 | NL | DE | 272 | 2017-01-25 13:00
10093 | t0590 | PL | DE | -1312.48 | 2017-01-25 13:00
48105 | t0590 | SE | DE | 607.7 | 2017-01-25 13:00
38605 | t0591 | CH | DE | -2122.42 | 2017-01-25 14:00
62859 | t0591 | NL | DE | 472 | 2017-01-25 14:00
590 | t0591 | AT | DE | -681.5 | 2017-01-25 14:00
10094 | t0591 | PL | DE | -1178.91 | 2017-01-25 14:00
29102 | t0591 | CZ | DE | -568.37 | 2017-01-25 14:00
48106 | t0591 | SE | DE | 607.5 | 2017-01-25 14:00
19598 | t0591 | FR | DE | 782 | 2017-01-25 14:00
38606 | t0592 | CH | DE | -2094.89 | 2017-01-25 15:00
48107 | t0592 | SE | DE | 607.6 | 2017-01-25 15:00
29103 | t0592 | CZ | DE | -547.42 | 2017-01-25 15:00
19599 | t0592 | FR | DE | 1070 | 2017-01-25 15:00
10095 | t0592 | PL | DE | -1144.91 | 2017-01-25 15:00
62860 | t0592 | NL | DE | 717 | 2017-01-25 15:00
591 | t0592 | AT | DE | -454.9 | 2017-01-25 15:00
29104 | t0593 | CZ | DE | -331.38 | 2017-01-25 16:00
10096 | t0593 | PL | DE | -990.22 | 2017-01-25 16:00
62861 | t0593 | NL | DE | -183 | 2017-01-25 16:00
592 | t0593 | AT | DE | -197.8 | 2017-01-25 16:00
48108 | t0593 | SE | DE | 607.5 | 2017-01-25 16:00
38607 | t0593 | CH | DE | -1866.8 | 2017-01-25 16:00
19600 | t0593 | FR | DE | 225 | 2017-01-25 16:00
62862 | t0594 | NL | DE | -695 | 2017-01-25 17:00
48109 | t0594 | SE | DE | 607.3 | 2017-01-25 17:00
29105 | t0594 | CZ | DE | 116.6 | 2017-01-25 17:00
38608 | t0594 | CH | DE | -1483 | 2017-01-25 17:00
10097 | t0594 | PL | DE | -853.96 | 2017-01-25 17:00
19601 | t0594 | FR | DE | -872 | 2017-01-25 17:00
593 | t0594 | AT | DE | 209 | 2017-01-25 17:00
29106 | t0595 | CZ | DE | -53.14 | 2017-01-25 18:00
62863 | t0595 | NL | DE | -490 | 2017-01-25 18:00
19602 | t0595 | FR | DE | -719 | 2017-01-25 18:00
48110 | t0595 | SE | DE | 607.4 | 2017-01-25 18:00
10098 | t0595 | PL | DE | -985.27 | 2017-01-25 18:00
38609 | t0595 | CH | DE | -1389.99 | 2017-01-25 18:00
594 | t0595 | AT | DE | 127.1 | 2017-01-25 18:00
10099 | t0596 | PL | DE | -1122.81 | 2017-01-25 19:00
48111 | t0596 | SE | DE | 607.5 | 2017-01-25 19:00
38610 | t0596 | CH | DE | -1929.64 | 2017-01-25 19:00
19603 | t0596 | FR | DE | -495 | 2017-01-25 19:00
595 | t0596 | AT | DE | -633.5 | 2017-01-25 19:00
29107 | t0596 | CZ | DE | -114.7 | 2017-01-25 19:00
62864 | t0596 | NL | DE | -483 | 2017-01-25 19:00
596 | t0597 | AT | DE | -1396.6 | 2017-01-25 20:00
10100 | t0597 | PL | DE | -1101.92 | 2017-01-25 20:00
62865 | t0597 | NL | DE | -677 | 2017-01-25 20:00
19604 | t0597 | FR | DE | -430 | 2017-01-25 20:00
29108 | t0597 | CZ | DE | 89.63 | 2017-01-25 20:00
48112 | t0597 | SE | DE | 607.4 | 2017-01-25 20:00
38611 | t0597 | CH | DE | -2388.15 | 2017-01-25 20:00
29109 | t0598 | CZ | DE | 216.32 | 2017-01-25 21:00
48113 | t0598 | SE | DE | 607.7 | 2017-01-25 21:00
597 | t0598 | AT | DE | -1973.5 | 2017-01-25 21:00
62866 | t0598 | NL | DE | -1192 | 2017-01-25 21:00
19605 | t0598 | FR | DE | -333 | 2017-01-25 21:00
10101 | t0598 | PL | DE | -969.87 | 2017-01-25 21:00
38612 | t0598 | CH | DE | -2509.76 | 2017-01-25 21:00
29110 | t0599 | CZ | DE | 585.3 | 2017-01-25 22:00
19606 | t0599 | FR | DE | -103 | 2017-01-25 22:00
38613 | t0599 | CH | DE | -2426.28 | 2017-01-25 22:00
10102 | t0599 | PL | DE | -926.19 | 2017-01-25 22:00
48114 | t0599 | SE | DE | 607.8 | 2017-01-25 22:00
598 | t0599 | AT | DE | -2094.8 | 2017-01-25 22:00
62867 | t0599 | NL | DE | -1284 | 2017-01-25 22:00
62868 | t0600 | NL | DE | -685 | 2017-01-25 23:00
10103 | t0600 | PL | DE | -1070.47 | 2017-01-25 23:00
38614 | t0600 | CH | DE | -2217.91 | 2017-01-25 23:00
19607 | t0600 | FR | DE | 535 | 2017-01-25 23:00
599 | t0600 | AT | DE | -2520.6 | 2017-01-25 23:00
29111 | t0600 | CZ | DE | 262.91 | 2017-01-25 23:00
48115 | t0600 | SE | DE | 608.2 | 2017-01-25 23:00
10104 | t0601 | PL | DE | -992.24 | 2017-01-26
600 | t0601 | AT | DE | -2480.4 | 2017-01-26
19608 | t0601 | FR | DE | 189 | 2017-01-26
29112 | t0601 | CZ | DE | 210.75 | 2017-01-26
62869 | t0601 | NL | DE | -1091 | 2017-01-26
48116 | t0601 | SE | DE | 608.4 | 2017-01-26
38615 | t0601 | CH | DE | -2079.84 | 2017-01-26
10105 | t0602 | PL | DE | -930.08 | 2017-01-26 01:00
38616 | t0602 | CH | DE | -2357.43 | 2017-01-26 01:00
29113 | t0602 | CZ | DE | 283.11 | 2017-01-26 01:00
62870 | t0602 | NL | DE | -741 | 2017-01-26 01:00
601 | t0602 | AT | DE | -2529.7 | 2017-01-26 01:00
48117 | t0602 | SE | DE | 608.5 | 2017-01-26 01:00
19609 | t0602 | FR | DE | 292 | 2017-01-26 01:00
29114 | t0603 | CZ | DE | 358.04 | 2017-01-26 02:00
48118 | t0603 | SE | DE | 608.5 | 2017-01-26 02:00
38617 | t0603 | CH | DE | -2813.69 | 2017-01-26 02:00
10106 | t0603 | PL | DE | -894.86 | 2017-01-26 02:00
19610 | t0603 | FR | DE | 724 | 2017-01-26 02:00
602 | t0603 | AT | DE | -2759.6 | 2017-01-26 02:00
62871 | t0603 | NL | DE | -449 | 2017-01-26 02:00
38618 | t0604 | CH | DE | -2826.01 | 2017-01-26 03:00
29115 | t0604 | CZ | DE | 369.09 | 2017-01-26 03:00
19611 | t0604 | FR | DE | 1112 | 2017-01-26 03:00
48119 | t0604 | SE | DE | 608.1 | 2017-01-26 03:00
10107 | t0604 | PL | DE | -944.63 | 2017-01-26 03:00
62872 | t0604 | NL | DE | -380 | 2017-01-26 03:00
603 | t0604 | AT | DE | -2823.3 | 2017-01-26 03:00
38619 | t0605 | CH | DE | -2609.7 | 2017-01-26 04:00
604 | t0605 | AT | DE | -2749.2 | 2017-01-26 04:00
10108 | t0605 | PL | DE | -1057.04 | 2017-01-26 04:00
29116 | t0605 | CZ | DE | 35.14 | 2017-01-26 04:00
19612 | t0605 | FR | DE | 673 | 2017-01-26 04:00
62873 | t0605 | NL | DE | -793 | 2017-01-26 04:00
48120 | t0605 | SE | DE | 608 | 2017-01-26 04:00
38620 | t0606 | CH | DE | -2562.66 | 2017-01-26 05:00
605 | t0606 | AT | DE | -2575.1 | 2017-01-26 05:00
62874 | t0606 | NL | DE | -823 | 2017-01-26 05:00
29117 | t0606 | CZ | DE | -538.98 | 2017-01-26 05:00
48121 | t0606 | SE | DE | 607.7 | 2017-01-26 05:00
10109 | t0606 | PL | DE | -1139.58 | 2017-01-26 05:00
19613 | t0606 | FR | DE | 76 | 2017-01-26 05:00
606 | t0607 | AT | DE | -1720.8 | 2017-01-26 06:00
62875 | t0607 | NL | DE | -1201 | 2017-01-26 06:00
10110 | t0607 | PL | DE | -1158.16 | 2017-01-26 06:00
29118 | t0607 | CZ | DE | -894.4 | 2017-01-26 06:00
19614 | t0607 | FR | DE | -394 | 2017-01-26 06:00
48122 | t0607 | SE | DE | 607.2 | 2017-01-26 06:00
38621 | t0607 | CH | DE | -2094.48 | 2017-01-26 06:00
62876 | t0608 | NL | DE | -1474 | 2017-01-26 07:00
19615 | t0608 | FR | DE | -663 | 2017-01-26 07:00
10111 | t0608 | PL | DE | -1124.89 | 2017-01-26 07:00
607 | t0608 | AT | DE | -1511 | 2017-01-26 07:00
38622 | t0608 | CH | DE | -1826.58 | 2017-01-26 07:00
48123 | t0608 | SE | DE | 607 | 2017-01-26 07:00
29119 | t0608 | CZ | DE | -693.15 | 2017-01-26 07:00
608 | t0609 | AT | DE | -1717.7 | 2017-01-26 08:00
10112 | t0609 | PL | DE | -1187.53 | 2017-01-26 08:00
48124 | t0609 | SE | DE | 607.4 | 2017-01-26 08:00
19616 | t0609 | FR | DE | -394 | 2017-01-26 08:00
29120 | t0609 | CZ | DE | -982.43 | 2017-01-26 08:00
38623 | t0609 | CH | DE | -1954.08 | 2017-01-26 08:00
62877 | t0609 | NL | DE | -1780 | 2017-01-26 08:00
29121 | t0610 | CZ | DE | -1277.24 | 2017-01-26 09:00
10113 | t0610 | PL | DE | -1316.48 | 2017-01-26 09:00
19617 | t0610 | FR | DE | -208 | 2017-01-26 09:00
609 | t0610 | AT | DE | -2076.9 | 2017-01-26 09:00
38624 | t0610 | CH | DE | -1872.95 | 2017-01-26 09:00
48125 | t0610 | SE | DE | 607.4 | 2017-01-26 09:00
62878 | t0610 | NL | DE | -1903 | 2017-01-26 09:00
610 | t0611 | AT | DE | -2395.4 | 2017-01-26 10:00
62879 | t0611 | NL | DE | -1942 | 2017-01-26 10:00
10114 | t0611 | PL | DE | -1352.39 | 2017-01-26 10:00
38625 | t0611 | CH | DE | -2222.92 | 2017-01-26 10:00
29122 | t0611 | CZ | DE | -1239.23 | 2017-01-26 10:00
48126 | t0611 | SE | DE | 607.6 | 2017-01-26 10:00
19618 | t0611 | FR | DE | -100 | 2017-01-26 10:00
611 | t0612 | AT | DE | -2465.6 | 2017-01-26 11:00
10115 | t0612 | PL | DE | -1252.41 | 2017-01-26 11:00
48127 | t0612 | SE | DE | 607.5 | 2017-01-26 11:00
19619 | t0612 | FR | DE | 90 | 2017-01-26 11:00
38626 | t0612 | CH | DE | -1932.53 | 2017-01-26 11:00
29123 | t0612 | CZ | DE | -1057.24 | 2017-01-26 11:00
62880 | t0612 | NL | DE | -1758 | 2017-01-26 11:00
10116 | t0613 | PL | DE | -1247.42 | 2017-01-26 12:00
29124 | t0613 | CZ | DE | -1007.66 | 2017-01-26 12:00
48128 | t0613 | SE | DE | 607.7 | 2017-01-26 12:00
62881 | t0613 | NL | DE | -1453 | 2017-01-26 12:00
19620 | t0613 | FR | DE | 267 | 2017-01-26 12:00
612 | t0613 | AT | DE | -2433.7 | 2017-01-26 12:00
38627 | t0613 | CH | DE | -2203.06 | 2017-01-26 12:00
29125 | t0614 | CZ | DE | -1145.65 | 2017-01-26 13:00
62882 | t0614 | NL | DE | -1044 | 2017-01-26 13:00
19621 | t0614 | FR | DE | 653 | 2017-01-26 13:00
613 | t0614 | AT | DE | -2578.6 | 2017-01-26 13:00
10117 | t0614 | PL | DE | -1207.29 | 2017-01-26 13:00
48129 | t0614 | SE | DE | 607.8 | 2017-01-26 13:00
38628 | t0614 | CH | DE | -2526.56 | 2017-01-26 13:00
38629 | t0615 | CH | DE | -2754.44 | 2017-01-26 14:00
10118 | t0615 | PL | DE | -1197.75 | 2017-01-26 14:00
19622 | t0615 | FR | DE | 1055 | 2017-01-26 14:00
62883 | t0615 | NL | DE | -378 | 2017-01-26 14:00
614 | t0615 | AT | DE | -2635.7 | 2017-01-26 14:00
29126 | t0615 | CZ | DE | -1208.51 | 2017-01-26 14:00
48130 | t0615 | SE | DE | 608 | 2017-01-26 14:00
19623 | t0616 | FR | DE | 886 | 2017-01-26 15:00
38630 | t0616 | CH | DE | -2558.87 | 2017-01-26 15:00
62884 | t0616 | NL | DE | -700 | 2017-01-26 15:00
29127 | t0616 | CZ | DE | -1354.5 | 2017-01-26 15:00
48131 | t0616 | SE | DE | 607.5 | 2017-01-26 15:00
10119 | t0616 | PL | DE | -1231.59 | 2017-01-26 15:00
615 | t0616 | AT | DE | -2554.5 | 2017-01-26 15:00
616 | t0617 | AT | DE | -2169.9 | 2017-01-26 16:00
48132 | t0617 | SE | DE | 437.1 | 2017-01-26 16:00
10120 | t0617 | PL | DE | -1145 | 2017-01-26 16:00
19624 | t0617 | FR | DE | 623 | 2017-01-26 16:00
62885 | t0617 | NL | DE | -1278 | 2017-01-26 16:00
29128 | t0617 | CZ | DE | -1237.87 | 2017-01-26 16:00
38631 | t0617 | CH | DE | -2013.76 | 2017-01-26 16:00
19625 | t0618 | FR | DE | 479 | 2017-01-26 17:00
10121 | t0618 | PL | DE | -1049.49 | 2017-01-26 17:00
38632 | t0618 | CH | DE | -1860.18 | 2017-01-26 17:00
62886 | t0618 | NL | DE | -1115 | 2017-01-26 17:00
48133 | t0618 | SE | DE | 600.3 | 2017-01-26 17:00
29129 | t0618 | CZ | DE | -1042.66 | 2017-01-26 17:00
617 | t0618 | AT | DE | -1878.5 | 2017-01-26 17:00
38633 | t0619 | CH | DE | -1921.3 | 2017-01-26 18:00
48134 | t0619 | SE | DE | 97.4 | 2017-01-26 18:00
29130 | t0619 | CZ | DE | -1152.74 | 2017-01-26 18:00
19626 | t0619 | FR | DE | 630 | 2017-01-26 18:00
10122 | t0619 | PL | DE | -1209.35 | 2017-01-26 18:00
62887 | t0619 | NL | DE | -1045 | 2017-01-26 18:00
618 | t0619 | AT | DE | -2097.2 | 2017-01-26 18:00
10123 | t0620 | PL | DE | -1183.74 | 2017-01-26 19:00
19627 | t0620 | FR | DE | 726 | 2017-01-26 19:00
62888 | t0620 | NL | DE | -1125 | 2017-01-26 19:00
48135 | t0620 | SE | DE | 223.3 | 2017-01-26 19:00
38634 | t0620 | CH | DE | -1894.75 | 2017-01-26 19:00
619 | t0620 | AT | DE | -2242.8 | 2017-01-26 19:00
29131 | t0620 | CZ | DE | -1002.36 | 2017-01-26 19:00
38635 | t0621 | CH | DE | -1960.63 | 2017-01-26 20:00
29132 | t0621 | CZ | DE | -273.5 | 2017-01-26 20:00
62889 | t0621 | NL | DE | -1277 | 2017-01-26 20:00
19628 | t0621 | FR | DE | 870 | 2017-01-26 20:00
48136 | t0621 | SE | DE | 511.4 | 2017-01-26 20:00
620 | t0621 | AT | DE | -2202.4 | 2017-01-26 20:00
10124 | t0621 | PL | DE | -1078.92 | 2017-01-26 20:00
621 | t0622 | AT | DE | -2201.9 | 2017-01-26 21:00
29133 | t0622 | CZ | DE | -213.36 | 2017-01-26 21:00
19629 | t0622 | FR | DE | 904 | 2017-01-26 21:00
62890 | t0622 | NL | DE | -1030 | 2017-01-26 21:00
48137 | t0622 | SE | DE | 517.5 | 2017-01-26 21:00
38636 | t0622 | CH | DE | -2142.53 | 2017-01-26 21:00
10125 | t0622 | PL | DE | -1052.36 | 2017-01-26 21:00
29134 | t0623 | CZ | DE | 192.13 | 2017-01-26 22:00
62891 | t0623 | NL | DE | -1204 | 2017-01-26 22:00
19630 | t0623 | FR | DE | 831 | 2017-01-26 22:00
48138 | t0623 | SE | DE | 451.5 | 2017-01-26 22:00
622 | t0623 | AT | DE | -1907.4 | 2017-01-26 22:00
38637 | t0623 | CH | DE | -1957.02 | 2017-01-26 22:00
10126 | t0623 | PL | DE | -895.74 | 2017-01-26 22:00
19631 | t0624 | FR | DE | 1264 | 2017-01-26 23:00
10127 | t0624 | PL | DE | -979.9 | 2017-01-26 23:00
48139 | t0624 | SE | DE | 421.7 | 2017-01-26 23:00
623 | t0624 | AT | DE | -2246.4 | 2017-01-26 23:00
29135 | t0624 | CZ | DE | 67.51 | 2017-01-26 23:00
38638 | t0624 | CH | DE | -2605.04 | 2017-01-26 23:00
62892 | t0624 | NL | DE | -633 | 2017-01-26 23:00
29136 | t0625 | CZ | DE | 53.56 | 2017-01-27
62893 | t0625 | NL | DE | -719 | 2017-01-27
38639 | t0625 | CH | DE | -2990.62 | 2017-01-27
10128 | t0625 | PL | DE | -959.63 | 2017-01-27
19632 | t0625 | FR | DE | 1154 | 2017-01-27
48140 | t0625 | SE | DE | 350.9 | 2017-01-27
624 | t0625 | AT | DE | -2423.4 | 2017-01-27
19633 | t0626 | FR | DE | 1279 | 2017-01-27 01:00
625 | t0626 | AT | DE | -2703.6 | 2017-01-27 01:00
62894 | t0626 | NL | DE | -812 | 2017-01-27 01:00
10129 | t0626 | PL | DE | -1037.71 | 2017-01-27 01:00
29137 | t0626 | CZ | DE | -107.01 | 2017-01-27 01:00
38640 | t0626 | CH | DE | -3074.6 | 2017-01-27 01:00
48141 | t0626 | SE | DE | 302.4 | 2017-01-27 01:00
10130 | t0627 | PL | DE | -1081.08 | 2017-01-27 02:00
626 | t0627 | AT | DE | -2902.2 | 2017-01-27 02:00
19634 | t0627 | FR | DE | 1587 | 2017-01-27 02:00
38641 | t0627 | CH | DE | -3343.9 | 2017-01-27 02:00
48142 | t0627 | SE | DE | 302.2 | 2017-01-27 02:00
29138 | t0627 | CZ | DE | -112.23 | 2017-01-27 02:00
62895 | t0627 | NL | DE | -654 | 2017-01-27 02:00
627 | t0628 | AT | DE | -2935.5 | 2017-01-27 03:00
29139 | t0628 | CZ | DE | -216.74 | 2017-01-27 03:00
10131 | t0628 | PL | DE | -1143.55 | 2017-01-27 03:00
62896 | t0628 | NL | DE | -689 | 2017-01-27 03:00
48143 | t0628 | SE | DE | 302.3 | 2017-01-27 03:00
38642 | t0628 | CH | DE | -3468.13 | 2017-01-27 03:00
19635 | t0628 | FR | DE | 1985 | 2017-01-27 03:00
628 | t0629 | AT | DE | -2837.2 | 2017-01-27 04:00
19636 | t0629 | FR | DE | 1861 | 2017-01-27 04:00
10132 | t0629 | PL | DE | -1139.29 | 2017-01-27 04:00
48144 | t0629 | SE | DE | 352.5 | 2017-01-27 04:00
38643 | t0629 | CH | DE | -3214.84 | 2017-01-27 04:00
62897 | t0629 | NL | DE | -671 | 2017-01-27 04:00
29140 | t0629 | CZ | DE | -340.83 | 2017-01-27 04:00
19637 | t0630 | FR | DE | 1582 | 2017-01-27 05:00
62898 | t0630 | NL | DE | -1029 | 2017-01-27 05:00
48145 | t0630 | SE | DE | 464 | 2017-01-27 05:00
629 | t0630 | AT | DE | -2488.2 | 2017-01-27 05:00
38644 | t0630 | CH | DE | -3034.99 | 2017-01-27 05:00
29141 | t0630 | CZ | DE | -989.88 | 2017-01-27 05:00
10133 | t0630 | PL | DE | -1364.45 | 2017-01-27 05:00
38645 | t0631 | CH | DE | -2434.93 | 2017-01-27 06:00
29142 | t0631 | CZ | DE | -1040.87 | 2017-01-27 06:00
10134 | t0631 | PL | DE | -1284.88 | 2017-01-27 06:00
62899 | t0631 | NL | DE | -1949 | 2017-01-27 06:00
48146 | t0631 | SE | DE | 603.8 | 2017-01-27 06:00
19638 | t0631 | FR | DE | 703 | 2017-01-27 06:00
630 | t0631 | AT | DE | -2068.6 | 2017-01-27 06:00
631 | t0632 | AT | DE | -2213.6 | 2017-01-27 07:00
29143 | t0632 | CZ | DE | -1033.72 | 2017-01-27 07:00
38646 | t0632 | CH | DE | -2380.45 | 2017-01-27 07:00
62900 | t0632 | NL | DE | -1819 | 2017-01-27 07:00
10135 | t0632 | PL | DE | -1102.43 | 2017-01-27 07:00
48147 | t0632 | SE | DE | 138.5 | 2017-01-27 07:00
19639 | t0632 | FR | DE | 751 | 2017-01-27 07:00
38647 | t0633 | CH | DE | -2507.14 | 2017-01-27 08:00
62901 | t0633 | NL | DE | -1866 | 2017-01-27 08:00
48148 | t0633 | SE | DE | -2.1 | 2017-01-27 08:00
29144 | t0633 | CZ | DE | -924.07 | 2017-01-27 08:00
632 | t0633 | AT | DE | -2460.8 | 2017-01-27 08:00
19640 | t0633 | FR | DE | 797 | 2017-01-27 08:00
10136 | t0633 | PL | DE | -1036.71 | 2017-01-27 08:00
633 | t0634 | AT | DE | -2516.2 | 2017-01-27 09:00
48149 | t0634 | SE | DE | -2 | 2017-01-27 09:00
62902 | t0634 | NL | DE | -1751 | 2017-01-27 09:00
29145 | t0634 | CZ | DE | -866.99 | 2017-01-27 09:00
19641 | t0634 | FR | DE | 813 | 2017-01-27 09:00
10137 | t0634 | PL | DE | -1168.43 | 2017-01-27 09:00
38648 | t0634 | CH | DE | -2523.53 | 2017-01-27 09:00
48150 | t0635 | SE | DE | -2 | 2017-01-27 10:00
19642 | t0635 | FR | DE | 663 | 2017-01-27 10:00
10138 | t0635 | PL | DE | -1138.5 | 2017-01-27 10:00
38649 | t0635 | CH | DE | -2470 | 2017-01-27 10:00
634 | t0635 | AT | DE | -2477 | 2017-01-27 10:00
29146 | t0635 | CZ | DE | -657.42 | 2017-01-27 10:00
62903 | t0635 | NL | DE | -1497 | 2017-01-27 10:00
29147 | t0636 | CZ | DE | -854.75 | 2017-01-27 11:00
19643 | t0636 | FR | DE | 386 | 2017-01-27 11:00
48151 | t0636 | SE | DE | 144.7 | 2017-01-27 11:00
635 | t0636 | AT | DE | -2690.3 | 2017-01-27 11:00
10139 | t0636 | PL | DE | -1194.02 | 2017-01-27 11:00
62904 | t0636 | NL | DE | -1446 | 2017-01-27 11:00
38650 | t0636 | CH | DE | -2372.52 | 2017-01-27 11:00
10140 | t0637 | PL | DE | -1117.22 | 2017-01-27 12:00
62905 | t0637 | NL | DE | -1604 | 2017-01-27 12:00
19644 | t0637 | FR | DE | 345 | 2017-01-27 12:00
48152 | t0637 | SE | DE | 285.1 | 2017-01-27 12:00
38651 | t0637 | CH | DE | -2759.09 | 2017-01-27 12:00
636 | t0637 | AT | DE | -2903.3 | 2017-01-27 12:00
29148 | t0637 | CZ | DE | -815.25 | 2017-01-27 12:00
38652 | t0638 | CH | DE | -2989.81 | 2017-01-27 13:00
10141 | t0638 | PL | DE | -1127.01 | 2017-01-27 13:00
62906 | t0638 | NL | DE | -1214 | 2017-01-27 13:00
48153 | t0638 | SE | DE | 581.8 | 2017-01-27 13:00
19645 | t0638 | FR | DE | 783 | 2017-01-27 13:00
637 | t0638 | AT | DE | -2845.1 | 2017-01-27 13:00
29149 | t0638 | CZ | DE | -1000.07 | 2017-01-27 13:00
638 | t0639 | AT | DE | -2701.5 | 2017-01-27 14:00
48154 | t0639 | SE | DE | 608.4 | 2017-01-27 14:00
29150 | t0639 | CZ | DE | -1091.44 | 2017-01-27 14:00
38653 | t0639 | CH | DE | -3200.73 | 2017-01-27 14:00
19646 | t0639 | FR | DE | 1302 | 2017-01-27 14:00
62907 | t0639 | NL | DE | -947 | 2017-01-27 14:00
10142 | t0639 | PL | DE | -1085.75 | 2017-01-27 14:00
48155 | t0640 | SE | DE | 608.2 | 2017-01-27 15:00
639 | t0640 | AT | DE | -2363.8 | 2017-01-27 15:00
29151 | t0640 | CZ | DE | -1113.28 | 2017-01-27 15:00
19647 | t0640 | FR | DE | 1352 | 2017-01-27 15:00
38654 | t0640 | CH | DE | -3227.8 | 2017-01-27 15:00
62908 | t0640 | NL | DE | -798 | 2017-01-27 15:00
10143 | t0640 | PL | DE | -1128.67 | 2017-01-27 15:00
640 | t0641 | AT | DE | -1679.1 | 2017-01-27 16:00
19648 | t0641 | FR | DE | 1050 | 2017-01-27 16:00
29152 | t0641 | CZ | DE | -963.04 | 2017-01-27 16:00
10144 | t0641 | PL | DE | -1053.33 | 2017-01-27 16:00
62909 | t0641 | NL | DE | -1113 | 2017-01-27 16:00
38655 | t0641 | CH | DE | -3026.17 | 2017-01-27 16:00
48156 | t0641 | SE | DE | 608.1 | 2017-01-27 16:00
10145 | t0642 | PL | DE | -1044.94 | 2017-01-27 17:00
38656 | t0642 | CH | DE | -2793.93 | 2017-01-27 17:00
62910 | t0642 | NL | DE | -928 | 2017-01-27 17:00
48157 | t0642 | SE | DE | 608.2 | 2017-01-27 17:00
641 | t0642 | AT | DE | -1543.3 | 2017-01-27 17:00
19649 | t0642 | FR | DE | 831 | 2017-01-27 17:00
29153 | t0642 | CZ | DE | -824.31 | 2017-01-27 17:00
38657 | t0643 | CH | DE | -2636.03 | 2017-01-27 18:00
19650 | t0643 | FR | DE | 805 | 2017-01-27 18:00
62911 | t0643 | NL | DE | -989 | 2017-01-27 18:00
48158 | t0643 | SE | DE | 608.2 | 2017-01-27 18:00
10146 | t0643 | PL | DE | -1105.16 | 2017-01-27 18:00
642 | t0643 | AT | DE | -2003.3 | 2017-01-27 18:00
29154 | t0643 | CZ | DE | -921.4 | 2017-01-27 18:00
29155 | t0644 | CZ | DE | -916.96 | 2017-01-27 19:00
10147 | t0644 | PL | DE | -1104.23 | 2017-01-27 19:00
62912 | t0644 | NL | DE | -1059 | 2017-01-27 19:00
38658 | t0644 | CH | DE | -2765.44 | 2017-01-27 19:00
643 | t0644 | AT | DE | -2205.3 | 2017-01-27 19:00
19651 | t0644 | FR | DE | 896 | 2017-01-27 19:00
48159 | t0644 | SE | DE | 608.3 | 2017-01-27 19:00
19652 | t0645 | FR | DE | 1247 | 2017-01-27 20:00
29156 | t0645 | CZ | DE | -428.96 | 2017-01-27 20:00
62913 | t0645 | NL | DE | -879 | 2017-01-27 20:00
10148 | t0645 | PL | DE | -1045.99 | 2017-01-27 20:00
38659 | t0645 | CH | DE | -3261 | 2017-01-27 20:00
644 | t0645 | AT | DE | -2074.2 | 2017-01-27 20:00
48160 | t0645 | SE | DE | 608.4 | 2017-01-27 20:00
19653 | t0646 | FR | DE | 1339 | 2017-01-27 21:00
29157 | t0646 | CZ | DE | -118.95 | 2017-01-27 21:00
48161 | t0646 | SE | DE | 607.9 | 2017-01-27 21:00
38660 | t0646 | CH | DE | -3216.24 | 2017-01-27 21:00
645 | t0646 | AT | DE | -2020.9 | 2017-01-27 21:00
10149 | t0646 | PL | DE | -929.94 | 2017-01-27 21:00
62914 | t0646 | NL | DE | -633 | 2017-01-27 21:00
646 | t0647 | AT | DE | -2095 | 2017-01-27 22:00
19654 | t0647 | FR | DE | 1512 | 2017-01-27 22:00
48162 | t0647 | SE | DE | 608.6 | 2017-01-27 22:00
10150 | t0647 | PL | DE | -762.57 | 2017-01-27 22:00
62915 | t0647 | NL | DE | -514 | 2017-01-27 22:00
38661 | t0647 | CH | DE | -3526.58 | 2017-01-27 22:00
29158 | t0647 | CZ | DE | 283.85 | 2017-01-27 22:00
29159 | t0648 | CZ | DE | 104.52 | 2017-01-27 23:00
647 | t0648 | AT | DE | -2426.2 | 2017-01-27 23:00
10151 | t0648 | PL | DE | -849.38 | 2017-01-27 23:00
48163 | t0648 | SE | DE | 608.2 | 2017-01-27 23:00
62916 | t0648 | NL | DE | -840 | 2017-01-27 23:00
38662 | t0648 | CH | DE | -4199.42 | 2017-01-27 23:00
19655 | t0648 | FR | DE | 872 | 2017-01-27 23:00
62917 | t0649 | NL | DE | -1422 | 2017-01-28
19656 | t0649 | FR | DE | 345 | 2017-01-28
38663 | t0649 | CH | DE | -4592.77 | 2017-01-28
648 | t0649 | AT | DE | -2492.8 | 2017-01-28
48164 | t0649 | SE | DE | 608.2 | 2017-01-28
10152 | t0649 | PL | DE | -825.29 | 2017-01-28
29160 | t0649 | CZ | DE | 161.56 | 2017-01-28
19657 | t0650 | FR | DE | 960 | 2017-01-28 01:00
649 | t0650 | AT | DE | -2900.1 | 2017-01-28 01:00
62918 | t0650 | NL | DE | -1167 | 2017-01-28 01:00
48165 | t0650 | SE | DE | 608.2 | 2017-01-28 01:00
29161 | t0650 | CZ | DE | -117.49 | 2017-01-28 01:00
10153 | t0650 | PL | DE | -965.84 | 2017-01-28 01:00
38664 | t0650 | CH | DE | -4382.17 | 2017-01-28 01:00
10154 | t0651 | PL | DE | -943.65 | 2017-01-28 02:00
19658 | t0651 | FR | DE | 441 | 2017-01-28 02:00
29162 | t0651 | CZ | DE | -49.54 | 2017-01-28 02:00
650 | t0651 | AT | DE | -2769.7 | 2017-01-28 02:00
48166 | t0651 | SE | DE | 586.5 | 2017-01-28 02:00
38665 | t0651 | CH | DE | -5196.97 | 2017-01-28 02:00
62919 | t0651 | NL | DE | -1233 | 2017-01-28 02:00
19659 | t0652 | FR | DE | 878 | 2017-01-28 03:00
48167 | t0652 | SE | DE | 586.4 | 2017-01-28 03:00
62920 | t0652 | NL | DE | -862 | 2017-01-28 03:00
38666 | t0652 | CH | DE | -4981.74 | 2017-01-28 03:00
651 | t0652 | AT | DE | -2785.2 | 2017-01-28 03:00
10155 | t0652 | PL | DE | -965.05 | 2017-01-28 03:00
29163 | t0652 | CZ | DE | -58.06 | 2017-01-28 03:00
62921 | t0653 | NL | DE | -1178 | 2017-01-28 04:00
48168 | t0653 | SE | DE | 603.6 | 2017-01-28 04:00
652 | t0653 | AT | DE | -2799.1 | 2017-01-28 04:00
29164 | t0653 | CZ | DE | -181.32 | 2017-01-28 04:00
10156 | t0653 | PL | DE | -987.76 | 2017-01-28 04:00
19660 | t0653 | FR | DE | 866 | 2017-01-28 04:00
38667 | t0653 | CH | DE | -5187 | 2017-01-28 04:00
19661 | t0654 | FR | DE | 715 | 2017-01-28 05:00
48169 | t0654 | SE | DE | 603.3 | 2017-01-28 05:00
29165 | t0654 | CZ | DE | -566.35 | 2017-01-28 05:00
653 | t0654 | AT | DE | -3048.7 | 2017-01-28 05:00
10157 | t0654 | PL | DE | -1001.14 | 2017-01-28 05:00
62922 | t0654 | NL | DE | -1849 | 2017-01-28 05:00
38668 | t0654 | CH | DE | -5292.01 | 2017-01-28 05:00
48170 | t0655 | SE | DE | 603.4 | 2017-01-28 06:00
29166 | t0655 | CZ | DE | -833.11 | 2017-01-28 06:00
19662 | t0655 | FR | DE | 683 | 2017-01-28 06:00
62923 | t0655 | NL | DE | -1898 | 2017-01-28 06:00
38669 | t0655 | CH | DE | -5149.11 | 2017-01-28 06:00
654 | t0655 | AT | DE | -3024.3 | 2017-01-28 06:00
10158 | t0655 | PL | DE | -1067.3 | 2017-01-28 06:00
38670 | t0656 | CH | DE | -5168.02 | 2017-01-28 07:00
10159 | t0656 | PL | DE | -1067.61 | 2017-01-28 07:00
655 | t0656 | AT | DE | -3191.6 | 2017-01-28 07:00
62924 | t0656 | NL | DE | -1559 | 2017-01-28 07:00
48171 | t0656 | SE | DE | 603.4 | 2017-01-28 07:00
29167 | t0656 | CZ | DE | -1068.1 | 2017-01-28 07:00
19663 | t0656 | FR | DE | 837 | 2017-01-28 07:00
38671 | t0657 | CH | DE | -5053.43 | 2017-01-28 08:00
656 | t0657 | AT | DE | -3298.7 | 2017-01-28 08:00
62925 | t0657 | NL | DE | -1964 | 2017-01-28 08:00
10160 | t0657 | PL | DE | -1082.69 | 2017-01-28 08:00
48172 | t0657 | SE | DE | 603.5 | 2017-01-28 08:00
19664 | t0657 | FR | DE | 582 | 2017-01-28 08:00
29168 | t0657 | CZ | DE | -823.27 | 2017-01-28 08:00
19665 | t0658 | FR | DE | 239 | 2017-01-28 09:00
10161 | t0658 | PL | DE | -1101.15 | 2017-01-28 09:00
62926 | t0658 | NL | DE | -2301 | 2017-01-28 09:00
657 | t0658 | AT | DE | -3197.4 | 2017-01-28 09:00
29169 | t0658 | CZ | DE | -788.5 | 2017-01-28 09:00
38672 | t0658 | CH | DE | -4505.06 | 2017-01-28 09:00
48173 | t0658 | SE | DE | 603.6 | 2017-01-28 09:00
29170 | t0659 | CZ | DE | -560.48 | 2017-01-28 10:00
38673 | t0659 | CH | DE | -4401.29 | 2017-01-28 10:00
10162 | t0659 | PL | DE | -1174.95 | 2017-01-28 10:00
19666 | t0659 | FR | DE | -28 | 2017-01-28 10:00
658 | t0659 | AT | DE | -3509.4 | 2017-01-28 10:00
62927 | t0659 | NL | DE | -2495 | 2017-01-28 10:00
48174 | t0659 | SE | DE | 603.7 | 2017-01-28 10:00
48175 | t0660 | SE | DE | 603.8 | 2017-01-28 11:00
19667 | t0660 | FR | DE | 59 | 2017-01-28 11:00
10163 | t0660 | PL | DE | -1186.93 | 2017-01-28 11:00
62928 | t0660 | NL | DE | -2677 | 2017-01-28 11:00
659 | t0660 | AT | DE | -3428.9 | 2017-01-28 11:00
38674 | t0660 | CH | DE | -4082.67 | 2017-01-28 11:00
29171 | t0660 | CZ | DE | -642.54 | 2017-01-28 11:00
29172 | t0661 | CZ | DE | -537.85 | 2017-01-28 12:00
19668 | t0661 | FR | DE | -100 | 2017-01-28 12:00
10164 | t0661 | PL | DE | -1179.95 | 2017-01-28 12:00
660 | t0661 | AT | DE | -3333.1 | 2017-01-28 12:00
48176 | t0661 | SE | DE | 603.6 | 2017-01-28 12:00
38675 | t0661 | CH | DE | -4223.55 | 2017-01-28 12:00
62929 | t0661 | NL | DE | -2689 | 2017-01-28 12:00
29173 | t0662 | CZ | DE | -495.51 | 2017-01-28 13:00
10165 | t0662 | PL | DE | -1177.14 | 2017-01-28 13:00
661 | t0662 | AT | DE | -3556.4 | 2017-01-28 13:00
48177 | t0662 | SE | DE | 603.7 | 2017-01-28 13:00
38676 | t0662 | CH | DE | -4799.32 | 2017-01-28 13:00
62930 | t0662 | NL | DE | -2168 | 2017-01-28 13:00
19669 | t0662 | FR | DE | 244 | 2017-01-28 13:00
10166 | t0663 | PL | DE | -1145.27 | 2017-01-28 14:00
29174 | t0663 | CZ | DE | -546.38 | 2017-01-28 14:00
662 | t0663 | AT | DE | -3205.3 | 2017-01-28 14:00
19670 | t0663 | FR | DE | 583 | 2017-01-28 14:00
62931 | t0663 | NL | DE | -1509 | 2017-01-28 14:00
38677 | t0663 | CH | DE | -4808.59 | 2017-01-28 14:00
48178 | t0663 | SE | DE | 603.8 | 2017-01-28 14:00
19671 | t0664 | FR | DE | 1017 | 2017-01-28 15:00
10167 | t0664 | PL | DE | -1129.48 | 2017-01-28 15:00
62932 | t0664 | NL | DE | -991 | 2017-01-28 15:00
29175 | t0664 | CZ | DE | -386.18 | 2017-01-28 15:00
38678 | t0664 | CH | DE | -4677 | 2017-01-28 15:00
48179 | t0664 | SE | DE | 603.9 | 2017-01-28 15:00
663 | t0664 | AT | DE | -2445.2 | 2017-01-28 15:00
48180 | t0665 | SE | DE | 603.6 | 2017-01-28 16:00
664 | t0665 | AT | DE | -1700.4 | 2017-01-28 16:00
38679 | t0665 | CH | DE | -4755.09 | 2017-01-28 16:00
62933 | t0665 | NL | DE | -1748 | 2017-01-28 16:00
19672 | t0665 | FR | DE | 638 | 2017-01-28 16:00
10168 | t0665 | PL | DE | -1096.45 | 2017-01-28 16:00
29176 | t0665 | CZ | DE | -304.02 | 2017-01-28 16:00
62934 | t0666 | NL | DE | -2045 | 2017-01-28 17:00
29177 | t0666 | CZ | DE | -284.13 | 2017-01-28 17:00
48181 | t0666 | SE | DE | 603.6 | 2017-01-28 17:00
19673 | t0666 | FR | DE | 545 | 2017-01-28 17:00
38680 | t0666 | CH | DE | -4015.24 | 2017-01-28 17:00
665 | t0666 | AT | DE | -1610.1 | 2017-01-28 17:00
10169 | t0666 | PL | DE | -1197.23 | 2017-01-28 17:00
19674 | t0667 | FR | DE | 431 | 2017-01-28 18:00
666 | t0667 | AT | DE | -1957 | 2017-01-28 18:00
62935 | t0667 | NL | DE | -2226 | 2017-01-28 18:00
10170 | t0667 | PL | DE | -1048.29 | 2017-01-28 18:00
48182 | t0667 | SE | DE | 603.6 | 2017-01-28 18:00
29178 | t0667 | CZ | DE | -126.83 | 2017-01-28 18:00
38681 | t0667 | CH | DE | -3659.88 | 2017-01-28 18:00
62936 | t0668 | NL | DE | -2114 | 2017-01-28 19:00
48183 | t0668 | SE | DE | 603.8 | 2017-01-28 19:00
667 | t0668 | AT | DE | -2102.3 | 2017-01-28 19:00
29179 | t0668 | CZ | DE | -378.2 | 2017-01-28 19:00
19675 | t0668 | FR | DE | 682 | 2017-01-28 19:00
10171 | t0668 | PL | DE | -1125.56 | 2017-01-28 19:00
38682 | t0668 | CH | DE | -3901.43 | 2017-01-28 19:00
10172 | t0669 | PL | DE | -1048.31 | 2017-01-28 20:00
668 | t0669 | AT | DE | -2119.1 | 2017-01-28 20:00
38683 | t0669 | CH | DE | -4021.15 | 2017-01-28 20:00
19676 | t0669 | FR | DE | 1087 | 2017-01-28 20:00
62937 | t0669 | NL | DE | -1599 | 2017-01-28 20:00
48184 | t0669 | SE | DE | 570.9 | 2017-01-28 20:00
29180 | t0669 | CZ | DE | -256.53 | 2017-01-28 20:00
38684 | t0670 | CH | DE | -3764.09 | 2017-01-28 21:00
29181 | t0670 | CZ | DE | -68.32 | 2017-01-28 21:00
10173 | t0670 | PL | DE | -946.41 | 2017-01-28 21:00
48185 | t0670 | SE | DE | 529.6 | 2017-01-28 21:00
62938 | t0670 | NL | DE | -1657 | 2017-01-28 21:00
669 | t0670 | AT | DE | -1997 | 2017-01-28 21:00
19677 | t0670 | FR | DE | 802 | 2017-01-28 21:00
48186 | t0671 | SE | DE | 450.7 | 2017-01-28 22:00
19678 | t0671 | FR | DE | 318 | 2017-01-28 22:00
10174 | t0671 | PL | DE | -889.29 | 2017-01-28 22:00
29182 | t0671 | CZ | DE | 152.58 | 2017-01-28 22:00
38685 | t0671 | CH | DE | -3582.16 | 2017-01-28 22:00
670 | t0671 | AT | DE | -2026.9 | 2017-01-28 22:00
62939 | t0671 | NL | DE | -2050 | 2017-01-28 22:00
62940 | t0672 | NL | DE | -2205 | 2017-01-28 23:00
10175 | t0672 | PL | DE | -874.26 | 2017-01-28 23:00
29183 | t0672 | CZ | DE | 115.91 | 2017-01-28 23:00
671 | t0672 | AT | DE | -2383.4 | 2017-01-28 23:00
38686 | t0672 | CH | DE | -3816.04 | 2017-01-28 23:00
48187 | t0672 | SE | DE | 432.3 | 2017-01-28 23:00
19679 | t0672 | FR | DE | -24 | 2017-01-28 23:00
48188 | t0673 | SE | DE | 347.2 | 2017-01-29
10176 | t0673 | PL | DE | -858.11 | 2017-01-29
19680 | t0673 | FR | DE | 552 | 2017-01-29
62941 | t0673 | NL | DE | -2002 | 2017-01-29
672 | t0673 | AT | DE | -2697.3 | 2017-01-29
29184 | t0673 | CZ | DE | 72.25 | 2017-01-29
38687 | t0673 | CH | DE | -3802.3 | 2017-01-29
48189 | t0674 | SE | DE | 278.2 | 2017-01-29 01:00
10177 | t0674 | PL | DE | -957.5 | 2017-01-29 01:00
29185 | t0674 | CZ | DE | -160.83 | 2017-01-29 01:00
673 | t0674 | AT | DE | -3061.3 | 2017-01-29 01:00
38688 | t0674 | CH | DE | -3905.12 | 2017-01-29 01:00
19681 | t0674 | FR | DE | 789 | 2017-01-29 01:00
62942 | t0674 | NL | DE | -1634 | 2017-01-29 01:00
10178 | t0675 | PL | DE | -1080.86 | 2017-01-29 02:00
38689 | t0675 | CH | DE | -4739.58 | 2017-01-29 02:00
48190 | t0675 | SE | DE | 231.6 | 2017-01-29 02:00
19682 | t0675 | FR | DE | 1449 | 2017-01-29 02:00
62943 | t0675 | NL | DE | -1196 | 2017-01-29 02:00
674 | t0675 | AT | DE | -3464.6 | 2017-01-29 02:00
29186 | t0675 | CZ | DE | -369.16 | 2017-01-29 02:00
48191 | t0676 | SE | DE | 192.9 | 2017-01-29 03:00
62944 | t0676 | NL | DE | -1737 | 2017-01-29 03:00
675 | t0676 | AT | DE | -3558.3 | 2017-01-29 03:00
38690 | t0676 | CH | DE | -5153.79 | 2017-01-29 03:00
10179 | t0676 | PL | DE | -1074.85 | 2017-01-29 03:00
19683 | t0676 | FR | DE | 850 | 2017-01-29 03:00
29187 | t0676 | CZ | DE | -386.2 | 2017-01-29 03:00
19684 | t0677 | FR | DE | 1140 | 2017-01-29 04:00
62945 | t0677 | NL | DE | -1720 | 2017-01-29 04:00
10180 | t0677 | PL | DE | -1116.79 | 2017-01-29 04:00
48192 | t0677 | SE | DE | 162 | 2017-01-29 04:00
38691 | t0677 | CH | DE | -4975.64 | 2017-01-29 04:00
29188 | t0677 | CZ | DE | -542.37 | 2017-01-29 04:00
676 | t0677 | AT | DE | -3739.9 | 2017-01-29 04:00
38692 | t0678 | CH | DE | -4946.29 | 2017-01-29 05:00
19685 | t0678 | FR | DE | 981 | 2017-01-29 05:00
62946 | t0678 | NL | DE | -1799 | 2017-01-29 05:00
677 | t0678 | AT | DE | -3915.9 | 2017-01-29 05:00
29189 | t0678 | CZ | DE | -895.21 | 2017-01-29 05:00
48193 | t0678 | SE | DE | 117.6 | 2017-01-29 05:00
10181 | t0678 | PL | DE | -939.62 | 2017-01-29 05:00
678 | t0679 | AT | DE | -3654.6 | 2017-01-29 06:00
48194 | t0679 | SE | DE | 117.4 | 2017-01-29 06:00
62947 | t0679 | NL | DE | -1673 | 2017-01-29 06:00
38693 | t0679 | CH | DE | -5006.88 | 2017-01-29 06:00
29190 | t0679 | CZ | DE | -918.87 | 2017-01-29 06:00
19686 | t0679 | FR | DE | 804 | 2017-01-29 06:00
10182 | t0679 | PL | DE | -920.46 | 2017-01-29 06:00
38694 | t0680 | CH | DE | -4261.68 | 2017-01-29 07:00
29191 | t0680 | CZ | DE | -1001.57 | 2017-01-29 07:00
10183 | t0680 | PL | DE | -884.95 | 2017-01-29 07:00
679 | t0680 | AT | DE | -3419.9 | 2017-01-29 07:00
19687 | t0680 | FR | DE | 1298 | 2017-01-29 07:00
48195 | t0680 | SE | DE | 149.1 | 2017-01-29 07:00
62948 | t0680 | NL | DE | -1283 | 2017-01-29 07:00
62949 | t0681 | NL | DE | -997 | 2017-01-29 08:00
10184 | t0681 | PL | DE | -998.8 | 2017-01-29 08:00
48196 | t0681 | SE | DE | 166.1 | 2017-01-29 08:00
29192 | t0681 | CZ | DE | -1110.29 | 2017-01-29 08:00